## STRATEGIES SUMMARY
Strategy | Rows | Status | Total Tasks | Total Routes | Comments | Export | Status
120D | 1-306 | 6 JDE Data Exported | 306 | 63 |  | 1st | 0 Nothing
DMSI | 307-579 | 6 JDE Data Exported | 273 | 5 | Each task represents one equipment to inspect in the route (the actual tasks are in DMSI) | 1st | 1 Tasks Created not reviewed
BOILER | 580-963 | 6 JDE Data Exported | 384 | 47 | Review with Bob on what tasks to assign to UFO | 1st | 2 Tasks Created and reviewed
OPERATIONAL TASKS | 964-1349 | 6 JDE Data Exported | 386 | 149 | Pending clarification (Ron,John,Dave) | 1st | 3 Task grouped into Routes, Route ID and Name assigned
LOOP CHECK | 1350-1498 | 6 JDE Data Exported | 149 | 8 | Determine if it will be handled by an alternate system | 1st | 4 Routes added to PM Routes. JDE Data created
AGITATORS | 1499-1749 | 6 JDE Data Exported | 251 | 47 | Confirm with Vib and DMSI that inspections and data collection are included in their Strategies | 2nd | 5 QC Completed
PUMPS |  | 6 JDE Data Exported |  |  |  | 2nd
BALE HANDLING |  | 6 JDE Data Exported | 404 |  |  | 2nd | 6 JDE Data Exported
UTILITIES |  | 6 JDE Data Exported | 849 |  |  | 2nd
BROKE AND CORE |  | 6 JDE Data Exported | 900 |  |  | 2nd
FANS |  | 0 Nothing |  |  | Get Template from Dave Martinelli (Bill Dudley) | 3rd
PM FIELD DEVICES |  | 6 JDE Data Exported |  |  |  | 3rd
VALMET SPECIAL |  | 6 JDE Data Exported |  |  |  | 3rd
VIBRATION |  | 6 JDE Data Exported |  |  |  | 3rd
LUBE |  | 3 Task grouped into Routes, Route ID and Name assigned |  |  |  | 3rd
IR THERMO |  | 6 JDE Data Exported |  |  | Sulzer Pumps have a IR route themselves | 3rd
FIREFLY |  | 0 Nothing |  |  |  | 3rd
CRANES |  | 6 JDE Data Exported |  |  |  | 3rd

## PM QC STEPS
Ensure all Unit numbers/names/tag are correct
Ensure all unit numbers exist in the hierarchy and the actual name is the same we have here
Units numbers exist and havent changed (compare unit number with name in there and in current hierarchy)
Check Review comments field for open questions
Ensure uniformity on frequencies
Obtain List of multiple equipment for each route
Obtain list of WO that might need a special Thru %
Ensure all Templates are applied to proper equipment
Ensure no Equipment has the same service type twice (in the header or in the equipment on route)

## PM TASKS
TASK NO | ROUTE ID | ROUTE NAME | 8 | 10 | PM TYPE | EQUIPMENT UNIT CODE | EQUIPMENT NAME | FIELD EQUIPMENT TAG NUMBER | ASSEMBLY UNIT CODE | ASSEMBLY NAME | ASSEMBLY FIELD TAG NUMBER | Component | MACHINE STATUS | DISCIPLINE | TASK | FAILURE MODE 1 | FAILURE MODE 2 | FAILURE MODE 3 | FREQUENCY | TIME (HH) | DETAILED PROCEDURE | ATTACHMENT | ALT CMMS SYSTEM | REVIEW COMMENTS | BELONGS TO STRATEGY | ROUTE CREATED | FULL ROUTE NAME | WO MODEL | SERVICE TYPE
40 | 0826-MEC-IDD-42-UTM PULPER | INSPECT UTM PULPER | 26 | 18 | 2 - Subj Inspection | 0100826M | UTM PULPER | 010-0826-PLP-001-00 | 0100826MB | UTM PULPER ROTOR 1 | 010-0826-AGT-005-00 | Coupling | IDD | MEC | Inspect Coupling for damage or wear | Damaged |  |  | 42 | 0.2 |  |  | JDE |  | 120D | Data created/will be sent for upload | 0826-MEC-IDD-42-UTM PULPER INSPECT UTM PULPER | 3956800
41 | 0826-MEC-IDD-42-UTM PULPER | INSPECT UTM PULPER | 26 | 18 | 2 - Subj Inspection | 0100826M | UTM PULPER | 010-0826-PLP-001-00 | 0100826MC | UTM PULPER ROTOR 2 | 010-0826-AGT-006-00 | Coupling | IDD | MEC | Inspect Coupling for damage or wear | Damaged |  |  | 42 | 0.2 |  |  | JDE |  | 120D | Data created/will be sent for upload | 0826-MEC-IDD-42-UTM PULPER INSPECT UTM PULPER | 3956800
42 | 0826-MEC-IDD-42-UTM PULPER | INSPECT UTM PULPER | 26 | 18 | 2 - Subj Inspection | 0100826M | UTM PULPER | 010-0826-PLP-001-00 | 0100826MBA | UTM PULPER ROTOR 1 SHAFT SEAL |  | Mechanical Seal | IDD | MEC | Check for Leaks | Leak |  |  | 42 | 0.2 |  |  | JDE |  | 120D | Data created/will be sent for upload | 0826-MEC-IDD-42-UTM PULPER INSPECT UTM PULPER | 3956800
43 | 0826-MEC-IDD-42-UTM PULPER | INSPECT UTM PULPER | 26 | 18 | 2 - Subj Inspection | 0100826M | UTM PULPER | 010-0826-PLP-001-00 | 0100826MCA | UTM PULPER ROTOR 2 SHAFT SEAL |  | Mechanical Seal | IDD | MEC | Check for Leaks | Leak |  |  | 42 | 0.2 |  |  | JDE |  | 120D | Data created/will be sent for upload | 0826-MEC-IDD-42-UTM PULPER INSPECT UTM PULPER | 3956800
44 | 0826-MEC-IDD-42-UTM PULPER | INSPECT UTM PULPER | 26 | 18 | 2 - Subj Inspection | 0100826M | UTM PULPER | 010-0826-PLP-001-00 | 0100826MBB | UTM PULPER ROTOR 1 GEARBOX | 010-0826-AGT-005-G1 | Gearbox | IDD | MEC | Check Oil level and inspect seal for leaks | Low oil level |  |  | 42 | 0.2 |  |  | JDE |  | 120D | Data created/will be sent for upload | 0826-MEC-IDD-42-UTM PULPER INSPECT UTM PULPER | 3956800
45 | 0826-MEC-IDD-42-UTM PULPER | INSPECT UTM PULPER | 26 | 18 | 2 - Subj Inspection | 0100826M | UTM PULPER | 010-0826-PLP-001-00 | 0100826MCB | UTM PULPER ROTOR 2 GEARBOX | 010-0826-AGT-006-G1 | Gearbox | IDD | MEC | Check Oil level and inspect seal for leaks | Low oil level |  |  | 42 | 0.2 |  |  | JDE |  | 120D | Data created/will be sent for upload | 0826-MEC-IDD-42-UTM PULPER INSPECT UTM PULPER | 3956801
46 | 0826-MEC-IDD-42-UTM PULPER | INSPECT UTM PULPER | 26 | 18 | 2 - Subj Inspection | 0100826M | UTM PULPER | 010-0826-PLP-001-00 | 0100826M | UTM PULPER | 010-0826-PLP-001-00 | Guards | IDD | MEC | Ensure guards are in good condition and properly fastened | Wear |  |  | 42 | 0.2 |  |  | JDE |  | 120D | Data created/will be sent for upload | 0826-MEC-IDD-42-UTM PULPER INSPECT UTM PULPER | 3956801
250 | 0832-MEC-DD-126-BOW SCREEN 1 | BOW SCREEN 1 INSPECTION | 28 | 23 | 2 - Subj Inspection | 0100832A | BOW SCREEN 1 | 010-0832-SCR-001-00 |  |  |  | Cleaning shower (front and back) | DD | MEC | Visual Inspection | Plugged |  |  | 126 |  |  |  | JDE |  | 120D | Data created/will be sent for upload | 0832-MEC-DD-126-BOW SCREEN 1 BOW SCREEN 1 INSPECTION | 3956840
251 | 0832-MEC-DD-126-BOW SCREEN 1 | BOW SCREEN 1 INSPECTION | 28 | 23 | 2 - Subj Inspection | 0100832A | BOW SCREEN 1 | 010-0832-SCR-001-00 |  |  |  | Screen Plate rubber seals | DD | MEC | Visual Inspection | Wear | Breakage |  | 126 |  |  |  | JDE |  | 120D | Data created/will be sent for upload | 0832-MEC-DD-126-BOW SCREEN 1 BOW SCREEN 1 INSPECTION | 3956840
252 | 0832-MEC-DD-126-BOW SCREEN 1 | BOW SCREEN 1 INSPECTION | 28 | 23 | 2 - Subj Inspection | 0100832A | BOW SCREEN 1 | 010-0832-SCR-001-00 |  |  |  | Screen Plate | DD | MEC | Visual Inspection. If damage is found, create an order to replace. | Dirty | Plugged | Wear | 126 |  |  |  | JDE |  | 120D | Data created/will be sent for upload | 0832-MEC-DD-126-BOW SCREEN 1 BOW SCREEN 1 INSPECTION | 3956841
253 | 0832-MEC-DD-126-BOW SCREEN 1 | BOW SCREEN 1 INSPECTION | 28 | 23 | 2 - Subj Inspection | 0100832A | BOW SCREEN 1 | 010-0832-SCR-001-00 |  |  |  | Slice Control Cylinder | DD | MEC | Visual Inspection | Air Leak |  |  | 126 |  |  |  | JDE |  | 120D | Data created/will be sent for upload | 0832-MEC-DD-126-BOW SCREEN 1 BOW SCREEN 1 INSPECTION | 3956841
254 | 0832-MEC-DD-126-BOW SCREEN 1 | BOW SCREEN 1 INSPECTION | 28 | 23 | 2 - Subj Inspection | 0100832A | BOW SCREEN 1 | 010-0832-SCR-001-00 |  |  |  | Shower Hose | DD | MEC | Visual Inspection. If damage is found, create an order to replace. | Aging | Fatigue Cracks |  | 126 |  |  |  | JDE |  | 120D | Data created/will be sent for upload | 0832-MEC-DD-126-BOW SCREEN 1 BOW SCREEN 1 INSPECTION | 3956841
255 | 0832-MEC-DD-126-BOW SCREEN 2 | BOW SCREEN 2 INSPECTION | 28 | 23 | 1A - Adjust | 0100832B | BOW SCREEN 2 | 010-0832-SCR-002-00 |  |  |  | Bow Screen | DD | MEC | ASSIST OPERATIONS WITH SLICE LINKAGE ADJUSTMENT AND SETTING. |  |  |  | 126 |  |  |  | JDE |  | 120D | Data created/will be sent for upload | 0832-MEC-DD-126-BOW SCREEN 2 BOW SCREEN 2 INSPECTION | 3956841
256 | 0832-MEC-DD-126-BOW SCREEN 2 | BOW SCREEN 2 INSPECTION | 28 | 23 | 2 - Subj Inspection | 0100832B | BOW SCREEN 2 | 010-0832-SCR-002-00 |  |  |  | Cleaning shower (front and back) | DD | MEC | Visual Inspection | Plugged |  |  | 126 |  |  |  | JDE |  | 120D | Data created/will be sent for upload | 0832-MEC-DD-126-BOW SCREEN 2 BOW SCREEN 2 INSPECTION | 3956841
257 | 0832-MEC-DD-126-BOW SCREEN 2 | BOW SCREEN 2 INSPECTION | 28 | 23 | 2 - Subj Inspection | 0100832B | BOW SCREEN 2 | 010-0832-SCR-002-00 |  |  |  | Screen Plate rubber seals | DD | MEC | Visual Inspection | Wear | Breakage |  | 126 |  |  |  | JDE |  | 120D | Data created/will be sent for upload | 0832-MEC-DD-126-BOW SCREEN 2 BOW SCREEN 2 INSPECTION | 3956852
258 | 0832-MEC-DD-126-BOW SCREEN 2 | BOW SCREEN 2 INSPECTION | 28 | 23 | 2 - Subj Inspection | 0100832B | BOW SCREEN 2 | 010-0832-SCR-002-00 |  |  |  | Screen Plate | DD | MEC | Visual Inspection. If damage is found, create an order to replace. | Dirty | Plugged | Wear | 126 |  |  |  | JDE |  | 120D | Data created/will be sent for upload | 0832-MEC-DD-126-BOW SCREEN 2 BOW SCREEN 2 INSPECTION | 3956842
259 | 0832-MEC-DD-126-BOW SCREEN 2 | BOW SCREEN 2 INSPECTION | 28 | 23 | 2 - Subj Inspection | 0100832B | BOW SCREEN 2 | 010-0832-SCR-002-00 |  |  |  | Slice Control Cylinder | DD | MEC | Visual Inspection | Air Leak |  |  | 126 |  |  |  | JDE |  | 120D | Data created/will be sent for upload | 0832-MEC-DD-126-BOW SCREEN 2 BOW SCREEN 2 INSPECTION | 3956842
260 | 0832-MEC-DD-126-BOW SCREEN 2 | BOW SCREEN 2 INSPECTION | 28 | 23 | 2 - Subj Inspection | 0100832B | BOW SCREEN 2 | 010-0832-SCR-002-00 |  |  |  | Shower Hose | DD | MEC | Visual Inspection. If damage is found, create an order to replace. | Aging | Fatigue Cracks |  | 126 |  |  |  | JDE |  | 120D | Data created/will be sent for upload | 0832-MEC-DD-126-BOW SCREEN 2 BOW SCREEN 2 INSPECTION | 3956853
261 | 0832-MEC-DD-126-BOW SCREEN 3 | BOW SCREEN 3 INSPECTION | 28 | 23 | 1A - Adjust | 0100832C | BOW SCREEN 3 | 010-0832-SCR-003-00 |  |  |  | Bow Screen | DD | MEC | ASSIST OPERATIONS WITH SLICE LINKAGE ADJUSTMENT AND SETTING. |  |  |  | 126 |  |  |  | JDE |  | 120D | Data created/will be sent for upload | 0832-MEC-DD-126-BOW SCREEN 3 BOW SCREEN 3 INSPECTION | 3956843
262 | 0832-MEC-DD-126-BOW SCREEN 3 | BOW SCREEN 3 INSPECTION | 28 | 23 | 2 - Subj Inspection | 0100832C | BOW SCREEN 3 | 010-0832-SCR-003-00 |  |  |  | Cleaning shower (front and back) | DD | MEC | Visual Inspection | Plugged |  |  | 126 |  |  |  | JDE |  | 120D | Data created/will be sent for upload | 0832-MEC-DD-126-BOW SCREEN 3 BOW SCREEN 3 INSPECTION | 3956843
263 | 0832-MEC-DD-126-BOW SCREEN 3 | BOW SCREEN 3 INSPECTION | 28 | 23 | 2 - Subj Inspection | 0100832C | BOW SCREEN 3 | 010-0832-SCR-003-00 |  |  |  | Screen Plate rubber seals | DD | MEC | Visual Inspection | Wear | Breakage |  | 126 |  |  |  | JDE |  | 120D | Data created/will be sent for upload | 0832-MEC-DD-126-BOW SCREEN 3 BOW SCREEN 3 INSPECTION | 3956848
264 | 0832-MEC-DD-126-BOW SCREEN 3 | BOW SCREEN 3 INSPECTION | 28 | 23 | 2 - Subj Inspection | 0100832C | BOW SCREEN 3 | 010-0832-SCR-003-00 |  |  |  | Screen Plate | DD | MEC | Visual Inspection. If damage is found, create an order to replace. | Dirty | Plugged | Wear | 126 |  |  |  | JDE |  | 120D | Data created/will be sent for upload | 0832-MEC-DD-126-BOW SCREEN 3 BOW SCREEN 3 INSPECTION | 3956844
265 | 0832-MEC-DD-126-BOW SCREEN 3 | BOW SCREEN 3 INSPECTION | 28 | 23 | 2 - Subj Inspection | 0100832C | BOW SCREEN 3 | 010-0832-SCR-003-00 |  |  |  | Slice Control Cylinder | DD | MEC | Visual Inspection | Air Leak |  |  | 126 |  |  |  | JDE |  | 120D | Data created/will be sent for upload | 0832-MEC-DD-126-BOW SCREEN 3 BOW SCREEN 3 INSPECTION | 3956844
266 | 0832-MEC-DD-126-BOW SCREEN 3 | BOW SCREEN 3 INSPECTION | 28 | 23 | 2 - Subj Inspection | 0100832C | BOW SCREEN 3 | 010-0832-SCR-003-00 |  |  |  | Shower Hose | DD | MEC | Visual Inspection. If damage is found, create an order to replace. | Aging | Fatigue Cracks |  | 126 |  |  |  | JDE |  | 120D | Data created/will be sent for upload | 0832-MEC-DD-126-BOW SCREEN 3 BOW SCREEN 3 INSPECTION | 3956844
267 | 0832-MEC-DD-126-BOW SCREEN 4 | BOW SCREEN 4 INSPECTION | 28 | 23 | 1A - Adjust | 0100832D | BOW SCREEN 4 | 010-0832-SCR-004-00 |  |  |  | Bow Screen | DD | MEC | ASSIST OPERATIONS WITH SLICE LINKAGE ADJUSTMENT AND SETTING. |  |  |  | 126 |  |  |  | JDE |  | 120D | Data created/will be sent for upload | 0832-MEC-DD-126-BOW SCREEN 4 BOW SCREEN 4 INSPECTION | 3956849
268 | 0832-MEC-DD-126-BOW SCREEN 4 | BOW SCREEN 4 INSPECTION | 28 | 23 | 2 - Subj Inspection | 0100832D | BOW SCREEN 4 | 010-0832-SCR-004-00 |  |  |  | Cleaning shower (front and back) | DD | MEC | Visual Inspection | Plugged |  |  | 126 |  |  |  | JDE |  | 120D | Data created/will be sent for upload | 0832-MEC-DD-126-BOW SCREEN 4 BOW SCREEN 4 INSPECTION | 3956845
269 | 0832-MEC-DD-126-BOW SCREEN 4 | BOW SCREEN 4 INSPECTION | 28 | 23 | 2 - Subj Inspection | 0100832D | BOW SCREEN 4 | 010-0832-SCR-004-00 |  |  |  | Screen Plate rubber seals | DD | MEC | Visual Inspection | Wear | Breakage |  | 126 |  |  |  | JDE |  | 120D | Data created/will be sent for upload | 0832-MEC-DD-126-BOW SCREEN 4 BOW SCREEN 4 INSPECTION | 3956845
270 | 0832-MEC-DD-126-BOW SCREEN 4 | BOW SCREEN 4 INSPECTION | 28 | 23 | 2 - Subj Inspection | 0100832D | BOW SCREEN 4 | 010-0832-SCR-004-00 |  |  |  | Screen Plate | DD | MEC | Visual Inspection. If damage is found, create an order to replace. | Dirty | Plugged | Wear | 126 |  |  |  | JDE |  | 120D | Data created/will be sent for upload | 0832-MEC-DD-126-BOW SCREEN 4 BOW SCREEN 4 INSPECTION | 3956845
271 | 0832-MEC-DD-126-BOW SCREEN 4 | BOW SCREEN 4 INSPECTION | 28 | 23 | 2 - Subj Inspection | 0100832D | BOW SCREEN 4 | 010-0832-SCR-004-00 |  |  |  | Slice Control Cylinder | DD | MEC | Visual Inspection | Air Leak |  |  | 126 |  |  |  | JDE |  | 120D | Data created/will be sent for upload | 0832-MEC-DD-126-BOW SCREEN 4 BOW SCREEN 4 INSPECTION | 3956845
272 | 0832-MEC-DD-126-BOW SCREEN 4 | BOW SCREEN 4 INSPECTION | 28 | 23 | 2 - Subj Inspection | 0100832D | BOW SCREEN 4 | 010-0832-SCR-004-00 |  |  |  | Shower Hose | DD | MEC | Visual Inspection. If damage is found, create an order to replace. | Aging | Fatigue Cracks |  | 126 |  |  |  | JDE |  | 120D | Data created/will be sent for upload | 0832-MEC-DD-126-BOW SCREEN 4 BOW SCREEN 4 INSPECTION | 3956845
273 | 0870-ELE-IRD-42-REEL SCANNER | TEST AND CALIBRATION | 28 | 20 | 1A - Adjust | 0100870NA | IQ REEL SCANNER | 010-0870-PID-002-00 |  |  |  | Scanner | IRD | E&I | Retrieve samples from standard process parent roll |  |  |  | 42 |  |  |  | JDE |  | 120D | Data created/will be sent for upload | 0870-ELE-IRD-42-REEL SCANNER TEST AND CALIBRATION | 3956845
65 | 0845-ELE-QI-168-PH PROBE | CLEAN AND CALIBRATE PH PROBE | 24 | 28 | 1A - Adjust | 0100845B | BIOCIDE HYPOCHLORITE METERING SKID | 010-0845-SKD-070-00 | 0100845BEA | BIOCIDE HYPOCHLORITE METERING SKD STATIC MXR OUTLET PH ELEM | 010-0845AE-0506 | PH Probe | QI | E&I | Clean and Calibrate the PH Probe. Create an order to replace if probe does not return to standards after calibration. | Out of Tolerance | Dirty |  | 168 |  |  |  | JDE |  | 120D | Data created/will be sent for upload | 0845-ELE-QI-168-PH PROBE CLEAN AND CALIBRATE PH PROBE | 3956806
293 | 0845-MEC-DD-84-WET STRENGTH | SKID INSPECTION AND CLEAN | 27 | 25 | 1C - Clean | 0100845JA | WET STRENGTH METERING DILUTION SKID | 010-0845-SKD-010-00 | 0100845JAD | WET STRENGTH POST DILUTION SKID STATIC MIXER 1 | 010-0845-SMX-010-00 | Static Mixer | DD | MEC | Static Mixer is threaded on system. Remove, inspect and clean if necessary |  |  |  | 84 |  |  |  | JDE |  | 120D | Data created/will be sent for upload | 0845-MEC-DD-84-WET STRENGTH SKID INSPECTION AND CLEAN | 3956850
294 | 0845-MEC-DD-84-WET STRENGTH | SKID INSPECTION AND CLEAN | 27 | 25 | 1C - Clean | 0100845JA | WET STRENGTH METERING DILUTION SKID | 010-0845-SKD-010-00 | 0100845JAE | WET STRENGTH POST DILUTION SKID STATIC MIXER 2 | 010-0845-SMX-011-00 | Static Mixer | DD | MEC | Static Mixer is threaded on system. Remove, inspect and clean if necessary |  |  |  | 84 |  |  |  | JDE |  | 120D | Data created/will be sent for upload | 0845-MEC-DD-84-WET STRENGTH SKID INSPECTION AND CLEAN | 3956843
295 | 0870-ELE-DD-42-REEL DAMPERS | SHOCK ABSORBER INSPECTION | 27 | 25 | 2 - Subj Inspection | 0100870H | REEL SECTION |  | 0100870HBA | DKBW STATION ASSEMBLY LEFT |  | Shock Absorber | DD | E&I | Inspect Shock absorber for wear or damage | Wear | Damage |  | 42 |  |  |  | JDE |  | 120D | Data created/will be sent for upload | 0870-ELE-DD-42-REEL DAMPERS SHOCK ABSORBER INSPECTION | 3956851
63 | 0845-ELE-DD-168-LOAD CELLS | CALIBRATE SKID TANK LOAD CELLS | 26 | 30 | 1A - Adjust | 0100845LBA | PVOH MAKEDOWN TANK | 010-0845-TAN-180-00 | 0100845LCR | PVOH MAKE DOWN TANK WEIGHT ELEMENT | 010-0845WE-0360 | Load Cell | DD | E&I | Calibrate Load Cells | Out of Tolerance |  |  | 168 |  |  |  | JDE |  | 120D | Data created/will be sent for upload | 0845-ELE-DD-168-LOAD CELLS CALIBRATE SKID TANK LOAD CELLS | 3956806
64 | 0845-ELE-DD-168-LOAD CELLS | CALIBRATE SKID TANK LOAD CELLS | 26 | 30 | 1A - Adjust | 0100845NA | SODIUM BIRCARBONATE MAKEDOWN TANK | 010-0845-TAN-130-00 | 0100845NHF | SODIUM BICARBONATE MAKE DOWN TANK WEIGHT ELEMENT | 010-0845WE-0318 | Load Cell | DD | E&I | Calibrate Load Cells | Out of Tolerance |  |  | 168 |  |  |  | JDE |  | 120D | Data created/will be sent for upload | 0845-ELE-DD-168-LOAD CELLS CALIBRATE SKID TANK LOAD CELLS | 3956806
5 | 0849-ELE-DD-42-FIREFLY | CLEAN FIREFLY DETECTORS (EYES) | 22 | 30 | 1C - Clean | 0100849A | SYSTEM 1 WEBSCAN DETECTOR |  |  |  |  | Firefly Detectors | DD | E&I | Clean | Dirty |  |  | 42 | 0.5 |  |  | JDE |  | 120D | Data created/will be sent for upload | 0849-ELE-DD-42-FIREFLY CLEAN FIREFLY DETECTORS (EYES) | 3956792
6 | 0849-ELE-DD-42-FIREFLY | CLEAN FIREFLY DETECTORS (EYES) | 22 | 30 | 1C - Clean | 0100849B | SYSTEM 2 WEBSCAN DETECTOR |  |  |  |  | Firefly Detectors | DD | E&I | Clean | Dirty |  |  | 42 | 0.5 |  |  | JDE |  | 120D | Data created/will be sent for upload | 0849-ELE-DD-42-FIREFLY CLEAN FIREFLY DETECTORS (EYES) | 3956792
7 | 0849-ELE-DD-42-FIREFLY | CLEAN FIREFLY DETECTORS (EYES) | 22 | 30 | 1C - Clean | 0100849C | SYSTEM 3 THRU AIR AREA DRIVE SIDE |  |  |  |  | Firefly Detectors | DD | E&I | Clean | Dirty |  |  | 42 | 0.5 |  |  | JDE |  | 120D | Data created/will be sent for upload | 0849-ELE-DD-42-FIREFLY CLEAN FIREFLY DETECTORS (EYES) | 3956792
8 | 0849-ELE-DD-42-FIREFLY | CLEAN FIREFLY DETECTORS (EYES) | 22 | 30 | 1C - Clean | 0100849D | SYSTEM 4 DOCTOR BLADE WITH SPARK ALERT |  |  |  |  | Firefly Detectors | DD | E&I | Clean | Dirty |  |  | 42 | 0.5 |  |  | JDE |  | 120D | Data created/will be sent for upload | 0849-ELE-DD-42-FIREFLY CLEAN FIREFLY DETECTORS (EYES) | 3956793
9 | 0849-ELE-DD-42-FIREFLY | CLEAN FIREFLY DETECTORS (EYES) | 22 | 30 | 1C - Clean | 0100849E | SYSTEM 5 YANKEE DRIVE SIDE |  |  |  |  | Firefly Detectors | DD | E&I | Clean | Dirty |  |  | 42 | 0.5 |  |  | JDE |  | 120D | Data created/will be sent for upload | 0849-ELE-DD-42-FIREFLY CLEAN FIREFLY DETECTORS (EYES) | 3956793
10 | 0849-ELE-DD-42-FIREFLY | CLEAN FIREFLY DETECTORS (EYES) | 22 | 30 | 1C - Clean | 0100849F | SYSTEM 6 ENCLOSURE AREA |  |  |  |  | Firefly Detectors | DD | E&I | Clean | Dirty |  |  | 42 | 0.5 |  |  | JDE |  | 120D | Data created/will be sent for upload | 0849-ELE-DD-42-FIREFLY CLEAN FIREFLY DETECTORS (EYES) | 3956793
11 | 0849-ELE-DD-42-FIREFLY | CLEAN FIREFLY DETECTORS (EYES) | 22 | 30 | 1C - Clean | 0100849G | SYSTEM 7 REEL UP AREA |  |  |  |  | Firefly Detectors | DD | E&I | Clean | Dirty |  |  | 42 | 0.5 |  |  | JDE |  | 120D | Data created/will be sent for upload | 0849-ELE-DD-42-FIREFLY CLEAN FIREFLY DETECTORS (EYES) | 3956793
60 | 0864-ELE-DD-42-BLOW BOX | TISSUE BLOW BOX FILTERS | 23 | 24 | 1C - Clean | 0100864C | ADVANTAGE RUN BLOW BOX SYSTEM |  | 0100864CB | ADVANTAGE RUN BLOW BOX INLET FILTER | 010-0864-FIL-001-00 | Filter | DD | E&I | Blow out tissue Box Filters | Dirty |  |  | 42 | 0.4 |  |  | JDE |  | 120D | Data created/will be sent for upload | 0864-ELE-DD-42-BLOW BOX TISSUE BLOW BOX FILTERS | 3956805
61 | 0864-ELE-DD-42-BLOW BOX | TISSUE BLOW BOX FILTERS | 23 | 24 | 2 - Subj Inspection | 0100864C | ADVANTAGE RUN BLOW BOX SYSTEM |  | 0100864CB | ADVANTAGE RUN BLOW BOX INLET FILTER | 010-0864-FIL-001-00 | Filter | DD | E&I | Inspect Filters. If required, create an order to replace | Dirty |  |  | 42 | 0.1 |  |  | JDE |  | 120D | Data created/will be sent for upload | 0864-ELE-DD-42-BLOW BOX TISSUE BLOW BOX FILTERS | 3956805
49 | 0864-ELE-DD-21-SCANNER SUPPLY | SCANNER FAN FILTER CHANGE | 29 | 25 | 1R - Replace | 0100864E | REEL AND TAD SCANNER SUPPLY SYSTEM |  | 0100864EA | REEL AND TAD SCANNER SUPPLY PRE FILTER | 010-0864-FIL-002-00 | Filter | DD | E&I | Replace Filter | Dirty |  |  | 21 | 0.5 | Filter is located in the Mezzanine. Lock out Scanner Cooling Fan at MCC for Motor 010-0864-FAN-004-M1 |  | JDE |  | 120D | Data created/will be sent for upload | 0864-ELE-DD-21-SCANNER SUPPLY SCANNER FAN FILTER CHANGE | 3956803
50 | 0864-ELE-DD-21-SCANNER SUPPLY | SCANNER FAN FILTER CHANGE | 29 | 25 | 1R - Replace | 0100864E | REEL AND TAD SCANNER SUPPLY SYSTEM |  | 0100864EB | REEL AND TAD SCANNER SUPPLY FINAL FILTER | 010-0864-FIL-003-00 | Filter | DD | E&I | Replace Filter | Dirty |  |  | 21 | 0.5 | Filter is located in the Mezzanine. Lock out Scanner Cooling Fan at MCC for Motor 010-0864-FAN-004-M1 |  | JDE |  | 120D | Data created/will be sent for upload | 0864-ELE-DD-21-SCANNER SUPPLY SCANNER FAN FILTER CHANGE | 3956803
285 | 0868-ELE-DD-42-MKEUP AIR UNITS | CLEAN FLAME DETECTOR GLASS | 30 | 26 | 1C - Clean | 0100868B | MAKEUP AIR UNIT 2 | 010-0868-MUA-002-00 | 0100868BA | MAKEUP AIR UNIT 2 BURNER | 010-0868-BRN-002-00 | Flame Detector Lens | DD | E&I | Clean the flame detector lens. Use safety glass lens wipes to clean the sealing window glass lens located in the pipefitting components below the flame detector. | Build Up | Dirty |  | 42 | 0.5 |  |  | JDE |  | 120D | Data created/will be sent for upload | 0868-ELE-DD-42-MKEUP AIR UNITS CLEAN FLAME DETECTOR GLASS | 3956849
286 | 0868-ELE-DD-42-MKEUP AIR UNITS | CLEAN FLAME DETECTOR GLASS | 30 | 26 | 1C - Clean | 0100868C | MAKEUP AIR UNIT 3 | 010-0868-MUA-003-00 | 0100868CA | MAKEUP AIR UNIT 3 BURNER | 010-0868-BRN-003-00 | Flame Detector Lens | DD | E&I | Clean the flame detector lens. Use safety glass lens wipes to clean the sealing window glass lens located in the pipefitting components below the flame detector. | Build Up | Dirty |  | 42 | 0.5 |  |  | JDE |  | 120D | Data created/will be sent for upload | 0868-ELE-DD-42-MKEUP AIR UNITS CLEAN FLAME DETECTOR GLASS | 3956854
287 | 0868-ELE-DD-42-MKEUP AIR UNITS | CLEAN FLAME DETECTOR GLASS | 30 | 26 | 1C - Clean | 0100868D | MAKEUP AIR UNIT 4 | 010-0868-MUA-004-00 | 0100868DA | MAKEUP AIR UNIT 4 BURNER | 010-0868-BRN-004-00 | Flame Detector Lens | DD | E&I | Clean the flame detector lens. Use safety glass lens wipes to clean the sealing window glass lens located in the pipefitting components below the flame detector. | Build Up | Dirty |  | 42 | 0.5 |  |  | JDE |  | 120D | Data created/will be sent for upload | 0868-ELE-DD-42-MKEUP AIR UNITS CLEAN FLAME DETECTOR GLASS | 3956850
288 | 0868-ELE-DD-42-MKEUP AIR UNITS | CLEAN FLAME DETECTOR GLASS | 30 | 26 | 1C - Clean | 0100868E | MAKEUP AIR UNIT 5 | 010-0868-MUA-005-00 | 0100868EA | MAKEUP AIR UNIT 5 BURNER | 010-0868-BRN-005-00 | Flame Detector Lens | DD | E&I | Clean the flame detector lens. Use safety glass lens wipes to clean the sealing window glass lens located in the pipefitting components below the flame detector. | Build Up | Dirty |  | 42 | 0.5 |  |  | JDE |  | 120D | Data created/will be sent for upload | 0868-ELE-DD-42-MKEUP AIR UNITS CLEAN FLAME DETECTOR GLASS | 3956850
289 | 0868-ELE-DD-42-MKEUP AIR UNITS | CLEAN FLAME DETECTOR GLASS | 30 | 26 | 1C - Clean | 0100868F | MAKEUP AIR UNIT 6 | 010-0868-MUA-006-00 | 0100868FA | MAKEUP AIR UNIT 6 BURNER | 010-0868-BRN-006-00 | Flame Detector Lens | DD | E&I | Clean the flame detector lens. Use safety glass lens wipes to clean the sealing window glass lens located in the pipefitting components below the flame detector. | Build Up | Dirty |  | 42 | 0.5 |  |  | JDE |  | 120D | Data created/will be sent for upload | 0868-ELE-DD-42-MKEUP AIR UNITS CLEAN FLAME DETECTOR GLASS | 3956850
290 | 0868-ELE-DD-42-MKEUP AIR UNITS | CLEAN FLAME DETECTOR GLASS | 30 | 26 | 1C - Clean | 0100868G | MAKEUP AIR UNIT 7 | 010-0868-MUA-007-00 | 0100868GA | MAKEUP AIR UNIT 7 BURNER | 010-0868-BRN-007-00 | Flame Detector Lens | DD | E&I | Clean the flame detector lens. Use safety glass lens wipes to clean the sealing window glass lens located in the pipefitting components below the flame detector. | Build Up | Dirty |  | 42 | 0.5 |  |  | JDE |  | 120D | Data created/will be sent for upload | 0868-ELE-DD-42-MKEUP AIR UNITS CLEAN FLAME DETECTOR GLASS | 3956850
291 | 0868-ELE-DD-42-MKEUP AIR UNITS | CLEAN FLAME DETECTOR GLASS | 30 | 26 | 1C - Clean | 0100868H | FALSE CEILING SUPPLY UNIT | 010-0868-MUA-008-00 | 0100868HA | FALSE CEILING SUPPLY UNIT BURNER | 010-0868-BRN-008-00 | Flame Detector Lens | DD | E&I | Clean the flame detector lens. Use safety glass lens wipes to clean the sealing window glass lens located in the pipefitting components below the flame detector. | Build Up | Dirty |  | 42 | 0.5 |  |  | JDE |  | 120D | Data created/will be sent for upload | 0868-ELE-DD-42-MKEUP AIR UNITS CLEAN FLAME DETECTOR GLASS | 3956850
292 | 0845-MEC-DD-84-WET STRENGTH | SKID INSPECTION AND CLEAN | 27 | 25 | 2 - Subj Inspection | 0100845JA | WET STRENGTH METERING DILUTION SKID | 010-0845-SKD-010-00 |  |  |  | General | DD | MEC | Perform Inspection of Skid assembly. | Build Up | Dirty | Leaks | 84 |  |  |  | JDE |  | 120D | Data created/will be sent for upload | 0845-MEC-DD-84-WET STRENGTH SKID INSPECTION AND CLEAN | 3956850
194 | 0868-ELE-DD-168-MUA 1 | MAKEUP AIR UNIT 1 SEMIANNUAL | 21 | 28 | 1C - Clean | 0100868A | MAKEUP AIR UNIT 1 | 010-0868-MUA-001-00 | 0100868ABA | MAKEUP AIR UNIT 1 FAN MOTOR | 010-0868-FAN-018-M1 | Motor | DD | E&I | Inspect and clean motor thoroughly | Dirty | Noise | Loose bolts | 168 |  |  |  | JDE |  | 120D | Data created/will be sent for upload | 0868-ELE-DD-168-MUA 1 MAKEUP AIR UNIT 1 SEMIANNUAL | 3956825
195 | 0868-ELE-DD-168-MUA 1 | MAKEUP AIR UNIT 1 SEMIANNUAL | 21 | 28 | 3 - Obj Inspection | 0100868A | MAKEUP AIR UNIT 1 | 010-0868-MUA-001-00 | 0100868AC | MAKEUP AIR UNIT 1 FILTER | 010-0868-FIL-001-00 | Filter Differential Pressure Switch | DD | E&I | Check switch and calibrate (re-zero) if required | Out of Adjustment |  |  | 168 |  |  |  | JDE |  | 120D | Data created/will be sent for upload | 0868-ELE-DD-168-MUA 1 MAKEUP AIR UNIT 1 SEMIANNUAL | 3956826
196 | 0868-ELE-DD-168-MUA 1 | MAKEUP AIR UNIT 1 SEMIANNUAL | 21 | 28 | 3 - Obj Inspection | 0100868A | MAKEUP AIR UNIT 1 | 010-0868-MUA-001-00 | 0100868MB | MAKE UP AIR UNIT 1 SUPPLY AIR TEMPERATURE TRANSMITTER | 010-0868TT-0005 | Transmitter | DD | E&I | Check calibration | Out of Adjustment |  |  | 168 |  |  |  | JDE |  | 120D | Data created/will be sent for upload | 0868-ELE-DD-168-MUA 1 MAKEUP AIR UNIT 1 SEMIANNUAL | 3956826
197 | 0868-MEC-DD-84-MUA 1 | MAKEUP AIR UNIT 1 SERVICE | 20 | 25 | 1C - Clean | 0100868A | MAKEUP AIR UNIT 1 | 010-0868-MUA-001-00 | 0100868AB | MAKEUP AIR UNIT 1 FAN | 010-0868-FAN-018-00 | Fan Wheel | DD | MEC | Inspect wheels for accumulation of dust and dirt. Clean wheel thoroughly | Dirty | Looseness | Play | 84 |  |  |  | JDE |  | 120D | Data created/will be sent for upload | 0868-MEC-DD-84-MUA 1 MAKEUP AIR UNIT 1 SERVICE | 3956826
198 | 0868-MEC-DD-84-MUA 1 | MAKEUP AIR UNIT 1 SERVICE | 20 | 25 | 2 - Subj Inspection | 0100868A | MAKEUP AIR UNIT 1 | 010-0868-MUA-001-00 | 0100868AB | MAKEUP AIR UNIT 1 FAN | 010-0868-FAN-018-00 | Drive Belt and Pulleys | DD | MEC | Inspect Belts and Pulleys. Create an order to replace belt if required | Tension | Alignment | Wear | 84 |  |  |  | JDE |  | 120D | Data created/will be sent for upload | 0868-MEC-DD-84-MUA 1 MAKEUP AIR UNIT 1 SERVICE | 3956826
199 | 0868-MEC-DD-84-MUA 1 | MAKEUP AIR UNIT 1 SERVICE | 20 | 25 | 1C - Clean | 0100868A | MAKEUP AIR UNIT 1 | 010-0868-MUA-001-00 | 0100868AB | MAKEUP AIR UNIT 1 FAN | 010-0868-FAN-018-00 | Vent opening | DD | MEC | Clean vent openings in motor case | Dirty | Build up |  | 84 |  |  |  | JDE |  | 120D | Data created/will be sent for upload | 0868-MEC-DD-84-MUA 1 MAKEUP AIR UNIT 1 SERVICE | 3956826
200 | 0868-ELE-DD-168-MUA 2 | MAKEUP AIR UNIT 2 SEMIANNUAL | 21 | 28 | 1R - Replace | 0100868B | MAKEUP AIR UNIT 2 | 010-0868-MUA-002-00 | 0100868BC | MAKEUP AIR UNIT 2 FILTER | 010-0868-FIL-002-00 | Filter Element | DD | MEC | Inspect Filter housing and replace filter element if required | Dirty | Clogged |  | 168 |  |  |  | JDE |  | 120D | Data created/will be sent for upload | 0868-ELE-DD-168-MUA 2 MAKEUP AIR UNIT 2 SEMIANNUAL | 3956827
201 | 0868-ELE-DD-168-MUA 2 | MAKEUP AIR UNIT 2 SEMIANNUAL | 21 | 28 | 1C - Clean | 0100868B | MAKEUP AIR UNIT 2 | 010-0868-MUA-002-00 | 0100868BBA | MAKEUP AIR UNIT 2 FAN MOTOR | 010-0868-FAN-019-M1 | Motor | DD | E&I | Inspect and clean motor thoroughly | Dirty | Noise | Loose bolts | 168 |  |  |  | JDE |  | 120D | Data created/will be sent for upload | 0868-ELE-DD-168-MUA 2 MAKEUP AIR UNIT 2 SEMIANNUAL | 3956827
202 | 0868-ELE-DD-168-MUA 2 | MAKEUP AIR UNIT 2 SEMIANNUAL | 21 | 28 | 3 - Obj Inspection | 0100868B | MAKEUP AIR UNIT 2 | 010-0868-MUA-002-00 | 0100868BC | MAKEUP AIR UNIT 2 FILTER | 010-0868-FIL-002-00 | Filter Differential Pressure Switch | DD | E&I | Check switch and calibrate (re-zero) if required | Out of Adjustment |  |  | 168 |  |  |  | JDE |  | 120D | Data created/will be sent for upload | 0868-ELE-DD-168-MUA 2 MAKEUP AIR UNIT 2 SEMIANNUAL | 3956827
203 | 0868-ELE-DD-168-MUA 2 | MAKEUP AIR UNIT 2 SEMIANNUAL | 21 | 28 | 3 - Obj Inspection | 0100868B | MAKEUP AIR UNIT 2 | 010-0868-MUA-002-00 | 0100868MD | MAKE UP AIR UNIT 2 SUPPLY AIR TEMPERATURE TRANSMITTER | 010-0868TT-0105 | Transmitter | DD | E&I | Check calibration | Out of Adjustment |  |  | 168 |  |  |  | JDE |  | 120D | Data created/will be sent for upload | 0868-ELE-DD-168-MUA 2 MAKEUP AIR UNIT 2 SEMIANNUAL | 3956827
204 | 0868-MEC-DD-84-MUA 2 | MAKEUP AIR UNIT 2 SERVICE | 20 | 25 | 1C - Clean | 0100868B | MAKEUP AIR UNIT 2 | 010-0868-MUA-002-00 | 0100868BB | MAKEUP AIR UNIT 2 FAN | 010-0868-FAN-019-00 | Fan Wheel | DD | MEC | Inspect wheels for accumulation of dust and dirt. Clean wheel thoroughly | Dirty | Looseness | Play | 84 |  |  |  | JDE |  | 120D | Data created/will be sent for upload | 0868-MEC-DD-84-MUA 2 MAKEUP AIR UNIT 2 SERVICE | 3956827
205 | 0868-MEC-DD-84-MUA 2 | MAKEUP AIR UNIT 2 SERVICE | 20 | 25 | 2 - Subj Inspection | 0100868B | MAKEUP AIR UNIT 2 | 010-0868-MUA-002-00 | 0100868BB | MAKEUP AIR UNIT 2 FAN | 010-0868-FAN-019-00 | Drive Belt and Pulleys | DD | MEC | Inspect Belts and Pulleys. Create an order to replace belt if required | Tension | Alignment | Wear | 84 |  |  |  | JDE |  | 120D | Data created/will be sent for upload | 0868-MEC-DD-84-MUA 2 MAKEUP AIR UNIT 2 SERVICE | 3956827
206 | 0868-MEC-DD-84-MUA 2 | MAKEUP AIR UNIT 2 SERVICE | 20 | 25 | 1C - Clean | 0100868B | MAKEUP AIR UNIT 2 | 010-0868-MUA-002-00 | 0100868BB | MAKEUP AIR UNIT 2 FAN | 010-0868-FAN-019-00 | Vent opening | DD | MEC | Clean vent openings in motor case | Dirty | Build up |  | 84 |  |  |  | JDE |  | 120D | Data created/will be sent for upload | 0868-MEC-DD-84-MUA 2 MAKEUP AIR UNIT 2 SERVICE | 3956828
207 | 0868-ELE-DD-168-MUA 3 | MAKEUP AIR UNIT 3 SEMIANNUAL | 21 | 28 | 1R - Replace | 0100868C | MAKEUP AIR UNIT 3 | 010-0868-MUA-003-00 | 0100868CC | MAKEUP AIR UNIT 3 FILTER | 010-0868-FIL-003-00 | Filter Element | DD | MEC | Inspect Filter housing and replace filter element if required | Dirty | Clogged |  | 168 |  |  |  | JDE |  | 120D | Data created/will be sent for upload | 0868-ELE-DD-168-MUA 3 MAKEUP AIR UNIT 3 SEMIANNUAL | 3956829
208 | 0868-ELE-DD-168-MUA 3 | MAKEUP AIR UNIT 3 SEMIANNUAL | 21 | 28 | 1C - Clean | 0100868C | MAKEUP AIR UNIT 3 | 010-0868-MUA-003-00 | 0100868CBA | MAKEUP AIR UNIT 3 FAN MOTOR | 010-0868-FAN-020-M1 | Motor | DD | E&I | Inspect and clean motor thoroughly | Dirty | Noise | Loose bolts | 168 |  |  |  | JDE |  | 120D | Data created/will be sent for upload | 0868-ELE-DD-168-MUA 3 MAKEUP AIR UNIT 3 SEMIANNUAL | 3956829
209 | 0868-ELE-DD-168-MUA 3 | MAKEUP AIR UNIT 3 SEMIANNUAL | 21 | 28 | 3 - Obj Inspection | 0100868C | MAKEUP AIR UNIT 3 | 010-0868-MUA-003-00 | 0100868CC | MAKEUP AIR UNIT 3 FILTER | 010-0868-FIL-003-00 | Filter Differential Pressure Switch | DD | E&I | Check switch and calibrate (re-zero) if required | Out of Adjustment |  |  | 168 |  |  |  | JDE |  | 120D | Data created/will be sent for upload | 0868-ELE-DD-168-MUA 3 MAKEUP AIR UNIT 3 SEMIANNUAL | 3956829
210 | 0868-ELE-DD-168-MUA 3 | MAKEUP AIR UNIT 3 SEMIANNUAL | 21 | 28 | 3 - Obj Inspection | 0100868C | MAKEUP AIR UNIT 3 | 010-0868-MUA-003-00 | 0100868MF | MAKE UP AIR UNIT 3 SUPPLY AIR TEMPERATURE TRANSMITTER | 010-0868TT-0205 | Transmitter | DD | E&I | Check calibration | Out of Adjustment |  |  | 168 |  |  |  | JDE |  | 120D | Data created/will be sent for upload | 0868-ELE-DD-168-MUA 3 MAKEUP AIR UNIT 3 SEMIANNUAL | 3956830
211 | 0868-MEC-DD-84-MUA 3 | MAKEUP AIR UNIT 3 SERVICE | 20 | 25 | 1C - Clean | 0100868C | MAKEUP AIR UNIT 3 | 010-0868-MUA-003-00 | 0100868CB | MAKEUP AIR UNIT 3 FAN | 010-0868-FAN-020-00 | Fan Wheel | DD | MEC | Inspect wheels for accumulation of dust and dirt. Clean wheel thoroughly | Dirty | Looseness | Play | 84 |  |  |  | JDE |  | 120D | Data created/will be sent for upload | 0868-MEC-DD-84-MUA 3 MAKEUP AIR UNIT 3 SERVICE | 3956830
212 | 0868-MEC-DD-84-MUA 3 | MAKEUP AIR UNIT 3 SERVICE | 20 | 25 | 2 - Subj Inspection | 0100868C | MAKEUP AIR UNIT 3 | 010-0868-MUA-003-00 | 0100868CB | MAKEUP AIR UNIT 3 FAN | 010-0868-FAN-020-00 | Drive Belt and Pulleys | DD | MEC | Inspect Belts and Pulleys. Create an order to replace belt if required | Tension | Alignment | Wear | 84 |  |  |  | JDE |  | 120D | Data created/will be sent for upload | 0868-MEC-DD-84-MUA 3 MAKEUP AIR UNIT 3 SERVICE | 3956830
213 | 0868-MEC-DD-84-MUA 3 | MAKEUP AIR UNIT 3 SERVICE | 20 | 25 | 1C - Clean | 0100868C | MAKEUP AIR UNIT 3 | 010-0868-MUA-003-00 | 0100868CB | MAKEUP AIR UNIT 3 FAN | 010-0868-FAN-020-00 | Vent opening | DD | MEC | Clean vent openings in motor case | Dirty | Build up |  | 84 |  |  |  | JDE |  | 120D | Data created/will be sent for upload | 0868-MEC-DD-84-MUA 3 MAKEUP AIR UNIT 3 SERVICE | 3956830
214 | 0868-ELE-DD-168-MUA 4 | MAKEUP AIR UNIT 4 SEMIANNUAL | 21 | 28 | 1R - Replace | 0100868D | MAKEUP AIR UNIT 4 | 010-0868-MUA-004-00 | 0100868DC | MAKEUP AIR UNIT 4 FILTER | 010-0868-FIL-004-00 | Filter Element | DD | MEC | Inspect Filter housing and replace filter element if required | Dirty | Clogged |  | 168 |  |  |  | JDE |  | 120D | Data created/will be sent for upload | 0868-ELE-DD-168-MUA 4 MAKEUP AIR UNIT 4 SEMIANNUAL | 3956831
215 | 0868-ELE-DD-168-MUA 4 | MAKEUP AIR UNIT 4 SEMIANNUAL | 21 | 28 | 1C - Clean | 0100868D | MAKEUP AIR UNIT 4 | 010-0868-MUA-004-00 | 0100868DBA | MAKEUP AIR UNIT 4 FAN MOTOR | 010-0868-FAN-021-M1 | Motor | DD | E&I | Inspect and clean motor thoroughly | Dirty | Noise | Loose bolts | 168 |  |  |  | JDE |  | 120D | Data created/will be sent for upload | 0868-ELE-DD-168-MUA 4 MAKEUP AIR UNIT 4 SEMIANNUAL | 3956831
216 | 0868-ELE-DD-168-MUA 4 | MAKEUP AIR UNIT 4 SEMIANNUAL | 21 | 28 | 3 - Obj Inspection | 0100868D | MAKEUP AIR UNIT 4 | 010-0868-MUA-004-00 | 0100868DC | MAKEUP AIR UNIT 4 FILTER | 010-0868-FIL-004-00 | Filter Differential Pressure Switch | DD | E&I | Check switch and calibrate (re-zero) if required | Out of Adjustment |  |  | 168 |  |  |  | JDE |  | 120D | Data created/will be sent for upload | 0868-ELE-DD-168-MUA 4 MAKEUP AIR UNIT 4 SEMIANNUAL | 3956831
217 | 0868-ELE-DD-168-MUA 4 | MAKEUP AIR UNIT 4 SEMIANNUAL | 21 | 28 | 3 - Obj Inspection | 0100868D | MAKEUP AIR UNIT 4 | 010-0868-MUA-004-00 | 0100868MH | MAKE UP AIR UNIT 4 SUPPLY AIR TEMPERATURE TRANSMITTER | 010-0868TT-0305 | Transmitter | DD | E&I | Check calibration | Out of Adjustment |  |  | 168 |  |  |  | JDE |  | 120D | Data created/will be sent for upload | 0868-ELE-DD-168-MUA 4 MAKEUP AIR UNIT 4 SEMIANNUAL | 3956831
218 | 0868-MEC-DD-84-MUA 4 | MAKEUP AIR UNIT 4 SERVICE | 20 | 25 | 1C - Clean | 0100868D | MAKEUP AIR UNIT 4 | 010-0868-MUA-004-00 | 0100868DB | MAKEUP AIR UNIT 4 FAN | 010-0868-FAN-021-00 | Fan Wheel | DD | MEC | Inspect wheels for accumulation of dust and dirt. Clean wheel thoroughly | Dirty | Looseness | Play | 84 |  |  |  | JDE |  | 120D | Data created/will be sent for upload | 0868-MEC-DD-84-MUA 4 MAKEUP AIR UNIT 4 SERVICE | 3956831
219 | 0868-MEC-DD-84-MUA 4 | MAKEUP AIR UNIT 4 SERVICE | 20 | 25 | 2 - Subj Inspection | 0100868D | MAKEUP AIR UNIT 4 | 010-0868-MUA-004-00 | 0100868DB | MAKEUP AIR UNIT 4 FAN | 010-0868-FAN-021-00 | Drive Belt and Pulleys | DD | MEC | Inspect Belts and Pulleys. Create an order to replace belt if required | Tension | Alignment | Wear | 84 |  |  |  | JDE |  | 120D | Data created/will be sent for upload | 0868-MEC-DD-84-MUA 4 MAKEUP AIR UNIT 4 SERVICE | 3956834
220 | 0868-MEC-DD-84-MUA 4 | MAKEUP AIR UNIT 4 SERVICE | 20 | 25 | 1C - Clean | 0100868D | MAKEUP AIR UNIT 4 | 010-0868-MUA-004-00 | 0100868DB | MAKEUP AIR UNIT 4 FAN | 010-0868-FAN-021-00 | Vent opening | DD | MEC | Clean vent openings in motor case | Dirty | Build up |  | 84 |  |  |  | JDE |  | 120D | Data created/will be sent for upload | 0868-MEC-DD-84-MUA 4 MAKEUP AIR UNIT 4 SERVICE | 3956832
221 | 0868-ELE-DD-168-MUA 5 | MAKEUP AIR UNIT 5 SEMIANNUAL | 21 | 28 | 1R - Replace | 0100868E | MAKEUP AIR UNIT 5 | 010-0868-MUA-005-00 | 0100868EC | MAKEUP AIR UNIT 5 FILTER | 010-0868-FIL-005-00 | Filter Element | DD | MEC | Inspect Filter housing and replace filter element if required | Dirty | Clogged |  | 168 |  |  |  | JDE |  | 120D | Data created/will be sent for upload | 0868-ELE-DD-168-MUA 5 MAKEUP AIR UNIT 5 SEMIANNUAL | 3956833
222 | 0868-ELE-DD-168-MUA 5 | MAKEUP AIR UNIT 5 SEMIANNUAL | 21 | 28 | 1C - Clean | 0100868E | MAKEUP AIR UNIT 5 | 010-0868-MUA-005-00 | 0100868EBA | MAKEUP AIR UNIT 5 FAN MOTOR | 010-0868-FAN-022-M1 | Motor | DD | E&I | Inspect and clean motor thoroughly | Dirty | Noise | Loose bolts | 168 |  |  |  | JDE |  | 120D | Data created/will be sent for upload | 0868-ELE-DD-168-MUA 5 MAKEUP AIR UNIT 5 SEMIANNUAL | 3956834
223 | 0868-ELE-DD-168-MUA 5 | MAKEUP AIR UNIT 5 SEMIANNUAL | 21 | 28 | 3 - Obj Inspection | 0100868E | MAKEUP AIR UNIT 5 | 010-0868-MUA-005-00 | 0100868EC | MAKEUP AIR UNIT 5 FILTER | 010-0868-FIL-005-00 | Filter Differential Pressure Switch | DD | E&I | Check switch and calibrate (re-zero) if required | Out of Adjustment |  |  | 168 |  |  |  | JDE |  | 120D | Data created/will be sent for upload | 0868-ELE-DD-168-MUA 5 MAKEUP AIR UNIT 5 SEMIANNUAL | 3956834
224 | 0868-ELE-DD-168-MUA 5 | MAKEUP AIR UNIT 5 SEMIANNUAL | 21 | 28 | 3 - Obj Inspection | 0100868E | MAKEUP AIR UNIT 5 | 010-0868-MUA-005-00 | 0100868MJ | MAKE UP AIR UNIT 5 SUPPLY AIR TEMPERATURE TRANSMITTER | 010-0868TT-0405 | Transmitter | DD | E&I | Check calibration | Out of Adjustment |  |  | 168 |  |  |  | JDE |  | 120D | Data created/will be sent for upload | 0868-ELE-DD-168-MUA 5 MAKEUP AIR UNIT 5 SEMIANNUAL | 3956834
225 | 0868-MEC-DD-84-MUA 5 | MAKEUP AIR UNIT 5 SERVICE | 20 | 25 | 1C - Clean | 0100868E | MAKEUP AIR UNIT 5 | 010-0868-MUA-005-00 | 0100868EB | MAKEUP AIR UNIT 5 FAN | 010-0868-FAN-022-00 | Fan Wheel | DD | MEC | Inspect wheels for accumulation of dust and dirt. Clean wheel thoroughly | Dirty | Looseness | Play | 84 |  |  |  | JDE |  | 120D | Data created/will be sent for upload | 0868-MEC-DD-84-MUA 5 MAKEUP AIR UNIT 5 SERVICE | 3956834
226 | 0868-MEC-DD-84-MUA 5 | MAKEUP AIR UNIT 5 SERVICE | 20 | 25 | 2 - Subj Inspection | 0100868E | MAKEUP AIR UNIT 5 | 010-0868-MUA-005-00 | 0100868EB | MAKEUP AIR UNIT 5 FAN | 010-0868-FAN-022-00 | Drive Belt and Pulleys | DD | MEC | Inspect Belts and Pulleys. Create an order to replace belt if required | Tension | Alignment | Wear | 84 |  |  |  | JDE |  | 120D | Data created/will be sent for upload | 0868-MEC-DD-84-MUA 5 MAKEUP AIR UNIT 5 SERVICE | 3956834
227 | 0868-MEC-DD-84-MUA 5 | MAKEUP AIR UNIT 5 SERVICE | 20 | 25 | 1C - Clean | 0100868E | MAKEUP AIR UNIT 5 | 010-0868-MUA-005-00 | 0100868EB | MAKEUP AIR UNIT 5 FAN | 010-0868-FAN-022-00 | Vent opening | DD | MEC | Clean vent openings in motor case | Dirty | Build up |  | 84 |  |  |  | JDE |  | 120D | Data created/will be sent for upload | 0868-MEC-DD-84-MUA 5 MAKEUP AIR UNIT 5 SERVICE | 3956902
228 | 0868-ELE-DD-168-MUA 6 | MAKEUP AIR UNIT 6 SEMIANNUAL | 21 | 28 | 1R - Replace | 0100868F | MAKEUP AIR UNIT 6 | 010-0868-MUA-006-00 | 0100868FC | MAKEUP AIR UNIT 6 FILTER | 010-0868-FIL-006-00 | Filter Element | DD | MEC | Inspect Filter housing and replace filter element if required | Dirty | Clogged |  | 168 |  |  |  | JDE |  | 120D | Data created/will be sent for upload | 0868-ELE-DD-168-MUA 6 MAKEUP AIR UNIT 6 SEMIANNUAL | 3956835
229 | 0868-ELE-DD-168-MUA 6 | MAKEUP AIR UNIT 6 SEMIANNUAL | 21 | 28 | 1C - Clean | 0100868F | MAKEUP AIR UNIT 6 | 010-0868-MUA-006-00 | 0100868FBA | MAKEUP AIR UNIT 6 FAN MOTOR | 010-0868-FAN-023-M1 | Motor | DD | E&I | Inspect and clean motor thoroughly | Dirty | Noise | Loose bolts | 168 |  |  |  | JDE |  | 120D | Data created/will be sent for upload | 0868-ELE-DD-168-MUA 6 MAKEUP AIR UNIT 6 SEMIANNUAL | 3956836
230 | 0868-ELE-DD-168-MUA 6 | MAKEUP AIR UNIT 6 SEMIANNUAL | 21 | 28 | 3 - Obj Inspection | 0100868F | MAKEUP AIR UNIT 6 | 010-0868-MUA-006-00 | 0100868FC | MAKEUP AIR UNIT 6 FILTER | 010-0868-FIL-006-00 | Filter Differential Pressure Switch | DD | E&I | Check switch and calibrate (re-zero) if required | Out of Adjustment |  |  | 168 |  |  |  | JDE |  | 120D | Data created/will be sent for upload | 0868-ELE-DD-168-MUA 6 MAKEUP AIR UNIT 6 SEMIANNUAL | 3956836
231 | 0868-ELE-DD-168-MUA 6 | MAKEUP AIR UNIT 6 SEMIANNUAL | 21 | 28 | 3 - Obj Inspection | 0100868F | MAKEUP AIR UNIT 6 | 010-0868-MUA-006-00 | 0100868ML | MAKE UP AIR UNIT 6 SUPPLY AIR TEMPERATURE TRANSMITTER | 010-0868TT-0505 | Transmitter | DD | E&I | Check calibration | Out of Adjustment |  |  | 168 |  |  |  | JDE |  | 120D | Data created/will be sent for upload | 0868-ELE-DD-168-MUA 6 MAKEUP AIR UNIT 6 SEMIANNUAL | 3956836
232 | 0868-MEC-DD-84-MUA 6 | MAKEUP AIR UNIT 6 SERVICE | 20 | 25 | 1C - Clean | 0100868F | MAKEUP AIR UNIT 6 | 010-0868-MUA-006-00 | 0100868FB | MAKEUP AIR UNIT 6 FAN | 010-0868-FAN-023-00 | Fan Wheel | DD | MEC | Inspect wheels for accumulation of dust and dirt. Clean wheel thoroughly | Dirty | Looseness | Play | 84 |  |  |  | JDE |  | 120D | Data created/will be sent for upload | 0868-MEC-DD-84-MUA 6 MAKEUP AIR UNIT 6 SERVICE | 3956836
233 | 0868-MEC-DD-84-MUA 6 | MAKEUP AIR UNIT 6 SERVICE | 20 | 25 | 2 - Subj Inspection | 0100868F | MAKEUP AIR UNIT 6 | 010-0868-MUA-006-00 | 0100868FB | MAKEUP AIR UNIT 6 FAN | 010-0868-FAN-023-00 | Drive Belt and Pulleys | DD | MEC | Inspect Belts and Pulleys. Create an order to replace belt if required | Tension | Alignment | Wear | 84 |  |  |  | JDE |  | 120D | Data created/will be sent for upload | 0868-MEC-DD-84-MUA 6 MAKEUP AIR UNIT 6 SERVICE | 3956836
234 | 0868-MEC-DD-84-MUA 6 | MAKEUP AIR UNIT 6 SERVICE | 20 | 25 | 1C - Clean | 0100868F | MAKEUP AIR UNIT 6 | 010-0868-MUA-006-00 | 0100868FB | MAKEUP AIR UNIT 6 FAN | 010-0868-FAN-023-00 | Vent opening | DD | MEC | Clean vent openings in motor case | Dirty | Build up |  | 84 |  |  |  | JDE |  | 120D | Data created/will be sent for upload | 0868-MEC-DD-84-MUA 6 MAKEUP AIR UNIT 6 SERVICE | 3956846
235 | 0868-ELE-DD-168-MUA 7 | MAKEUP AIR UNIT 7 SEMIANNUAL | 21 | 28 | 1R - Replace | 0100868G | MAKEUP AIR UNIT 7 | 010-0868-MUA-007-00 | 0100868GC | MAKEUP AIR UNIT 7 FILTER | 010-0868-FIL-007-00 | Filter Element | DD | MEC | Inspect Filter housing and replace filter element if required | Dirty | Clogged |  | 168 |  |  |  | JDE |  | 120D | Data created/will be sent for upload | 0868-ELE-DD-168-MUA 7 MAKEUP AIR UNIT 7 SEMIANNUAL | 3956837
236 | 0868-ELE-DD-168-MUA 7 | MAKEUP AIR UNIT 7 SEMIANNUAL | 21 | 28 | 1C - Clean | 0100868G | MAKEUP AIR UNIT 7 | 010-0868-MUA-007-00 | 0100868GBA | MAKEUP AIR UNIT 7 FAN MOTOR | 010-0868-FAN-024-M1 | Motor | DD | E&I | Inspect and clean motor thoroughly | Dirty | Noise | Loose bolts | 168 |  |  |  | JDE |  | 120D | Data created/will be sent for upload | 0868-ELE-DD-168-MUA 7 MAKEUP AIR UNIT 7 SEMIANNUAL | 3956837
237 | 0868-ELE-DD-168-MUA 7 | MAKEUP AIR UNIT 7 SEMIANNUAL | 21 | 28 | 3 - Obj Inspection | 0100868G | MAKEUP AIR UNIT 7 | 010-0868-MUA-007-00 | 0100868GC | MAKEUP AIR UNIT 7 FILTER | 010-0868-FIL-007-00 | Filter Differential Pressure Switch | DD | E&I | Check switch and calibrate (re-zero) if required | Out of Adjustment |  |  | 168 |  |  |  | JDE |  | 120D | Data created/will be sent for upload | 0868-ELE-DD-168-MUA 7 MAKEUP AIR UNIT 7 SEMIANNUAL | 3956837
238 | 0868-ELE-DD-168-MUA 7 | MAKEUP AIR UNIT 7 SEMIANNUAL | 21 | 28 | 3 - Obj Inspection | 0100868G | MAKEUP AIR UNIT 7 | 010-0868-MUA-007-00 | 0100868MN | MAKE UP AIR UNIT 7 SUPPLY AIR TEMPERATURE TRANSMITTER | 010-0868TT-0605 | Transmitter | DD | E&I | Check calibration | Out of Adjustment |  |  | 168 |  |  |  | JDE |  | 120D | Data created/will be sent for upload | 0868-ELE-DD-168-MUA 7 MAKEUP AIR UNIT 7 SEMIANNUAL | 3956837
239 | 0868-MEC-DD-84-MUA 7 | MAKEUP AIR UNIT 7 SERVICE | 20 | 25 | 1C - Clean | 0100868G | MAKEUP AIR UNIT 7 | 010-0868-MUA-007-00 | 0100868GB | MAKEUP AIR UNIT 7 FAN | 010-0868-FAN-024-00 | Fan Wheel | DD | MEC | Inspect wheels for accumulation of dust and dirt. Clean wheel thoroughly | Dirty | Looseness | Play | 84 |  |  |  | JDE |  | 120D | Data created/will be sent for upload | 0868-MEC-DD-84-MUA 7 MAKEUP AIR UNIT 7 SERVICE | 3956835
240 | 0868-MEC-DD-84-MUA 7 | MAKEUP AIR UNIT 7 SERVICE | 20 | 25 | 2 - Subj Inspection | 0100868G | MAKEUP AIR UNIT 7 | 010-0868-MUA-007-00 | 0100868GB | MAKEUP AIR UNIT 7 FAN | 010-0868-FAN-024-00 | Drive Belt and Pulleys | DD | MEC | Inspect Belts and Pulleys. Create an order to replace belt if required | Tension | Alignment | Wear | 84 |  |  |  | JDE |  | 120D | Data created/will be sent for upload | 0868-MEC-DD-84-MUA 7 MAKEUP AIR UNIT 7 SERVICE | 3956838
241 | 0868-MEC-DD-84-MUA 7 | MAKEUP AIR UNIT 7 SERVICE | 20 | 25 | 1C - Clean | 0100868G | MAKEUP AIR UNIT 7 | 010-0868-MUA-007-00 | 0100868GB | MAKEUP AIR UNIT 7 FAN | 010-0868-FAN-024-00 | Vent opening | DD | MEC | Clean vent openings in motor case | Dirty | Build up |  | 84 |  |  |  | JDE |  | 120D | Data created/will be sent for upload | 0868-MEC-DD-84-MUA 7 MAKEUP AIR UNIT 7 SERVICE | 3956838
242 | 0868-ELE-DD-168-FALSE CEILING | FALSE CEILING UNIT SEMIANNUAL | 29 | 29 | 1R - Replace | 0100868H | FALSE CEILING SUPPLY UNIT | 010-0868-MUA-008-00 | 0100868HC | FALSE CEILING SUPPLY UNIT FILTER | 010-0868-FIL-008-00 | Filter Element | DD | MEC | Inspect Filter housing and replace filter element if required | Dirty | Clogged |  | 168 |  |  |  | JDE |  | 120D | Data created/will be sent for upload | 0868-ELE-DD-168-FALSE CEILING FALSE CEILING UNIT SEMIANNUAL | 3956838
243 | 0868-ELE-DD-168-FALSE CEILING | FALSE CEILING UNIT SEMIANNUAL | 29 | 29 | 1C - Clean | 0100868H | FALSE CEILING SUPPLY UNIT | 010-0868-MUA-008-00 | 0100868HBA | FALSE CEILING SUPPLY UNIT FAN MOTOR | 010-0868-FAN-025-M1 | Motor | DD | E&I | Inspect and clean motor thoroughly | Dirty | Noise | Loose bolts | 168 |  |  |  | JDE |  | 120D | Data created/will be sent for upload | 0868-ELE-DD-168-FALSE CEILING FALSE CEILING UNIT SEMIANNUAL | 3956837
244 | 0868-ELE-DD-168-FALSE CEILING | FALSE CEILING UNIT SEMIANNUAL | 29 | 29 | 3 - Obj Inspection | 0100868H | FALSE CEILING SUPPLY UNIT | 010-0868-MUA-008-00 | 0100868HC | FALSE CEILING SUPPLY UNIT FILTER | 010-0868-FIL-008-00 | Filter Differential Pressure Switch | DD | E&I | Check switch and calibrate (re-zero) if required | Out of Adjustment |  |  | 168 |  |  |  | JDE |  | 120D | Data created/will be sent for upload | 0868-ELE-DD-168-FALSE CEILING FALSE CEILING UNIT SEMIANNUAL | 3956839
245 | 0868-ELE-DD-168-FALSE CEILING | FALSE CEILING UNIT SEMIANNUAL | 29 | 29 | 3 - Obj Inspection | 0100868H | FALSE CEILING SUPPLY UNIT | 010-0868-MUA-008-00 | 0100868MP | CEILING SUPPLY UNIT SUPPLY AIR TEMPERATURE TRANSMITTER | 010-0868TT-0705 | Transmitter | DD | E&I | Check calibration | Out of Adjustment |  |  | 168 |  |  |  | JDE |  | 120D | Data created/will be sent for upload | 0868-ELE-DD-168-FALSE CEILING FALSE CEILING UNIT SEMIANNUAL | 3956839
246 | 0868-MEC-DD-84-FALSE CEILING | FALSE CEILING UNIT SERVICE | 28 | 26 | 1C - Clean | 0100868H | FALSE CEILING SUPPLY UNIT | 010-0868-MUA-008-00 | 0100868HB | FALSE CEILING SUPPLY UNIT FAN | 010-0868-FAN-025-00 | Fan Wheel | DD | MEC | Inspect wheels for accumulation of dust and dirt. Clean wheel thoroughly | Dirty | Looseness | Play | 84 |  |  |  | JDE |  | 120D | Data created/will be sent for upload | 0868-MEC-DD-84-FALSE CEILING FALSE CEILING UNIT SERVICE | 3956839
247 | 0868-MEC-DD-84-FALSE CEILING | FALSE CEILING UNIT SERVICE | 28 | 26 | 2 - Subj Inspection | 0100868H | FALSE CEILING SUPPLY UNIT | 010-0868-MUA-008-00 | 0100868HB | FALSE CEILING SUPPLY UNIT FAN | 010-0868-FAN-025-00 | Drive Belt and Pulleys | DD | MEC | Inspect Belts and Pulleys. Create an order to replace belt if required | Tension | Alignment | Wear | 84 |  |  |  | JDE |  | 120D | Data created/will be sent for upload | 0868-MEC-DD-84-FALSE CEILING FALSE CEILING UNIT SERVICE | 3956839
248 | 0868-MEC-DD-84-FALSE CEILING | FALSE CEILING UNIT SERVICE | 28 | 26 | 1C - Clean | 0100868H | FALSE CEILING SUPPLY UNIT | 010-0868-MUA-008-00 | 0100868HB | FALSE CEILING SUPPLY UNIT FAN | 010-0868-FAN-025-00 | Vent opening | DD | MEC | Clean vent openings in motor case | Dirty | Build up |  | 84 |  |  |  | JDE |  | 120D | Data created/will be sent for upload | 0868-MEC-DD-84-FALSE CEILING FALSE CEILING UNIT SERVICE | 3956840
249 | 0832-MEC-DD-126-BOW SCREEN 1 | BOW SCREEN 1 INSPECTION | 28 | 23 | 1A - Adjust | 0100832A | BOW SCREEN 1 | 010-0832-SCR-001-00 |  |  |  | Bow Screen | DD | MEC | ASSIST OPERATIONS WITH SLICE LINKAGE ADJUSTMENT AND SETTING. |  |  |  | 126 |  |  |  | JDE |  | 120D | Data created/will be sent for upload | 0832-MEC-DD-126-BOW SCREEN 1 BOW SCREEN 1 INSPECTION | 3956840
19 | 0870-ELE-DD-126-PALM GUIDES | Inspect and Change Palm guides | 27 | 30 | 1R - Replace | 0100870B | FORMING SECTION |  | 0100870B29 | AUTOMATIC WIRE GUIDE ASSEMBLY |  | Outer Wire Palm Guide | DD | E&I | Change Palm guide |  |  |  | 126 | 0.8 |  |  | JDE | Set Work order to be triggered based on last WO completion date | 120D | Data created/will be sent for upload | 0870-ELE-DD-126-PALM GUIDES Inspect and Change Palm guides | 3956795
20 | 0870-ELE-DD-126-PALM GUIDES | Inspect and Change Palm guides | 27 | 30 | 2 - Subj Inspection | 0100870B | FORMING SECTION |  | 0100870B29 | AUTOMATIC WIRE GUIDE ASSEMBLY |  | Outer Wire Palm Guide | DD | E&I | Inspect Palm guide operation | Dysfunction |  |  | 126 | 0.2 | Move palm guide out and see roll change position, Move palm guide in and assure that it changes to the opposite position. The direction is critical but this should not change if they are installed without changing the air tubing configuration |  | JDE | Set Work order to be triggered based on last WO completion date | 120D | Data created/will be sent for upload | 0870-ELE-DD-126-PALM GUIDES Inspect and Change Palm guides | 3956795
21 | 0870-ELE-DD-126-PALM GUIDES | Inspect and Change Palm guides | 27 | 30 | 1R - Replace | 0100870B | FORMING SECTION |  | 0100870B29 | AUTOMATIC WIRE GUIDE ASSEMBLY |  | Inner Wire Palm Guide | DD | E&I | Change Palm guide |  |  |  | 126 | 0.8 |  |  | JDE | Set Work order to be triggered based on last WO completion date | 120D | Data created/will be sent for upload | 0870-ELE-DD-126-PALM GUIDES Inspect and Change Palm guides | 3956795
22 | 0870-ELE-DD-126-PALM GUIDES | Inspect and Change Palm guides | 27 | 30 | 2 - Subj Inspection | 0100870B | FORMING SECTION |  | 0100870B29 | AUTOMATIC WIRE GUIDE ASSEMBLY |  | Inner Wire Palm Guide | DD | E&I | Inspect Palm guide operation | Dysfunction |  |  | 126 | 0.2 | Move palm guide out and see roll change position, Move palm guide in and assure that it changes to the opposite position. The direction is critical but this should not change if they are installed without changing the air tubing configuration |  | JDE | Set Work order to be triggered based on last WO completion date | 120D | Data created/will be sent for upload | 0870-ELE-DD-126-PALM GUIDES Inspect and Change Palm guides | 3956795
23 | 0870-ELE-DD-126-PALM GUIDES | Inspect and Change Palm guides | 27 | 30 | 1R - Replace | 0100870C | TAD SECTION |  | 0100870C29 | AUTOMATIC FABRIC GUIDE ASSEMBLY |  | Palm Guide | DD | E&I | Change Palm guide |  |  |  | 126 | 0.8 |  |  | JDE | Set Work order to be triggered based on last WO completion date | 120D | Data created/will be sent for upload | 0870-ELE-DD-126-PALM GUIDES Inspect and Change Palm guides | 3956795
24 | 0870-ELE-DD-126-PALM GUIDES | Inspect and Change Palm guides | 27 | 30 | 2 - Subj Inspection | 0100870C | TAD SECTION |  | 0100870C29 | AUTOMATIC FABRIC GUIDE ASSEMBLY |  | Palm Guide | DD | E&I | Inspect Palm guide operation | Dysfunction |  |  | 126 | 0.2 | Move palm guide out and see roll change position, Move palm guide in and assure that it changes to the opposite position. The direction is critical but this should not change if they are installed without changing the air tubing configuration |  | JDE | Set Work order to be triggered based on last WO completion date | 120D | Data created/will be sent for upload | 0870-ELE-DD-126-PALM GUIDES Inspect and Change Palm guides | 3956795
25 | 0870-ELE-DD-126-PALM GUIDES | Inspect and Change Palm guides | 27 | 30 | 1R - Replace | 0100870H | REEL SECTION |  | 0100870HLJ | BELT GUIDE ASSEMBLY |  | Palm Guide | DD | E&I | Change Palm guide |  |  |  | 126 | 0.8 |  |  | JDE | Set Work order to be triggered based on last WO completion date | 120D | Data created/will be sent for upload | 0870-ELE-DD-126-PALM GUIDES Inspect and Change Palm guides | 3956796
26 | 0870-ELE-DD-126-PALM GUIDES | Inspect and Change Palm guides | 27 | 30 | 2 - Subj Inspection | 0100870H | REEL SECTION |  | 0100870HLJ | BELT GUIDE ASSEMBLY |  | Palm Guide | DD | E&I | Inspect Palm guide operation | Dysfunction |  |  | 126 | 0.2 | Move palm guide out and see roll change position, Move palm guide in and assure that it changes to the opposite position. The direction is critical but this should not change if they are installed without changing the air tubing configuration |  | JDE | Set Work order to be triggered based on last WO completion date | 120D | Data created/will be sent for upload | 0870-ELE-DD-126-PALM GUIDES Inspect and Change Palm guides | 3956796
128 | 0870-ELE-DD-42-PAPER MACHINE | MOTOR CLEANING ROUTE 1 | 28 | 22 | 1C - Clean | 0100870FFAC | LOWER CALENDER AUXILIARY FAN MOTOR | 010-0870-CAL-001-M2 |  |  |  | Lower Calender Auxilliary Fan Motor | DD | E&I | Clean Motor | Dirty | Build up |  | 42 |  |  |  | JDE |  | 120D | Data created/will be sent for upload | 0870-ELE-DD-42-PAPER MACHINE MOTOR CLEANING ROUTE 1 | 3956821
129 | 0870-ELE-DD-42-PAPER MACHINE | MOTOR CLEANING ROUTE 1 | 28 | 22 | 1C - Clean | 0100870FFBC | UPPER CALENDER AUXILIARY FAN MOTOR | 010-0870-CAL-002-M2 |  |  |  | Upper Calender Auxilliary Fan Motor | DD | E&I | Clean Motor | Dirty | Build up |  | 42 |  |  |  | JDE |  | 120D | Data created/will be sent for upload | 0870-ELE-DD-42-PAPER MACHINE MOTOR CLEANING ROUTE 1 | 3956821
130 | 0870-ELE-DD-42-PAPER MACHINE | MOTOR CLEANING ROUTE 1 | 28 | 22 | 1C - Clean | 0100870BIC | INNER WIRE DRIVE ROLL AUXILIARY FAN MOTOR | 010-0870-ROL-009-M2 |  |  |  | Inner Wire Drive Roll Auxilliary Fan Motor | DD | E&I | Clean Motor | Dirty | Build up |  | 42 |  |  |  | JDE |  | 120D | Data created/will be sent for upload | 0870-ELE-DD-42-PAPER MACHINE MOTOR CLEANING ROUTE 1 | 3956821
131 | 0870-ELE-DD-42-PAPER MACHINE | MOTOR CLEANING ROUTE 1 | 28 | 22 | 1C - Clean | 0100870CGD | PRESS ROLL AUXILIARY FAN MOTOR | 010-0870-ROL-017-M2 |  |  |  | TAD Fabric Press Roll Auxilliary Fan Motor | DD | E&I | Clean Motor | Dirty | Build up |  | 42 |  |  |  | JDE |  | 120D | Data created/will be sent for upload | 0870-ELE-DD-42-PAPER MACHINE MOTOR CLEANING ROUTE 1 | 3956821
132 | 0870-ELE-DD-42-PAPER MACHINE | MOTOR CLEANING ROUTE 1 | 28 | 22 | 1C - Clean | 0100870CLAC | TAD RELEASE ROLL AUXILIARY FAN MOTOR | 010-0870-ROL-022-M2 |  |  |  | TAD Release Roll Auxilliary Fan Motor | DD | E&I | Clean Motor | Dirty | Build up |  | 42 |  |  |  | JDE |  | 120D | Data created/will be sent for upload | 0870-ELE-DD-42-PAPER MACHINE MOTOR CLEANING ROUTE 1 | 3956821
133 | 0870-ELE-DD-42-PAPER MACHINE | MOTOR CLEANING ROUTE 1 | 28 | 22 | 1C - Clean | 0100870CADC | TAD CYLINDER 1 MOTOR AUXILIARY FAN | 010-0870-TAD-001-M2 |  |  |  | TAD Cylinder No. 1 Auxilliary Fan Motor | DD | E&I | Clean Motor | Dirty | Build up |  | 42 |  |  |  | JDE |  | 120D | Data created/will be sent for upload | 0870-ELE-DD-42-PAPER MACHINE MOTOR CLEANING ROUTE 1 | 3956821
134 | 0870-ELE-DD-42-PAPER MACHINE | MOTOR CLEANING ROUTE 1 | 28 | 22 | 1C - Clean | 0100870CDDC | TAD CYLINDER 2 MOTOR AUXILIARY FAN | 010-0870-TAD-002-M2 |  |  |  | TAD Cylinder No. 2 Auxilliary Fan Motor | DD | E&I | Clean Motor | Dirty | Build up |  | 42 |  |  |  | JDE |  | 120D | Data created/will be sent for upload | 0870-ELE-DD-42-PAPER MACHINE MOTOR CLEANING ROUTE 1 | 3956821
135 | 0870-ELE-DD-42-PAPER MACHINE | MOTOR CLEANING ROUTE 1 | 28 | 22 | 1C - Clean | 0100870DAD | YANKEE ROLL AUXILIARY FAN 1 MOTOR | 010-0870-YDS-001-M3 |  |  |  | Yankee Roll Auxilliary Fan No. 1 Motor | DD | E&I | Clean Motor | Dirty | Build up |  | 42 |  |  |  | JDE |  | 120D | Data created/will be sent for upload | 0870-ELE-DD-42-PAPER MACHINE MOTOR CLEANING ROUTE 1 | 3956821
136 | 0870-ELE-DD-42-PAPER MACHINE | MOTOR CLEANING ROUTE 1 | 28 | 22 | 1C - Clean | 0100870DAE | YANKEE ROLL AUXILIARY FAN 2 MOTOR | 010-0870-YDS-001-M4 |  |  |  | Yankee Roll Auxilliary Fan No. 2 Motor | DD | E&I | Clean Motor | Dirty | Build up |  | 42 |  |  |  | JDE |  | 120D | Data created/will be sent for upload | 0870-ELE-DD-42-PAPER MACHINE MOTOR CLEANING ROUTE 1 | 3956821
137 | 0870-ELE-DD-42-PAPER MACHINE | MOTOR CLEANING ROUTE 1 | 28 | 22 | 1C - Clean | 0100870BFB | FORMING ROLL MOTOR | 010-0870-ROL-006-M1 |  |  |  | Forming Roll Motor | DD | E&I | Clean Motor | Dirty | Build up |  | 42 |  |  |  | JDE |  | 120D | Data created/will be sent for upload | 0870-ELE-DD-42-PAPER MACHINE MOTOR CLEANING ROUTE 1 | 3956821
138 | 0870-ELE-DD-42-PAPER MACHINE | MOTOR CLEANING ROUTE 1 | 28 | 22 | 1C - Clean | 0100870CADB | TAD CYLINDER 1 MOTOR | 010-0870-TAD-001-M1 |  |  |  | TAD Cylinder No. 1 Motor | DD | E&I | Clean Motor | Dirty | Build up |  | 42 |  |  |  | JDE |  | 120D | Data created/will be sent for upload | 0870-ELE-DD-42-PAPER MACHINE MOTOR CLEANING ROUTE 1 | 3956821
139 | 0870-ELE-DD-42-PAPER MACHINE | MOTOR CLEANING ROUTE 1 | 28 | 22 | 1C - Clean | 0100870CDDB | TAD CYLINDER 2 MOTOR | 010-0870-TAD-002-M1 |  |  |  | TAD Cylinder No. 2 Motor | DD | E&I | Clean Motor | Dirty | Build up |  | 42 |  |  |  | JDE |  | 120D | Data created/will be sent for upload | 0870-ELE-DD-42-PAPER MACHINE MOTOR CLEANING ROUTE 1 | 3956821
140 | 0870-ELE-DD-42-PAPER MACHINE | MOTOR CLEANING ROUTE 1 | 28 | 22 | 1C - Clean | 0100870DAB | YANKEE ROLL MOTOR 1 | 010-0870-YDS-001-M1 |  |  |  | Yankee Roll Motor No. 1 | DD | E&I | Clean Motor | Dirty | Build up |  | 42 |  |  |  | JDE |  | 120D | Data created/will be sent for upload | 0870-ELE-DD-42-PAPER MACHINE MOTOR CLEANING ROUTE 1 | 3956821
141 | 0870-ELE-DD-42-PAPER MACHINE | MOTOR CLEANING ROUTE 1 | 28 | 22 | 1C - Clean | 0100870DAC | YANKEE ROLL MOTOR 2 | 010-0870-YDS-001-M2 |  |  |  | Yankee Roll Motor No. 2 | DD | E&I | Clean Motor | Dirty | Build up |  | 42 |  |  |  | JDE |  | 120D | Data created/will be sent for upload | 0870-ELE-DD-42-PAPER MACHINE MOTOR CLEANING ROUTE 1 | 3956821
142 | 0870-ELE-DD-42-PAPER MACHINE | MOTOR CLEANING ROUTE 1 | 28 | 22 | 1C - Clean | 0100870BIA | INNER WIRE DRIVE ROLL MOTOR | 010-0870-ROL-009-M1 |  |  |  | Inner Wire Drive Roll Motor | DD | E&I | Clean Motor | Dirty | Build up |  | 42 |  |  |  | JDE |  | 120D | Data created/will be sent for upload | 0870-ELE-DD-42-PAPER MACHINE MOTOR CLEANING ROUTE 1 | 3956821
143 | 0870-ELE-DD-42-PAPER MACHINE | MOTOR CLEANING ROUTE 1 | 28 | 22 | 1C - Clean | 0100870CGAB | PRESS ROLL MOTOR | 010-0870-ROL-017-M1 |  |  |  | TAD Fabric Press Roll Motor | DD | E&I | Clean Motor | Dirty | Build up |  | 42 |  |  |  | JDE |  | 120D | Data created/will be sent for upload | 0870-ELE-DD-42-PAPER MACHINE MOTOR CLEANING ROUTE 1 | 3956821
144 | 0870-ELE-DD-42-PAPER MACHINE | MOTOR CLEANING ROUTE 1 | 28 | 22 | 1C - Clean | 0100870KBCA | HYD UNIT 2 REEL AND CALENDER LIFTING PUMP MOTOR | 010-0870-PUM-021-M1 |  |  |  | Hydraulic Unit No. 2 Reel & Calender Lifting Pump Motor | DD | E&I | Clean Motor | Dirty | Build up |  | 42 |  |  |  | JDE |  | 120D | Data created/will be sent for upload | 0870-ELE-DD-42-PAPER MACHINE MOTOR CLEANING ROUTE 1 | 3956821
145 | 0870-ELE-DD-42-PAPER MACHINE | MOTOR CLEANING ROUTE 1 | 28 | 22 | 1C - Clean | 0100870KBDA | HYD UNIT 2 SPARE PUMP MOTOR | 010-0870-PUM-022-M1 |  |  |  | Hydraulic Unit No. 2 Spare Pump Motor | DD | E&I | Clean Motor | Dirty | Build up |  | 42 |  |  |  | JDE |  | 120D | Data created/will be sent for upload | 0870-ELE-DD-42-PAPER MACHINE MOTOR CLEANING ROUTE 1 | 3956821
146 | 0870-ELE-DD-42-PAPER MACHINE | MOTOR CLEANING ROUTE 1 | 28 | 22 | 1C - Clean | 0100870CLAB | TAD RELEASE ROLL MOTOR | 010-0870-ROL-022-M1 |  |  |  | TAD Release Roll Motor | DD | E&I | Clean Motor | Dirty | Build up |  | 42 |  |  |  | JDE |  | 120D | Data created/will be sent for upload | 0870-ELE-DD-42-PAPER MACHINE MOTOR CLEANING ROUTE 1 | 3956821
147 | 0870-ELE-DD-42-PAPER MACHINE | MOTOR CLEANING ROUTE 1 | 28 | 22 | 1C - Clean | 0100870HLAAB | REEL DRUM MOTOR | 010-0870-ROL-028-M1 |  |  |  | Reel Drum Motor | DD | E&I | Clean Motor | Dirty | Build up |  | 42 |  |  |  | JDE |  | 120D | Data created/will be sent for upload | 0870-ELE-DD-42-PAPER MACHINE MOTOR CLEANING ROUTE 1 | 3956821
148 | 0870-ELE-DD-42-PAPER MACHINE | MOTOR CLEANING ROUTE 1 | 28 | 22 | 1C - Clean | 0100870FFAAB | LOWER CALENDER MOTOR | 010-0870-CAL-001-M1 |  |  |  | Lower Calender Motor | DD | E&I | Clean Motor | Dirty | Build up |  | 42 |  |  |  | JDE |  | 120D | Data created/will be sent for upload | 0870-ELE-DD-42-PAPER MACHINE MOTOR CLEANING ROUTE 1 | 3956821
149 | 0870-ELE-DD-42-PAPER MACHINE | MOTOR CLEANING ROUTE 1 | 28 | 22 | 1C - Clean | 0100870FFBAB | UPPER CALENDER MOTOR | 010-0870-CAL-002-M1 |  |  |  | Upper Calender Motor | DD | E&I | Clean Motor | Dirty | Build up |  | 42 |  |  |  | JDE |  | 120D | Data created/will be sent for upload | 0870-ELE-DD-42-PAPER MACHINE MOTOR CLEANING ROUTE 1 | 3956821
150 | 0870-ELE-DD-42-PAPER MACHINE | MOTOR CLEANING ROUTE 1 | 28 | 22 | 1C - Clean | 0100870HFD | CENTER WIND ASSIST MOTOR | 010-0870-ROL-032-M1 |  |  |  | Center Wind Assist Motor | DD | E&I | Clean Motor | Dirty | Build up |  | 42 |  |  |  | JDE |  | 120D | Data created/will be sent for upload | 0870-ELE-DD-42-PAPER MACHINE MOTOR CLEANING ROUTE 1 | 3956823
151 | 0870-ELE-DD-42-PAPER MACHINE | MOTOR CLEANING ROUTE 1 | 28 | 22 | 1C - Clean | 0100870HDB | REEL SPOOL STARTER MOTOR | 010-0870-ROL-027-M1 |  |  |  | Reel Spool Starter Motor | DD | E&I | Clean Motor | Dirty | Build up |  | 42 |  |  |  | JDE |  | 120D | Data created/will be sent for upload | 0870-ELE-DD-42-PAPER MACHINE MOTOR CLEANING ROUTE 1 | 3956822
152 | 0870-ELE-DD-42-PAPER MACHINE | MOTOR CLEANING ROUTE 1 | 28 | 22 | 1C - Clean | 0100870KACA | HYD UNIT 1 PRESS ROLL PUMP MOTOR | 010-0870-PUM-018-M1 |  |  |  | Hydraulic Unit No. 1 Press Roll Pump Motor | DD | E&I | Clean Motor | Dirty | Build up |  | 42 |  |  |  | JDE |  | 120D | Data created/will be sent for upload | 0870-ELE-DD-42-PAPER MACHINE MOTOR CLEANING ROUTE 1 | 3956823
153 | 0870-ELE-DD-42-PAPER MACHINE | MOTOR CLEANING ROUTE 1 | 28 | 22 | 1C - Clean | 0100870KADA | HYD UNIT 1 SPARE PUMP MOTOR | 010-0870-PUM-019-M1 |  |  |  | Hydraulic Unit No. 1 Spare Pump Station Motor | DD | E&I | Clean Motor | Dirty | Build up |  | 42 |  |  |  | JDE |  | 120D | Data created/will be sent for upload | 0870-ELE-DD-42-PAPER MACHINE MOTOR CLEANING ROUTE 1 | 3956823
154 | 0870-ELE-DD-42-PAPER MACHINE | MOTOR CLEANING ROUTE 1 | 28 | 22 | 1C - Clean | 0100870KAEA | HYD UNIT 1 CANTILEVER PUMP MOTOR | 010-0870-PUM-020-M1 |  |  |  | Hydraulic Unit No. 1 Cantilever Pump Motor | DD | E&I | Clean Motor | Dirty | Build up |  | 42 |  |  |  | JDE |  | 120D | Data created/will be sent for upload | 0870-ELE-DD-42-PAPER MACHINE MOTOR CLEANING ROUTE 1 | 3956823
155 | 0870-ELE-DD-42-PAPER MACHINE | MOTOR CLEANING ROUTE 1 | 28 | 22 | 1C - Clean | 0100870KBEA | HYD UNIT 2 LIFTING TABLE OFF MACHINE ROLL HNDLG PUMP MOTOR | 010-0870-PUM-023-M1 |  |  |  | Hydraulic Unit No. 2 Lifting Station & Off Machine Roll H. Pump Motor | DD | E&I | Clean Motor | Dirty | Build up |  | 42 |  |  |  | JDE |  | 120D | Data created/will be sent for upload | 0870-ELE-DD-42-PAPER MACHINE MOTOR CLEANING ROUTE 1 | 3956823
156 | 0870-ELE-DD-84-PAPER MACHINE | MOTOR CLEANING ROUTE 2 | 28 | 22 | 1C - Clean | 0100870FHA | CALENDER HEATING UNIT CIRCULATING PUMP | 010-0870-PUM-002-00 |  |  |  | Calender Heating Unit Circulating Pump Motor | DD | E&I | Clean Motor | Dirty | Build up |  | 84 |  | Anotate which motors were cleaned in route |  | JDE |  | 120D | Data created/will be sent for upload | 0870-ELE-DD-84-PAPER MACHINE MOTOR CLEANING ROUTE 2 | 3956823
27 | 0870-ELE-DD-378-PALM GUIDES | CALIBRATE AIR SUPPLY | 27 | 20 | 1A - Adjust | 0100870B | FORMING SECTION |  | 0100870B29 | AUTOMATIC WIRE GUIDE ASSEMBLY |  | Palm Guides air supply | DD | E&I | Calibrate supply air against variable air | Calibration |  |  | 378 |  |  |  | JDE |  | 120D | Data created/will be sent for upload | 0870-ELE-DD-378-PALM GUIDES CALIBRATE AIR SUPPLY | 3956796
157 | 0870-ELE-DD-84-PAPER MACHINE | MOTOR CLEANING ROUTE 2 | 28 | 22 | 1C - Clean | 0100870HKB | WATER JET HI PRESS PUMP | 010-0870-PUM-007-00 |  |  |  | VHP Pump Cabinet Motor | DD | E&I | Clean Motor | Dirty | Build up |  | 84 |  |  |  | JDE |  | 120D | Data created/will be sent for upload | 0870-ELE-DD-84-PAPER MACHINE MOTOR CLEANING ROUTE 2 | 3956823
158 | 0870-ELE-DD-84-PAPER MACHINE | MOTOR CLEANING ROUTE 2 | 28 | 22 | 1C - Clean | 0100870JAAK | MACHINE LUB UNIT PUMP 1 | 010-0870-PUM-008-00 |  |  |  | Machine Lubrication Unit Lube Pump No. 1 Motor | DD | E&I | Clean Motor | Dirty | Build up |  | 84 |  |  |  | JDE |  | 120D | Data created/will be sent for upload | 0870-ELE-DD-84-PAPER MACHINE MOTOR CLEANING ROUTE 2 | 3956823
159 | 0870-ELE-DD-84-PAPER MACHINE | MOTOR CLEANING ROUTE 2 | 28 | 22 | 1C - Clean | 0100870JAAL | MACHINE LUB UNIT PUMP 2 | 010-0870-PUM-009-00 |  |  |  | Machine Lubrication Unit Lube Pump No. 2 Motor | DD | E&I | Clean Motor | Dirty | Build up |  | 84 |  |  |  | JDE |  | 120D | Data created/will be sent for upload | 0870-ELE-DD-84-PAPER MACHINE MOTOR CLEANING ROUTE 2 | 3956823
160 | 0870-ELE-DD-84-PAPER MACHINE | MOTOR CLEANING ROUTE 2 | 28 | 22 | 1C - Clean | 0100870HP | PUSHER ASSEMBLY |  |  |  |  | Core Shaft Puller Motor | DD | E&I | Clean Motor | Dirty | Build up |  | 84 |  |  |  | JDE |  | 120D | Data created/will be sent for upload | 0870-ELE-DD-84-PAPER MACHINE MOTOR CLEANING ROUTE 2 | 3956823
161 | 0870-ELE-DD-84-PAPER MACHINE | MOTOR CLEANING ROUTE 2 | 28 | 22 | 1C - Clean | 0100870AC | SUPPORT ASSEMBLY |  |  |  |  | Former Section Slice Opening Motor | DD | E&I | Clean Motor | Dirty | Build up |  | 84 |  |  |  | JDE |  | 120D | Data created/will be sent for upload | 0870-ELE-DD-84-PAPER MACHINE MOTOR CLEANING ROUTE 2 | 3956823
162 | 0870-ELE-DD-84-PAPER MACHINE | MOTOR CLEANING ROUTE 2 | 28 | 22 | 1C - Clean | 0100870JABG | TAD FAN LUBRICATION UNIT LUBRICATION PUMP 1 | 010-0870-PUM-010-00 |  |  |  | TAD Fan Lubrication Unit Lube Pump No. 1 Motor | DD | E&I | Clean Motor | Dirty | Build up |  | 84 |  |  |  | JDE |  | 120D | Data created/will be sent for upload | 0870-ELE-DD-84-PAPER MACHINE MOTOR CLEANING ROUTE 2 | 3956823
163 | 0870-ELE-DD-84-PAPER MACHINE | MOTOR CLEANING ROUTE 2 | 28 | 22 | 1C - Clean | 0100870JABH | TAD FAN LUBRICATION UNIT LUBRICATION PUMP 2 | 010-0870-PUM-011-00 |  |  |  | TAD Fan Lubrication Unit Lube Pump No. 2 Motor | DD | E&I | Clean Motor | Dirty | Build up |  | 84 |  |  |  | JDE |  | 120D | Data created/will be sent for upload | 0870-ELE-DD-84-PAPER MACHINE MOTOR CLEANING ROUTE 2 | 3956823
164 | 0870-ELE-DD-84-PAPER MACHINE | MOTOR CLEANING ROUTE 2 | 28 | 22 | 1C - Clean | 0100870KAB | HYD UNIT 1 CIRCULATION PUMP | 010-0870-PUM-016-00 |  |  |  | Hydraulic Unit No. 1 Circulation Pump Motor | DD | E&I | Clean Motor | Dirty | Build up |  | 84 |  |  |  | JDE |  | 120D | Data created/will be sent for upload | 0870-ELE-DD-84-PAPER MACHINE MOTOR CLEANING ROUTE 2 | 3956823
165 | 0870-ELE-DD-84-PAPER MACHINE | MOTOR CLEANING ROUTE 2 | 28 | 22 | 1C - Clean | 0100870BA | SEPARATION FLY ROLL 1 | 010-0870-ROL-001-00 |  |  |  | Outer Wire Fly Roll Actuator Motor | DD | E&I | Clean Motor | Dirty | Build up |  | 84 |  |  |  | JDE |  | 120D | Data created/will be sent for upload | 0870-ELE-DD-84-PAPER MACHINE MOTOR CLEANING ROUTE 2 | 3956823
166 | 0870-ELE-DD-84-PAPER MACHINE | MOTOR CLEANING ROUTE 2 | 28 | 22 | 1C - Clean | 0100870BB | OUTER WIRE STRETCHER ROLL 2 | 010-0870-ROL-002-00 |  |  |  | Outer Wire Stretcher Motor | DD | E&I | Clean Motor | Dirty | Build up |  | 84 |  |  |  | JDE |  | 120D | Data created/will be sent for upload | 0870-ELE-DD-84-PAPER MACHINE MOTOR CLEANING ROUTE 2 | 3956823
167 | 0870-ELE-DD-84-PAPER MACHINE | MOTOR CLEANING ROUTE 2 | 28 | 22 | 1C - Clean | 0100870BE | BREAST ROLL 5 | 010-0870-ROL-005-00 |  |  |  | Outer Wire Breast Roll Actuator Motor | DD | E&I | Clean Motor | Dirty | Build up |  | 84 |  |  |  | JDE |  | 120D | Data created/will be sent for upload | 0870-ELE-DD-84-PAPER MACHINE MOTOR CLEANING ROUTE 2 | 3956823
168 | 0870-ELE-DD-84-PAPER MACHINE | MOTOR CLEANING ROUTE 2 | 28 | 22 | 1C - Clean | 0100870BK | INNER WIRE STRETCHER ROLL 6 | 010-0870-ROL-011-00 |  |  |  | Inner Wire Stretcher Motor | DD | E&I | Clean Motor | Dirty | Build up |  | 84 |  |  |  | JDE |  | 120D | Data created/will be sent for upload | 0870-ELE-DD-84-PAPER MACHINE MOTOR CLEANING ROUTE 2 | 3956823
169 | 0870-ELE-DD-84-PAPER MACHINE | MOTOR CLEANING ROUTE 2 | 28 | 22 | 1C - Clean | 0100870CM | TAD FABRIC STRETCH ROLL 13 | 010-0870-ROL-023-00 |  |  |  | TAD Fabric Stretcher Motor | DD | E&I | Clean Motor | Dirty | Build up |  | 84 |  |  |  | JDE |  | 120D | Data created/will be sent for upload | 0870-ELE-DD-84-PAPER MACHINE MOTOR CLEANING ROUTE 2 | 3956823
170 | 0870-ELE-DD-84-PAPER MACHINE | MOTOR CLEANING ROUTE 2 | 28 | 22 | 1C - Clean | 0100870HLD | BELT LEAD ROLL 4 | 010-0870-ROL-030-00 |  |  |  | Reel Belt Stretcher Motor | DD | E&I | Clean Motor | Dirty | Build up |  | 84 |  |  |  | JDE |  | 120D | Data created/will be sent for upload | 0870-ELE-DD-84-PAPER MACHINE MOTOR CLEANING ROUTE 2 | 3956823
171 | 0870-ELE-DD-84-PAPER MACHINE | MOTOR CLEANING ROUTE 2 | 28 | 22 | 1C - Clean | 0100870JACA | LUBRICATION RETURN STATION 1 MAIN PUMP | 010-0870-PUM-012-00 |  |  |  | Lubrication Return Station No. 1 Main Pump Motor | DD | E&I | Clean Motor | Dirty | Build up |  | 84 |  |  |  | JDE |  | 120D | Data created/will be sent for upload | 0870-ELE-DD-84-PAPER MACHINE MOTOR CLEANING ROUTE 2 | 3956823
172 | 0870-ELE-DD-84-PAPER MACHINE | MOTOR CLEANING ROUTE 2 | 28 | 22 | 1C - Clean | 0100870JACB | LUBRICATION RETURN STATION 1 LUBRICATION SPARE PUMP | 010-0870-PUM-013-00 |  |  |  | Lubrication Return Station No. 1 Spare Pump Motor | DD | E&I | Clean Motor | Dirty | Build up |  | 84 |  |  |  | JDE |  | 120D | Data created/will be sent for upload | 0870-ELE-DD-84-PAPER MACHINE MOTOR CLEANING ROUTE 2 | 3956823
173 | 0870-ELE-DD-84-PAPER MACHINE | MOTOR CLEANING ROUTE 2 | 28 | 22 | 1C - Clean | 0100870JADA | LUBRICATION RETURN STATION 2 MAIN PUMP | 010-0870-PUM-014-00 |  |  |  | Lubrication Return Station No. 2 Main Pump Motor | DD | E&I | Clean Motor | Dirty | Build up |  | 84 |  |  |  | JDE |  | 120D | Data created/will be sent for upload | 0870-ELE-DD-84-PAPER MACHINE MOTOR CLEANING ROUTE 2 | 3956823
174 | 0870-ELE-DD-84-PAPER MACHINE | MOTOR CLEANING ROUTE 2 | 28 | 22 | 1C - Clean | 0100870JADB | LUBRICATION RETURN STATION 2 SPARE PUMP | 010-0870-PUM-015-00 |  |  |  | Lubrication Return Station No. 2 Spare Pump Motor | DD | E&I | Clean Motor | Dirty | Build up |  | 84 |  |  |  | JDE |  | 120D | Data created/will be sent for upload | 0870-ELE-DD-84-PAPER MACHINE MOTOR CLEANING ROUTE 2 | 3956823
175 | 0870-ELE-DD-84-PAPER MACHINE | MOTOR CLEANING ROUTE 2 | 28 | 22 | 1C - Clean | 0100870BFD | INNER WIRE FORMING ROLL AUXILIARY FAN MOTOR | 010-0870-ROL-006-M2 |  |  |  | Inner Wire Forming Roll Auxilliary Fan Motor | DD | E&I | Clean Motor | Dirty | Build up |  | 84 |  |  |  | JDE |  | 120D | Data created/will be sent for upload | 0870-ELE-DD-84-PAPER MACHINE MOTOR CLEANING ROUTE 2 | 3956823
176 | 0870-ELE-DD-84-PAPER MACHINE | MOTOR CLEANING ROUTE 2 | 28 | 22 | 1C - Clean | 0100870DJ | OSCILLATION ASSEMBLY |  |  |  |  | Yankee Cut Off Doctor Oscillator Motor | DD | E&I | Clean Motor | Dirty | Build up |  | 84 |  |  |  | JDE |  | 120D | Data created/will be sent for upload | 0870-ELE-DD-84-PAPER MACHINE MOTOR CLEANING ROUTE 2 | 3956823
177 | 0870-ELE-DD-84-PAPER MACHINE | MOTOR CLEANING ROUTE 2 | 28 | 22 | 1C - Clean | 0100870DJ | OSCILLATION ASSEMBLY |  |  |  |  | Yankee Creping Doctor Oscillator Motor | DD | E&I | Clean Motor | Dirty | Build up |  | 84 |  |  |  | JDE |  | 120D | Data created/will be sent for upload | 0870-ELE-DD-84-PAPER MACHINE MOTOR CLEANING ROUTE 2 | 3956823
178 | 0870-ELE-DD-84-PAPER MACHINE | MOTOR CLEANING ROUTE 2 | 28 | 22 | 1C - Clean | 0100870DJ | OSCILLATION ASSEMBLY |  |  |  |  | Yankee Cleaning Doctor Oscillator Motor | DD | E&I | Clean Motor | Dirty | Build up |  | 84 |  |  |  | JDE |  | 120D | Data created/will be sent for upload | 0870-ELE-DD-84-PAPER MACHINE MOTOR CLEANING ROUTE 2 | 3956823
179 | 0870-ELE-DD-84-PAPER MACHINE | MOTOR CLEANING ROUTE 2 | 28 | 22 | 1C - Clean | 0100870FHD | CALENDER HEATING UNIT MAKEUP WATER PUMP | 010-0870-PUM-003-00 |  |  |  | Calender Heating Unit Makeup Water Pump Motor | DD | E&I | Clean Motor | Dirty | Build up |  | 84 |  |  |  | JDE |  | 120D | Data created/will be sent for upload | 0870-ELE-DD-84-PAPER MACHINE MOTOR CLEANING ROUTE 2 | 3956823
180 | 0870-ELE-DD-84-PAPER MACHINE | MOTOR CLEANING ROUTE 2 | 28 | 22 | 1C - Clean | 0100870HK | WATER JET TURN UP ASSEMBLY |  |  |  |  | Water Jet Turn-Up Glue Unit Positioner Motor | DD | E&I | Clean Motor | Dirty | Build up |  | 84 |  |  |  | JDE |  | 120D | Data created/will be sent for upload | 0870-ELE-DD-84-PAPER MACHINE MOTOR CLEANING ROUTE 2 | 3956823
181 | 0870-ELE-DD-84-PAPER MACHINE | MOTOR CLEANING ROUTE 2 | 28 | 22 | 1C - Clean | 0100870GP | SPREADER ROLL ASSEMBLY | 010-0870-ROL-025-00 |  |  |  | Spreader Roll Motor | DD | E&I | Clean Motor | Dirty | Build up |  | 84 |  |  |  | JDE |  | 120D | Data created/will be sent for upload | 0870-ELE-DD-84-PAPER MACHINE MOTOR CLEANING ROUTE 2 | 3956823
182 | 0870-ELE-DD-84-PAPER MACHINE | MOTOR CLEANING ROUTE 2 | 28 | 22 | 1C - Clean | 0100870BZF | OUTER WIRE OSCILLATING HIGH PRESSURE NEEDLE SHOWER | 010-0870-SWR-106-00 |  |  |  | Outer Wire Oscillating HP Needle Shower Motor | DD | E&I | Clean Motor | Dirty | Build up |  | 84 |  |  |  | JDE |  | 120D | Data created/will be sent for upload | 0870-ELE-DD-84-PAPER MACHINE MOTOR CLEANING ROUTE 2 | 3956823
183 | 0870-ELE-DD-84-PAPER MACHINE | MOTOR CLEANING ROUTE 2 | 28 | 22 | 1C - Clean | 0100870BZP | INNER WIRE OSCILLATING HIGH PRESSURE NEEDLE SHOWER | 010-0870-SWR-206-00 |  |  |  | Inner Wire Oscillating HP Needle Shower Motor | DD | E&I | Clean Motor | Dirty | Build up |  | 84 |  |  |  | JDE |  | 120D | Data created/will be sent for upload | 0870-ELE-DD-84-PAPER MACHINE MOTOR CLEANING ROUTE 2 | 3956823
184 | 0870-ELE-DD-84-PAPER MACHINE | MOTOR CLEANING ROUTE 2 | 28 | 22 | 1C - Clean | 0100870C27C | TAD FABRIC OSCILLATING IMPACT SHOWER | 010-0870-SWR-307-00 |  |  |  | TAD Fabric Oscillating Impact Shower Oscillator Motor | DD | E&I | Clean Motor | Dirty | Build up |  | 84 |  |  |  | JDE |  | 120D | Data created/will be sent for upload | 0870-ELE-DD-84-PAPER MACHINE MOTOR CLEANING ROUTE 2 | 3956823
185 | 0870-ELE-DD-84-PAPER MACHINE | MOTOR CLEANING ROUTE 2 | 28 | 22 | 1C - Clean | 0100870DKE | YANKEE COATING SHOWER | 010-0870-SWR-401-00 |  |  |  | Yankee Coating Shower Pipe Oscillator Motor | DD | E&I | Clean Motor | Dirty | Build up |  | 84 |  |  |  | JDE |  | 120D | Data created/will be sent for upload | 0870-ELE-DD-84-PAPER MACHINE MOTOR CLEANING ROUTE 2 | 3956823
186 | 0870-ELE-DD-84-PAPER MACHINE | MOTOR CLEANING ROUTE 2 | 28 | 22 | 1C - Clean | 0100870C33 | OSCILLATING DOCTORS ASSEMBLY |  |  |  |  | TAD Fabric Doctor Oscillator Motor | DD | E&I | Clean Motor | Dirty | Build up |  | 84 |  |  |  | JDE |  | 120D | Data created/will be sent for upload | 0870-ELE-DD-84-PAPER MACHINE MOTOR CLEANING ROUTE 2 | 3956823
187 | 0870-ELE-DD-84-PAPER MACHINE | MOTOR CLEANING ROUTE 2 | 28 | 22 | 1C - Clean | 0100870HFB | CENTER WIND ASSIST COOLING FAN MOTOR | 010-0870-ROL-032-M2 |  |  |  | Center Wind Assist Cooling Fan Motor | DD | E&I | Clean Motor | Dirty | Build up |  | 84 |  |  |  | JDE |  | 120D | Data created/will be sent for upload | 0870-ELE-DD-84-PAPER MACHINE MOTOR CLEANING ROUTE 2 | 3956823
188 | 0870-ELE-DD-84-PAPER MACHINE | MOTOR CLEANING ROUTE 2 | 28 | 22 | 1C - Clean | 0100870HM | CORE SHAFT | 010-0870-ROL-027-00 |  |  |  | Core Shaft Loader Motor | DD | E&I | Clean Motor | Dirty | Build up |  | 84 |  |  |  | JDE |  | 120D | Data created/will be sent for upload | 0870-ELE-DD-84-PAPER MACHINE MOTOR CLEANING ROUTE 2 | 3956804
189 | 0870-ELE-DD-84-PAPER MACHINE | MOTOR CLEANING ROUTE 2 | 28 | 22 | 1C - Clean | 0100870CGCG | PRESS ROLL TEMP CONTROL SYSTEM CIRCULATING PUMP | 010-0870-PUM-001-00 |  |  |  | Press Roll Temperature Control System Circulating Pump Motor | DD | E&I | Clean Motor | Dirty | Build up |  | 84 |  |  |  | JDE |  | 120D | Data created/will be sent for upload | 0870-ELE-DD-84-PAPER MACHINE MOTOR CLEANING ROUTE 2 | 3956824
190 | 0870-ELE-DD-84-PAPER MACHINE | MOTOR CLEANING ROUTE 2 | 28 | 22 | 1C - Clean | 0100870HK | WATER JET TURN UP ASSEMBLY |  |  |  |  | Water Jet Turn-Up Servo Motor | DD | E&I | Clean Motor | Dirty | Build up |  | 84 |  |  |  | JDE |  | 120D | Data created/will be sent for upload | 0870-ELE-DD-84-PAPER MACHINE MOTOR CLEANING ROUTE 2 | 3956824
191 | 0870-ELE-DD-84-PAPER MACHINE | MOTOR CLEANING ROUTE 2 | 28 | 22 | 1C - Clean | 0100870HQ | PARENT ROLL ROTATING DEVICE ASSEMBLY | 010-0870-CON-001-A1 |  |  |  | Parent Roll Conveyor Parent Roll Rotator Motor | DD | E&I | Clean Motor | Dirty | Build up |  | 84 |  |  |  | JDE |  | 120D | Data created/will be sent for upload | 0870-ELE-DD-84-PAPER MACHINE MOTOR CLEANING ROUTE 2 | 3956824
192 | 0870-ELE-DD-84-PAPER MACHINE | MOTOR CLEANING ROUTE 2 | 28 | 22 | 1C - Clean | 0100870HO | GLUE SYSTEM ASSEMBLY | 010-0870-PUM-005-00 |  |  |  | Water Jet Turn-Up Glue Pump Motor | DD | E&I | Clean Motor | Dirty | Build up |  | 84 |  |  |  | JDE |  | 120D | Data created/will be sent for upload | 0870-ELE-DD-84-PAPER MACHINE MOTOR CLEANING ROUTE 2 | 3956824
193 | 0868-ELE-DD-168-MUA 1 | MAKEUP AIR UNIT 1 SEMIANNUAL | 21 | 28 | 1R - Replace | 0100868A | MAKEUP AIR UNIT 1 | 010-0868-MUA-001-00 | 0100868AC | MAKEUP AIR UNIT 1 FILTER | 010-0868-FIL-001-00 | Filter Element | DD | MEC | Inspect Filter housing and replace filter element if required | Dirty | Clogged |  | 168 |  |  |  | JDE |  | 120D | Data created/will be sent for upload | 0868-ELE-DD-168-MUA 1 MAKEUP AIR UNIT 1 SEMIANNUAL | 3956825
1 | 0870-ELE-DD-42-TAD FLAME | CLEAN FLAME DETECTOR | 24 | 20 | 1C - Clean | 0100870C | TAD SECTION |  | 0100870COC | TAD 1 BURNER | 010-0871-BRN-001-00 | Flame Detector Lens | DD | E&I | Clean the flame detector lens | Build Up | Dirty |  | 42 | 0.5 |  |  | JDE |  | 120D | Data created/will be sent for upload | 0870-ELE-DD-42-TAD FLAME CLEAN FLAME DETECTOR | 3956792
2 | 0870-ELE-DD-42-TAD FLAME | CLEAN FLAME DETECTOR | 24 | 20 | 1C - Clean | 0100870C | TAD SECTION |  | 0100870COC | TAD 1 BURNER | 010-0871-BRN-001-00 | Sealing Window Glass Lens | DD | E&I | Use safety glass lens wipes to clean the sealing window glass lens located in the pipefitting components below the flame detector. | Build Up | Dirty |  | 42 | 0.5 |  |  | JDE |  | 120D | Data created/will be sent for upload | 0870-ELE-DD-42-TAD FLAME CLEAN FLAME DETECTOR | 3956792
3 | 0870-ELE-DD-42-TAD FLAME | CLEAN FLAME DETECTOR | 24 | 20 | 1C - Clean | 0100870C | TAD SECTION |  | 0100870CPC | TAD 2 BURNER | 010-0872-BRN-001-00 | Flame Detector Lens | DD | E&I | Clean the flame detector lens | Build Up | Dirty |  | 42 | 0.5 |  |  | JDE |  | 120D | Data created/will be sent for upload | 0870-ELE-DD-42-TAD FLAME CLEAN FLAME DETECTOR | 3956792
4 | 0870-ELE-DD-42-TAD FLAME | CLEAN FLAME DETECTOR | 24 | 20 | 1C - Clean | 0100870C | TAD SECTION |  | 0100870CPC | TAD 2 BURNER | 010-0872-BRN-001-00 | Sealing Window Glass Lens | DD | E&I | Use safety glass lens wipes to clean the sealing window glass lens located in the pipefitting components below the flame detector. | Build Up | Dirty |  | 42 | 0.5 |  |  | JDE |  | 120D | Data created/will be sent for upload | 0870-ELE-DD-42-TAD FLAME CLEAN FLAME DETECTOR | 3956792
47 | 0870-ELE-IDD-42-TAD AIR | FILTER CHANGE | 23 | 13 | 1R - Replace | 0100870C | TAD SECTION |  | 0100870COE | TAD 1 COMBUSTION AIR INLET FILTER AND SILENCER | 010-0871-FIL-001-00 | Filter | IDD | E&I | Replace Filter | Dirty |  |  | 42 | 2 |  |  | JDE |  | 120D | Data created/will be sent for upload | 0870-ELE-IDD-42-TAD AIR FILTER CHANGE | 3956802
48 | 0870-ELE-IDD-42-TAD AIR | FILTER CHANGE | 23 | 13 | 1R - Replace | 0100870C | TAD SECTION |  | 0100870CPE | TAD 2 COMBUSTION AIR INLET FILTER AND SILENCER | 010-0872-FIL-001-00 | Filter | IDD | E&I | Replace Filter | Dirty |  |  | 42 | 2 |  |  | JDE |  | 120D | Data created/will be sent for upload | 0870-ELE-IDD-42-TAD AIR FILTER CHANGE | 3956802
31 | 0870-ELE-IRD-84-MOTOR SHAFT | CHECK MOTOR SHAFT VOLTAGE | 27 | 25 | 3 - Obj Inspection | 0100870C | TAD SECTION |  | 0100870CADB | TAD CYLINDER 1 MOTOR | 010-0870-TAD-001-M1 | Motor | IRD | E&I | Check Motor Shaft Voltage | Out of Tolerance |  |  | 84 | 0.1 |  |  | JDE |  | 120D | Data created/will be sent for upload | 0870-ELE-IRD-84-MOTOR SHAFT CHECK MOTOR SHAFT VOLTAGE | 3956844
32 | 0870-ELE-IRD-84-MOTOR SHAFT | CHECK MOTOR SHAFT VOLTAGE | 27 | 25 | 3 - Obj Inspection | 0100870C | TAD SECTION |  | 0100870CDDB | TAD CYLINDER 2 MOTOR | 010-0870-TAD-002-M1 | Motor | IRD | E&I | Check Motor Shaft Voltage | Out of Tolerance |  |  | 84 | 0.1 |  |  | JDE |  | 120D | Data created/will be sent for upload | 0870-ELE-IRD-84-MOTOR SHAFT CHECK MOTOR SHAFT VOLTAGE | 3956797
33 | 0870-ELE-IRD-84-MOTOR SHAFT | CHECK MOTOR SHAFT VOLTAGE | 27 | 25 | 3 - Obj Inspection | 0100870D | YANKEE SECTION |  | 0100870DAB | YANKEE ROLL MOTOR 1 | 010-0870-YDS-001-M1 | Motor | IRD | E&I | Check Motor Shaft Voltage | Out of Tolerance |  |  | 84 | 0.1 |  |  | JDE |  | 120D | Data created/will be sent for upload | 0870-ELE-IRD-84-MOTOR SHAFT CHECK MOTOR SHAFT VOLTAGE | 3956798
34 | 0870-ELE-IRD-84-MOTOR SHAFT | CHECK MOTOR SHAFT VOLTAGE | 27 | 25 | 3 - Obj Inspection | 0100870D | YANKEE SECTION |  | 0100870DAC | YANKEE ROLL MOTOR 2 | 010-0870-YDS-001-M2 | Motor | IRD | E&I | Check Motor Shaft Voltage | Out of Tolerance |  |  | 84 | 0.1 |  |  | JDE |  | 120D | Data created/will be sent for upload | 0870-ELE-IRD-84-MOTOR SHAFT CHECK MOTOR SHAFT VOLTAGE | 3956798
35 | 0870-ELE-IRD-84-MOTOR SHAFT | CHECK MOTOR SHAFT VOLTAGE | 27 | 25 | 3 - Obj Inspection | 0100870B | FORMING SECTION |  | 0100870BFB | FORMING ROLL MOTOR | 010-0870-ROL-006-M1 | Motor | IRD | E&I | Check Motor Shaft Voltage | Out of Tolerance |  |  | 84 | 0.1 |  |  | JDE |  | 120D | Data created/will be sent for upload | 0870-ELE-IRD-84-MOTOR SHAFT CHECK MOTOR SHAFT VOLTAGE | 3956831
12 | 0870-MEC-DD-42-TAD | CLEAN OIL RETURN VENT SCREENS | 18 | 29 | 1C - Clean | 0100870C | TAD SECTION |  | 0100870CAA | TAD 1 CYLINDER | 010-0870-TAD-001-00 | Tending Side Oil Return Vent Screen | DD | MEC | Clean. If vent is not serviceable once cleaned, create an order to replace | Dirty |  |  | 42 | 0.35 |  |  | JDE |  | 120D | Data created/will be sent for upload | 0870-MEC-DD-42-TAD CLEAN OIL RETURN VENT SCREENS | 3956793
13 | 0870-MEC-DD-42-TAD | CLEAN OIL RETURN VENT SCREENS | 18 | 29 | 1C - Clean | 0100870C | TAD SECTION |  | 0100870CDA | TAD 2 CYLINDER | 010-0870-TAD-002-00 | Tending Side Oil Return Vent Screen | DD | MEC | Clean. If vent is not serviceable once cleaned, create an order to replace | Dirty |  |  | 42 | 0.35 |  |  | JDE |  | 120D | Data created/will be sent for upload | 0870-MEC-DD-42-TAD CLEAN OIL RETURN VENT SCREENS | 3956794
14 | 0870-MEC-DD-42-TAD | CLEAN OIL RETURN VENT SCREENS | 18 | 29 | 1C - Clean | 0100870C | TAD SECTION |  | 0100870CG | PRESS ROLL 7 | 010-0870-ROL-017-00 | Tending Side Oil Return Vent Screen | DD | MEC | Clean. If vent is not serviceable once cleaned, create an order to replace | Dirty |  |  | 42 | 0.35 |  |  | JDE |  | 120D | Data created/will be sent for upload | 0870-MEC-DD-42-TAD CLEAN OIL RETURN VENT SCREENS | 3956794
15 | 0870-MEC-DD-42-TAD | CLEAN OIL RETURN VENT SCREENS | 18 | 29 | 1C - Clean | 0100870C | TAD SECTION |  | 0100870CAA | TAD 1 CYLINDER | 010-0870-TAD-001-00 | Drive Side Oil Return Vent Screen | DD | MEC | Clean. If vent is not serviceable once cleaned, create an order to replace | Dirty |  |  | 42 | 0.35 |  |  | JDE |  | 120D | Data created/will be sent for upload | 0870-MEC-DD-42-TAD CLEAN OIL RETURN VENT SCREENS | 3956794
16 | 0870-MEC-DD-42-TAD | CLEAN OIL RETURN VENT SCREENS | 18 | 29 | 1C - Clean | 0100870C | TAD SECTION |  | 0100870CDA | TAD 2 CYLINDER | 010-0870-TAD-002-00 | Drive Side Oil Return Vent Screen | DD | MEC | Clean. If vent is not serviceable once cleaned, create an order to replace | Dirty |  |  | 42 | 0.35 |  |  | JDE |  | 120D | Data created/will be sent for upload | 0870-MEC-DD-42-TAD CLEAN OIL RETURN VENT SCREENS | 3956794
17 | 0870-MEC-DD-42-TAD | CLEAN OIL RETURN VENT SCREENS | 18 | 29 | 1C - Clean | 0100870C | TAD SECTION |  | 0100870CG | PRESS ROLL 7 | 010-0870-ROL-017-00 | Drive Side Oil Return Vent Screen | DD | MEC | Clean. If vent is not serviceable once cleaned, create an order to replace | Dirty |  |  | 42 | 0.35 |  |  | JDE |  | 120D | Data created/will be sent for upload | 0870-MEC-DD-42-TAD CLEAN OIL RETURN VENT SCREENS | 3956794
18 | 0870-ELE-DD-42-SHEET BREAK | CLEAN SHEET BREAK DETECTORS | 26 | 27 | 1C - Clean | 0100870G | SHEET TRANSFER AND TAIL THREADING |  | 0100870GN | SHEET BREAK DETECTOR ASSEMBLY |  | Sheet Break Detectors | DD | E&I | Clean | Dirty |  |  | 42 | 0.5 |  |  | JDE |  | 120D | Data created/will be sent for upload | 0870-ELE-DD-42-SHEET BREAK CLEAN SHEET BREAK DETECTORS | 3956794
28 | 0870-ELE-DD-42-REEL | CLEAN AND CALIBRATE LASERS | 19 | 26 | 1C - Clean | 0100870H | REEL SECTION |  | 0100870HLM | BELT IMPINGEMENT MEASUREMENT ASSEMBLY |  | Fabric Deflection Laser | DD | E&I | Remove laser housings and clean | Dirty |  |  | 42 | 0.5 |  |  | JDE |  | 120D | Data created/will be sent for upload | 0870-ELE-DD-42-REEL CLEAN AND CALIBRATE LASERS | 3956796
29 | 0870-ELE-DD-42-REEL | CLEAN AND CALIBRATE LASERS | 19 | 26 | 2 - Subj Inspection | 0100870H | REEL SECTION |  | 0100870HLM | BELT IMPINGEMENT MEASUREMENT ASSEMBLY |  | Fabric Deflection Laser | DD | E&I | Inspect and verify that there is no equipment damage | Damaged |  |  | 42 | 0.5 |  |  | JDE |  | 120D | Data created/will be sent for upload | 0870-ELE-DD-42-REEL CLEAN AND CALIBRATE LASERS | 3956796
30 | 0870-ELE-DD-42-REEL | CLEAN AND CALIBRATE LASERS | 19 | 26 | 1A - Adjust | 0100870H | REEL SECTION |  | 0100870HLM | BELT IMPINGEMENT MEASUREMENT ASSEMBLY |  | Fabric Deflection Laser | DD | E&I | Calibrate lasers per procedure and verify that all readings are stable | Calibration |  |  | 42 | 0.5 |  |  | JDE |  | 120D | Data created/will be sent for upload | 0870-ELE-DD-42-REEL CLEAN AND CALIBRATE LASERS | 3956796
55 | 0870-ELE-DD-42-REEL | CALIBRATE ENCODER | 19 | 17 | 1C - Clean | 0100870H | REEL SECTION |  | 0100870HKA | WATER JET BEAM AND EQUIPMENT |  | Water Jet Beam | DD | E&I | Clean Water-Jet Beam | Dirty |  |  | 42 | 1 | Remove all accessible covers on both sides of the water jet beam. Remove dust and debris out of the water jet beam, scrape if needed. Clean the linear bearing system. Clean the cogged belt and the pulleys. |  | JDE |  | 120D | Data created/will be sent for upload | 0870-ELE-DD-42-REEL CALIBRATE ENCODER | 3956803
56 | 0870-ELE-DD-42-REEL | CALIBRATE ENCODER | 19 | 17 | 2 - Subj Inspection | 0100870H | REEL SECTION |  | 0100870HKA | WATER JET BEAM AND EQUIPMENT |  | Water Jet Beam | DD | E&I | Inspect Water-Jet Beam | Wear |  |  | 42 | 0.25 |  |  | JDE |  | 120D | Data created/will be sent for upload | 0870-ELE-DD-42-REEL CALIBRATE ENCODER | 3956798
57 | 0870-ELE-DD-42-REEL | CALIBRATE ENCODER | 19 | 17 | 2 - Subj Inspection | 0100870H | REEL SECTION |  | 0100870HKA | WATER JET BEAM AND EQUIPMENT |  | Hoses | DD | E&I | Inspect and test hoses for leakage | Leak |  |  | 42 | 0.25 | If damage is found, create an order to replace hose |  | JDE |  | 120D | Data created/will be sent for upload | 0870-ELE-DD-42-REEL CALIBRATE ENCODER | 3956804
58 | 0870-ELE-DD-42-REEL | CALIBRATE ENCODER | 19 | 17 | 1A - Adjust | 0100870H | REEL SECTION |  | 0100870HKA | WATER JET BEAM AND EQUIPMENT |  | Water Jet Beam | DD | E&I | Calibrate Water-jet Beam | Calibration |  |  | 42 | 0.5 |  |  | JDE |  | 120D | Data created/will be sent for upload | 0870-ELE-DD-42-REEL CALIBRATE ENCODER | 3956804
296 | 0870-ELE-DD-42-REEL DAMPERS | SHOCK ABSORBER INSPECTION | 27 | 25 | 2 - Subj Inspection | 0100870H | REEL SECTION |  | 0100870HBB | DKBW STATION ASSEMBLY RIGHT |  | Shock Absorber | DD | E&I | Inspect Shock absorber for wear or damage | Wear | Damage |  | 42 |  |  |  | JDE |  | 120D | Data created/will be sent for upload | 0870-ELE-DD-42-REEL DAMPERS SHOCK ABSORBER INSPECTION | 3956851
297 | 0870-ELE-DD-42-REEL DAMPERS | SHOCK ABSORBER INSPECTION | 27 | 25 | 2 - Subj Inspection | 0100870H | REEL SECTION |  | 0100870HBC | DK STATION ASSEMBLY LEFT |  | Shock Absorber | DD | E&I | Inspect Shock absorber for wear or damage | Wear | Damage |  | 42 |  |  |  | JDE |  | 120D | Data created/will be sent for upload | 0870-ELE-DD-42-REEL DAMPERS SHOCK ABSORBER INSPECTION | 3956845
298 | 0870-ELE-DD-42-REEL DAMPERS | SHOCK ABSORBER INSPECTION | 27 | 25 | 2 - Subj Inspection | 0100870H | REEL SECTION |  | 0100870HBD | DK STATION ASSEMBLY RIGHT |  | Shock Absorber | DD | E&I | Inspect Shock absorber for wear or damage | Wear | Damage |  | 42 |  |  |  | JDE |  | 120D | Data created/will be sent for upload | 0870-ELE-DD-42-REEL DAMPERS SHOCK ABSORBER INSPECTION | 3956852
299 | 0870-ELE-DD-42-REEL DAMPERS | SHOCK ABSORBER INSPECTION | 27 | 25 | 2 - Subj Inspection | 0100870H | REEL SECTION |  | 0100870HBE | D STATION ASSEMBLY LEFT |  | Shock Absorber | DD | E&I | Inspect Shock absorber for wear or damage | Wear | Damage |  | 42 |  |  |  | JDE |  | 120D | Data created/will be sent for upload | 0870-ELE-DD-42-REEL DAMPERS SHOCK ABSORBER INSPECTION | 3956852
300 | 0870-ELE-DD-42-REEL DAMPERS | SHOCK ABSORBER INSPECTION | 27 | 25 | 2 - Subj Inspection | 0100870H | REEL SECTION |  | 0100870HBF | D STATION ASSEMBLY RIGHT |  | Shock Absorber | DD | E&I | Inspect Shock absorber for wear or damage | Wear | Damage |  | 42 |  |  |  | JDE |  | 120D | Data created/will be sent for upload | 0870-ELE-DD-42-REEL DAMPERS SHOCK ABSORBER INSPECTION | 3956852
301 | 0870-ELE-DD-84-REEL DAMPERS | SHOCK ABSORBER PRESSURE CHECK | 27 | 29 | 3 - Obj Inspection | 0100870HB | DAMPER STATIONS |  | 0100870HBA | DKBW STATION ASSEMBLY LEFT |  | Shock Absorber | DD | E&I | Check the Shock absorber air pressure. If values are outside tolerance, create and order to inspect or replace |  | Out of tolerance |  | 84 |  | Shock Absorber Air pressure = 3.5-5.0 bar |  | JDE |  | 120D | Data created/will be sent for upload | 0870-ELE-DD-84-REEL DAMPERS SHOCK ABSORBER PRESSURE CHECK | 3956852
59 | 0870-ELE-DD-84-REEL | REPLACE HIGH PRESSURE HOSES | 19 | 27 | 1R - Replace | 0100870H | REEL SECTION |  | 0100870HKA | WATER JET BEAM AND EQUIPMENT |  | Hoses | DD | E&I | Replace High Pressure Hoses | Wear |  |  | 84 | 2 |  |  | JDE |  | 120D | Data created/will be sent for upload | 0870-ELE-DD-84-REEL REPLACE HIGH PRESSURE HOSES | 3956804
62 | 0870-MEC-IDD-84-REEL | CYLINDER ROD END INSPECTION | 20 | 27 | 2 - Subj Inspection | 0100870H | REEL SECTION |  |  |  |  | Hydraulic cylinder rod ends | IDD | MEC | Inspect all hydraulic cylinder rod ends to ensure that they are properly fastened | Loose |  |  | 84 | 1.5 | See attachment for location of cylinders |  | JDE |  | 120D | Data created/will be sent for upload | 0870-MEC-IDD-84-REEL CYLINDER ROD END INSPECTION | 3956805
302 | 0870-ELE-DD-84-REEL DAMPERS | SHOCK ABSORBER PRESSURE CHECK | 27 | 29 | 3 - Obj Inspection | 0100870HB | DAMPER STATIONS |  | 0100870HBB | DKBW STATION ASSEMBLY RIGHT |  | Shock Absorber | DD | E&I | Check the Shock absorber air pressure. If values are outside tolerance, create and order to inspect or replace |  | Out of tolerance |  | 84 |  |  |  | JDE |  | 120D | Data created/will be sent for upload | 0870-ELE-DD-84-REEL DAMPERS SHOCK ABSORBER PRESSURE CHECK | 3956852
303 | 0870-ELE-DD-84-REEL DAMPERS | SHOCK ABSORBER PRESSURE CHECK | 27 | 29 | 3 - Obj Inspection | 0100870HB | DAMPER STATIONS |  | 0100870HBC | DK STATION ASSEMBLY LEFT |  | Shock Absorber | DD | E&I | Check the Shock absorber air pressure. If values are outside tolerance, create and order to inspect or replace |  | Out of tolerance |  | 84 |  |  |  | JDE |  | 120D | Data created/will be sent for upload | 0870-ELE-DD-84-REEL DAMPERS SHOCK ABSORBER PRESSURE CHECK | 3956842
304 | 0870-ELE-DD-84-REEL DAMPERS | SHOCK ABSORBER PRESSURE CHECK | 27 | 29 | 3 - Obj Inspection | 0100870HB | DAMPER STATIONS |  | 0100870HBD | DK STATION ASSEMBLY RIGHT |  | Shock Absorber | DD | E&I | Check the Shock absorber air pressure. If values are outside tolerance, create and order to inspect or replace |  | Out of tolerance |  | 84 |  |  |  | JDE |  | 120D | Data created/will be sent for upload | 0870-ELE-DD-84-REEL DAMPERS SHOCK ABSORBER PRESSURE CHECK | 3956853
305 | 0870-ELE-DD-84-REEL DAMPERS | SHOCK ABSORBER PRESSURE CHECK | 27 | 29 | 3 - Obj Inspection | 0100870HB | DAMPER STATIONS |  | 0100870HBE | D STATION ASSEMBLY LEFT |  | Shock Absorber | DD | E&I | Check the Shock absorber air pressure. If values are outside tolerance, create and order to inspect or replace |  | Out of tolerance |  | 84 |  |  |  | JDE |  | 120D | Data created/will be sent for upload | 0870-ELE-DD-84-REEL DAMPERS SHOCK ABSORBER PRESSURE CHECK | 3956847
306 | 0870-ELE-DD-84-REEL DAMPERS | SHOCK ABSORBER PRESSURE CHECK | 27 | 29 | 3 - Obj Inspection | 0100870HB | DAMPER STATIONS |  | 0100870HBF | D STATION ASSEMBLY RIGHT |  | Shock Absorber | DD | E&I | Check the Shock absorber air pressure. If values are outside tolerance, create and order to inspect or replace |  | Out of tolerance |  | 84 |  |  |  | JDE |  | 120D | Data created/will be sent for upload | 0870-ELE-DD-84-REEL DAMPERS SHOCK ABSORBER PRESSURE CHECK | 3956854
307 | 0870-MEC-IRD-7-TM 8 DRIVE SIDE | DMSI INSPECTION | 30 | 15 | 2 - Subj Inspection | 0100870BC | OUTER WIRE TENSION ROLL 3 | 010-0870-ROL-003-00 |  |  |  |  | IRD | MEC | DMSI Inspection |  |  |  | 7 |  |  |  | DMSI |  | DMSI | Data created/will be sent for upload | 0870-MEC-IRD-7-TM 8 DRIVE SIDE DMSI INSPECTION | 3956854
75 | 0870-ELE-DD-42-HI PRESS PUMP | WATER JET PUMP INSPECTION | 28 | 25 | 2 - Subj Inspection | 0100870HKB | WATER JET HI PRESS PUMP | 010-0870-PUM-007-00 |  |  |  | Electrical Connections | DD | E&I | Visual Inspection | Wear | looseness |  | 42 |  |  |  | JDE |  | 120D | Data created/will be sent for upload | 0870-ELE-DD-42-HI PRESS PUMP WATER JET PUMP INSPECTION | 3956809
76 | 0870-MEC-DD-168-HI PRESS PUMP | WATER JET PUMP HYD DRIVE MAINT | 29 | 30 | 1R - Replace | 0100870HKB | WATER JET HI PRESS PUMP | 010-0870-PUM-007-00 |  |  |  | Guide Ring | DD | MEC | Replace | Wear |  |  | 168 |  |  |  | JDE |  | 120D | Data created/will be sent for upload | 0870-MEC-DD-168-HI PRESS PUMP WATER JET PUMP HYD DRIVE MAINT | 3956809
77 | 0870-MEC-DD-168-HI PRESS PUMP | WATER JET PUMP HYD DRIVE MAINT | 29 | 30 | 1R - Replace | 0100870HKB | WATER JET HI PRESS PUMP | 010-0870-PUM-007-00 |  |  |  | Piston Packing | DD | MEC | Replace | Wear |  |  | 168 |  |  |  | JDE |  | 120D | Data created/will be sent for upload | 0870-MEC-DD-168-HI PRESS PUMP WATER JET PUMP HYD DRIVE MAINT | 3956809
78 | 0870-MEC-DD-168-HI PRESS PUMP | WATER JET PUMP HYD DRIVE MAINT | 29 | 30 | 1R - Replace | 0100870HKB | WATER JET HI PRESS PUMP | 010-0870-PUM-007-00 |  |  |  | O-ring, back ring | DD | MEC | Replace | Wear |  |  | 168 |  |  |  | JDE |  | 120D | Data created/will be sent for upload | 0870-MEC-DD-168-HI PRESS PUMP WATER JET PUMP HYD DRIVE MAINT | 3956810
79 | 0870-MEC-DD-168-HI PRESS PUMP | WATER JET PUMP HYD DRIVE MAINT | 29 | 30 | 1R - Replace | 0100870HKB | WATER JET HI PRESS PUMP | 010-0870-PUM-007-00 |  |  |  | Rod guide ring | DD | MEC | Replace | Wear |  |  | 168 |  |  |  | JDE |  | 120D | Data created/will be sent for upload | 0870-MEC-DD-168-HI PRESS PUMP WATER JET PUMP HYD DRIVE MAINT | 3956810
80 | 0870-MEC-DD-168-HI PRESS PUMP | WATER JET PUMP HYD DRIVE MAINT | 29 | 30 | 1R - Replace | 0100870HKB | WATER JET HI PRESS PUMP | 010-0870-PUM-007-00 |  |  |  | Rod Sealing | DD | MEC | Replace | Wear |  |  | 168 |  |  |  | JDE |  | 120D | Data created/will be sent for upload | 0870-MEC-DD-168-HI PRESS PUMP WATER JET PUMP HYD DRIVE MAINT | 3956810
81 | 0870-ELE-QI-7-IQ REEL SCANNER | REEL SCANNER CLEAN AND INSPECT | 29 | 30 | 1C - Clean | 0100870NA | IQ REEL SCANNER | 010-0870-PID-002-00 |  |  |  | IQ Fiber Sensor Heads | QI | E&I | Clean the sensors. Refer to the sensor’s maintenance manual for sensor-specific cleaning instructions. If any issues or damage is found, create an order to address | Dirty |  |  | 7 |  | Check "Weekly service inspections" on DC113596-02 Valmet IQ Scanner Technical Manual |  | JDE |  | 120D | Data created/will be sent for upload | 0870-ELE-QI-7-IQ REEL SCANNER REEL SCANNER CLEAN AND INSPECT | 3956810
70 | 0870-MEC-DD-42-HI PRESS PUMP | WATER JET PUMP INSPECTION | 28 | 25 | 2 - Subj Inspection | 0100870HKB | WATER JET HI PRESS PUMP | 010-0870-PUM-007-00 |  |  |  | Hydraulic Oil reservoir | DD | MEC | Visual inspection of hydraulic oil condition | Pollution | Water in the oil | Severely aged oil | 42 |  |  |  | JDE |  | 120D | Data created/will be sent for upload | 0870-MEC-DD-42-HI PRESS PUMP WATER JET PUMP INSPECTION | 3956807
71 | 0870-MEC-DD-42-HI PRESS PUMP | WATER JET PUMP INSPECTION | 28 | 25 | 2 - Subj Inspection | 0100870HKB | WATER JET HI PRESS PUMP | 010-0870-PUM-007-00 |  |  |  | Piping | DD | MEC | Visual Inspection | Leak |  |  | 42 |  |  |  | JDE |  | 120D | Data created/will be sent for upload | 0870-MEC-DD-42-HI PRESS PUMP WATER JET PUMP INSPECTION | 3956808
72 | 0870-MEC-DD-42-HI PRESS PUMP | WATER JET PUMP INSPECTION | 28 | 25 | 2 - Subj Inspection | 0100870HKB | WATER JET HI PRESS PUMP | 010-0870-PUM-007-00 |  |  |  | Hose lines | DD | MEC | Visual Inspection | Leak |  |  | 42 |  |  |  | JDE |  | 120D | Data created/will be sent for upload | 0870-MEC-DD-42-HI PRESS PUMP WATER JET PUMP INSPECTION | 3956808
73 | 0870-MEC-DD-42-HI PRESS PUMP | WATER JET PUMP INSPECTION | 28 | 25 | 2 - Subj Inspection | 0100870HKB | WATER JET HI PRESS PUMP | 010-0870-PUM-007-00 |  |  |  | Coupling (Crown gear) | DD | MEC | Visual Inspection | Wear | Play | Damage | 42 |  | For visual inspection, a bore is fitted to the pump carrier. If wear, play or salient parts are identified, the crown gear must be replaced. If damage to the crown gear is identified, the motorside and pump-side coupling halves must be checked for damage in the dismantled state and replaced if necessary. For appropriate notes on assembly or dismantling of the torsionally flexible coupling or with damage, contact the support (see Chapter 2). |  | JDE |  | 120D | Data created/will be sent for upload | 0870-MEC-DD-42-HI PRESS PUMP WATER JET PUMP INSPECTION | 3956808
74 | 0870-ELE-DD-42-HI PRESS PUMP | WATER JET PUMP INSPECTION | 28 | 25 | 2 - Subj Inspection | 0100870HKB | WATER JET HI PRESS PUMP | 010-0870-PUM-007-00 |  |  |  | Measurement Instrumentation | DD | E&I | Check function | Damaged | Non functional |  | 42 |  |  |  | JDE |  | 120D | Data created/will be sent for upload | 0870-ELE-DD-42-HI PRESS PUMP WATER JET PUMP INSPECTION | 3956808
66 | 0870-MEC-DD-84-HI PRESS PUMP | WATER JET PUMP FLTR CHANGE | 28 | 26 | 1R - Replace | 0100870HKB | WATER JET HI PRESS PUMP | 010-0870-PUM-007-00 |  |  |  | Oil Filter | DD | MEC | Replace Oil filter |  |  |  | 84 |  | Check section 7.10 "Changing the filter element of the oil filter" on the BFT High pressure pump Assembly and Maintenance manual |  | JDE |  | 120D | Data created/will be sent for upload | 0870-MEC-DD-84-HI PRESS PUMP WATER JET PUMP FLTR CHANGE | 3956806
67 | 0870-MEC-DD-84-HI PRESS PUMP | WATER JET PUMP FLTR CHANGE | 28 | 26 | 1R - Replace | 0100870HKB | WATER JET HI PRESS PUMP | 010-0870-PUM-007-00 |  |  |  | Feed water filter | DD | MEC | Replace Feed water filter |  |  |  | 84 |  | Check section 8.10 "Feed water filter replacement" on the BFT High pressure pump Assembly and Maintenance manual |  | JDE |  | 120D | Data created/will be sent for upload | 0870-MEC-DD-84-HI PRESS PUMP WATER JET PUMP FLTR CHANGE | 3956807
68 | 0870-MEC-DD-84-HI PRESS PUMP | WATER JET PUMP FLTR CHANGE | 28 | 26 | 1C - Clean | 0100870HKB | WATER JET HI PRESS PUMP | 010-0870-PUM-007-00 |  |  |  | Feed water filter housing | DD | MEC | Empty and clean filter housing |  |  |  | 84 |  | Check section 8.10 "Feed water filter replacement" on the BFT High pressure pump Assembly and Maintenance manual |  | JDE |  | 120D | Data created/will be sent for upload | 0870-MEC-DD-84-HI PRESS PUMP WATER JET PUMP FLTR CHANGE | 3956807
69 | 0870-MEC-DD-42-HI PRESS PUMP | WATER JET PUMP INSPECTION | 28 | 25 | 2 - Subj Inspection | 0100870HKB | WATER JET HI PRESS PUMP | 010-0870-PUM-007-00 |  |  |  | Oil/Air Cooler | DD | MEC | Visual Inspection. If the oil temperature increases continuously under constant operating conditions, the cooling fins must be cleaned using compressed air by blowing from the inside to the outside (against the normal direction of air flow). | Dirty |  |  | 42 |  |  |  | JDE |  | 120D | Data created/will be sent for upload | 0870-MEC-DD-42-HI PRESS PUMP WATER JET PUMP INSPECTION | 3956807
51 | 0870-LUB-IRD-56-LUBE SYSTEM | SKF LUBE SYSTEM AUDIT | 27 | 21 | 2 - Subj Inspection | 0100870J | LUBRICATION SYSTEMS |  | 0100870JB | AUTOMATIC GREASE LUBRICATION SYSTEM |  | Grease Doser | IRD | LUB | CHECK EACH INDIVIDUAL SKF DOSERS FOR PLUNGER POSITION | Out of Position |  |  | 56 | 6 |  | FOLLOW LUBE MAP DRAWING FOR MACHINE (DRW NO. 113040 & 113041 IN VALMET PORTAL) | JDE |  | 120D | Data created/will be sent for upload | 0870-LUB-IRD-56-LUBE SYSTEM SKF LUBE SYSTEM AUDIT | 3956803
52 | 0870-LUB-IRD-56-LUBE SYSTEM | SKF LUBE SYSTEM AUDIT | 27 | 21 | 2 - Subj Inspection | 0100870J | LUBRICATION SYSTEMS |  | 0100870JB | AUTOMATIC GREASE LUBRICATION SYSTEM |  | Grease Doser | IRD | LUB | CYCLE PUMP | Noise |  |  | 56 | 0 |  |  | JDE |  | 120D | Data created/will be sent for upload | 0870-LUB-IRD-56-LUBE SYSTEM SKF LUBE SYSTEM AUDIT | 3956803
53 | 0870-LUB-IRD-56-LUBE SYSTEM | SKF LUBE SYSTEM AUDIT | 27 | 21 | 2 - Subj Inspection | 0100870J | LUBRICATION SYSTEMS |  | 0100870JB | AUTOMATIC GREASE LUBRICATION SYSTEM |  | Grease Doser | IRD | LUB | CHECK INDIVIDUAL LUBE DOSERS TO ENSURE POSITION OF PLUNGER HAS SHIFTED | Out of Position |  |  | 56 | 0 | IF BLOCK DOES NOT SHIFT CHANGE WITH NEW DOSER. SET VOLUME SCREW TO CORRECT POSITION LISTED ON DRAWING. CYCLE PUMP AND CHECK NEW DOSER FOR CHANGE IN POSITION. |  | JDE |  | 120D | Data created/will be sent for upload | 0870-LUB-IRD-56-LUBE SYSTEM SKF LUBE SYSTEM AUDIT | 3956803
54 | 0870-LUB-IRD-56-LUBE SYSTEM | SKF LUBE SYSTEM AUDIT | 27 | 21 | 2 - Subj Inspection | 0100870J | LUBRICATION SYSTEMS |  | 0100870JB | AUTOMATIC GREASE LUBRICATION SYSTEM |  | Grease Doser | IRD | LUB | CHECK FOR BLOCKED OR PINCHED LUBE LINES | Blocked |  |  | 56 | 0 |  |  | JDE |  | 120D | Data created/will be sent for upload | 0870-LUB-IRD-56-LUBE SYSTEM SKF LUBE SYSTEM AUDIT | 3956803
36 | 0870-ELE-IDD-84-REEL | CLEAN SENSOR ELEMENT HOUSING | 20 | 28 | 1C - Clean | 0100870M | ELECTRICAL CONTROLS AND AUTOMATION |  | 0100870MFG | REEL SECTION DEVICES |  | Secondary Carriage LVDT Sensor | IDD | E&I | CLEAN BOTH THE TS & DS SENSOR ELEMENT HOUSING RAILS AND SENSOR HEAD USING A NAIL BRUSH | Dirty |  |  | 84 | 0.5 | SENSOR IS LOCATED BEHIND THE BOTTOM LINEAR BEARINGS UNDERNEATH THE SECONDARY CARRIAGE (YOU HAVE TO LIE ON YOUR BACK TO SEE AND PERFORM THIS JOB EFFECTIVELY) |  | JDE |  | 120D | Data created/will be sent for upload | 0870-ELE-IDD-84-REEL CLEAN SENSOR ELEMENT HOUSING | 3956799
37 | 0870-ELE-IDD-84-REEL | CLEAN SENSOR ELEMENT HOUSING | 20 | 28 | 2 - Subj Inspection | 0100870M | ELECTRICAL CONTROLS AND AUTOMATION |  | 0100870MFG | REEL SECTION DEVICES |  | Secondary Carriage LVDT Sensor | IDD | E&I | AFTER THE SENSOR IS CLEAN INPECT IT FOR WEAR, NICKS MARKS, ETC, PRODUCE A FOLLOW-UP WORK ORDER IF NEEDED | Wear |  |  | 84 | 0.5 |  |  | JDE |  | 120D | Data created/will be sent for upload | 0870-ELE-IDD-84-REEL CLEAN SENSOR ELEMENT HOUSING | 3956799
38 | 0870-ELE-IDD-84-REEL | CLEAN SENSOR ELEMENT HOUSING | 20 | 28 | 1C - Clean | 0100870M | ELECTRICAL CONTROLS AND AUTOMATION |  | 0100870MFG | REEL SECTION DEVICES |  | Primary Arm LVDT Sensor | IDD | E&I | CLEAN BOTH THE TS & DS SENSOR ELEMENT HOUSING RAILS AND SENSOR HEAD USING A NAIL BRUSH | Dirty |  |  | 84 | 0.5 | SENSOR IS LOCATED ON THE PRIMARY ARM CARRIAGE PARALLEL TO THE PRIMARY CARRIAGE CYLINDERS THESE ARE EASIER TO CLEAN IF THE PRIMARY ARMS ARE "AT RAIL" AND THE CARRIAGE IS EXTENDED ALL THE WAY TOWARDS ROLL HANDLING IT CAN BE DONE IF THE ARMS ARE IN THE "TOP" POSITION BUT A STEP LADDER OR STOOL MUST BE USED |  | JDE |  | 120D | Data created/will be sent for upload | 0870-ELE-IDD-84-REEL CLEAN SENSOR ELEMENT HOUSING | 3956800
39 | 0870-ELE-IDD-84-REEL | CLEAN SENSOR ELEMENT HOUSING | 20 | 28 | 2 - Subj Inspection | 0100870M | ELECTRICAL CONTROLS AND AUTOMATION |  | 0100870MFG | REEL SECTION DEVICES |  | Primary Arm LVDT Sensor | IDD | E&I | AFTER THE SENSOR IS CLEAN INPECT IT FOR WEAR, NICKS MARKS, ETC, PRODUCE A FOLLOW-UP WORK ORDER IF NEEDED | Wear |  |  | 84 | 0.5 |  |  | JDE |  | 120D | Data created/will be sent for upload | 0870-ELE-IDD-84-REEL CLEAN SENSOR ELEMENT HOUSING | 3956800
110 | 0870-ELE-DD-168-REEL SCANNER | REEL SCANNER 6-MONTH INSPECT | 28 | 28 | 1R - Replace | 0100870NA | IQ REEL SCANNER | 010-0870-PID-002-00 |  |  |  | Rail Wiper | DD | E&I | Replace |  |  |  | 168 |  |  |  | JDE |  | 120D | Data created/will be sent for upload | 0870-ELE-DD-168-REEL SCANNER REEL SCANNER 6-MONTH INSPECT | 3956819
111 | 0870-ELE-DD-168-REEL SCANNER | REEL SCANNER 6-MONTH INSPECT | 28 | 28 | 2 - Subj Inspection | 0100870NA | IQ REEL SCANNER | 010-0870-PID-002-00 |  |  |  | Separation Clutch | DD | E&I | Visual Inspection. Create an order to replace if needed |  |  |  | 168 |  |  |  | JDE |  | 120D | Data created/will be sent for upload | 0870-ELE-DD-168-REEL SCANNER REEL SCANNER 6-MONTH INSPECT | 3956819
112 | 0870-ELE-DD-168-REEL SCANNER | REEL SCANNER 6-MONTH INSPECT | 28 | 28 | 2 - Subj Inspection | 0100870NA | IQ REEL SCANNER | 010-0870-PID-002-00 |  |  |  | Sealing Belt Rollers | DD | E&I | Check the condition of the sealing belts’ guide rollers and check their rotation lightness. Create an order to replace if needed | Looseness | Play |  | 168 |  |  |  | JDE |  | 120D | Data created/will be sent for upload | 0870-ELE-DD-168-REEL SCANNER REEL SCANNER 6-MONTH INSPECT | 3956819
113 | 0870-ELE-DD-168-REEL SCANNER | REEL SCANNER 6-MONTH INSPECT | 28 | 28 | 2 - Subj Inspection | 0100870NA | IQ REEL SCANNER | 010-0870-PID-002-00 |  |  |  | Timing belt Rollers | DD | E&I | Visual Inspection. | Looseness | Play |  | 168 |  |  |  | JDE |  | 120D | Data created/will be sent for upload | 0870-ELE-DD-168-REEL SCANNER REEL SCANNER 6-MONTH INSPECT | 3956793
114 | 0870-ELE-DD-168-REEL SCANNER | REEL SCANNER 6-MONTH INSPECT | 28 | 28 | 2 - Subj Inspection | 0100870NA | IQ REEL SCANNER | 010-0870-PID-002-00 |  |  |  | Timing belt pulleys | DD | E&I | Visual Inspection. Observe the bearings’ drive sound and remove grease that is outside the bearings. There should be no rubbing sounds during the operation nor are the bearings allowed to become much warmer than the environment | Misaligned | Wear | Noise | 168 |  |  |  | JDE |  | 120D | Data created/will be sent for upload | 0870-ELE-DD-168-REEL SCANNER REEL SCANNER 6-MONTH INSPECT | 3956820
115 | 0870-MEC-DD-168-IQ TAD SCANNER | TAD SCANNER 6-MONTH INSPECTION | 30 | 30 | 1R - Replace | 0100870NB | IQ TAD SCANNER | 010-0870-PID-001-00 |  |  |  | Moisture Indicator | DD | MEC | Replace the porous plastic inside the pneumatic system’s moisture indicator |  |  |  | 168 |  |  |  | JDE |  | 120D | Data created/will be sent for upload | 0870-MEC-DD-168-IQ TAD SCANNER TAD SCANNER 6-MONTH INSPECTION | 3956820
122 | 0870-ELE-DD-378-REEL SCANNER | REEL SCANNER ANNUAL SERVICE | 28 | 27 | 1C - Clean | 0100870NA | IQ REEL SCANNER | 010-0870-PID-002-00 |  |  |  | Cooling water tank | DD | E&I | Drain and wash water tank. Change cooling water and add inhibitor | Dirty |  |  | 378 |  |  |  | JDE |  | 120D | Data created/will be sent for upload | 0870-ELE-DD-378-REEL SCANNER REEL SCANNER ANNUAL SERVICE | 3956821
123 | 0870-ELE-DD-378-REEL SCANNER | REEL SCANNER ANNUAL SERVICE | 28 | 27 | 2 - Subj Inspection | 0100870NA | IQ REEL SCANNER | 010-0870-PID-002-00 |  |  |  | Cooling water tank Instrumentation | DD | E&I | Check that magnetic valve and flow indicators works properly |  |  |  | 378 |  |  |  | JDE |  | 120D | Data created/will be sent for upload | 0870-ELE-DD-378-REEL SCANNER REEL SCANNER ANNUAL SERVICE | 3956821
124 | 0870-MEC-DD-378-IQ TAD SCANNER | TAD SCANNER ANNUAL SERVICE | 30 | 26 | 1R - Replace | 0100870NB | IQ TAD SCANNER | 010-0870-PID-001-00 |  |  |  | Filters | DD | MEC | Check the condition of filters and replace the filter elements | Dirty | Clogged |  | 378 |  |  |  | JDE |  | 120D | Data created/will be sent for upload | 0870-MEC-DD-378-IQ TAD SCANNER TAD SCANNER ANNUAL SERVICE | 3956821
104 | 0870-ELE-DD-84-IQ REEL SCANNER | REEL SCANNER 3-MONTH SERVICE | 30 | 28 | 1C - Clean | 0100870NA | IQ REEL SCANNER | 010-0870-PID-002-00 |  |  |  | Mud filter | DD | E&I | Open the mud separators and clean the strainers | Dirty |  |  | 84 |  |  |  | JDE |  | 120D | Data created/will be sent for upload | 0870-ELE-DD-84-IQ REEL SCANNER REEL SCANNER 3-MONTH SERVICE | 3956817
105 | 0870-ELE-DD-84-IQ REEL SCANNER | REEL SCANNER 3-MONTH SERVICE | 30 | 28 | 1C - Clean | 0100870NA | IQ REEL SCANNER | 010-0870-PID-002-00 |  |  |  | Measuring frame | DD | E&I | Clean the frame under the protective structures with a vacuum or by blowing | Dirty |  |  | 84 |  |  |  | JDE |  | 120D | Data created/will be sent for upload | 0870-ELE-DD-84-IQ REEL SCANNER REEL SCANNER 3-MONTH SERVICE | 3956817
106 | 0870-ELE-DD-84-IQ TAD SCANNER | TAD SCANNER 3-MONTH SERVICE | 29 | 27 | 2 - Subj Inspection | 0100870NB | IQ TAD SCANNER | 010-0870-PID-001-00 |  |  |  | Cable tracks | DD | E&I | Check the tightness of the cables and hoses | Looseness |  |  | 84 |  | Check "Every 3 months’ service inspections" on DC113596-02 Valmet IQ Scanner Technical Manual |  | JDE |  | 120D | Data created/will be sent for upload | 0870-ELE-DD-84-IQ TAD SCANNER TAD SCANNER 3-MONTH SERVICE | 3956818
274 | 0870-ELE-IRD-42-REEL SCANNER | TEST AND CALIBRATION | 28 | 20 | 1A - Adjust | 0100870NA | IQ REEL SCANNER | 010-0870-PID-002-00 |  |  |  | Scanner | IRD | E&I | Test samples in the quality lab |  |  |  | 42 |  |  |  | JDE |  | 120D | Data created/will be sent for upload | 0870-ELE-IRD-42-REEL SCANNER TEST AND CALIBRATION | 3956845
275 | 0870-ELE-IRD-42-REEL SCANNER | TEST AND CALIBRATION | 28 | 20 | 1A - Adjust | 0100870NA | IQ REEL SCANNER | 010-0870-PID-002-00 |  |  |  | Scanner | IRD | E&I | Record results and calibrate scanner as needed |  |  |  | 42 |  | See section "7 Measurement Verification" of the DC113448 Valmet IQ Fiber Technical Manual |  | JDE |  | 120D | Data created/will be sent for upload | 0870-ELE-IRD-42-REEL SCANNER TEST AND CALIBRATION | 3956850
276 | 0870-ELE-IRD-42-REEL SCANNER | TEST AND CALIBRATION | 28 | 20 | 1A - Adjust | 0100870NA | IQ REEL SCANNER | 010-0870-PID-002-00 |  |  |  | Scanner | IRD | E&I | Perform samples every 30 days except when bulb is changed or an upset condition is found; continue to calibrate until variance has diminished |  |  |  | 42 |  |  |  | JDE |  | 120D | Data created/will be sent for upload | 0870-ELE-IRD-42-REEL SCANNER TEST AND CALIBRATION | 3956846
277 | 0870-ELE-IRD-42-IQ TAD SCANNER | TEST AND CALIBRATION | 30 | 20 | 1A - Adjust | 0100870NB | IQ TAD SCANNER | 010-0870-PID-001-00 |  |  |  | Scanner | IRD | E&I | Retrieve samples from standard process parent roll |  |  |  | 42 |  |  |  | JDE |  | 120D | Data created/will be sent for upload | 0870-ELE-IRD-42-IQ TAD SCANNER TEST AND CALIBRATION | 3956846
88 | 0870-ELE-QI-42-IQ REEL SCANNER | REEL SCANNER SERVICE | 30 | 20 | 2 - Subj Inspection | 0100870NA | IQ REEL SCANNER | 010-0870-PID-002-00 |  |  |  | Cable tracks | QI | E&I | Visual Inspection of cables and hoses. Clean as required | Dirty | Wear |  | 42 |  |  |  | JDE |  | 120D | Data created/will be sent for upload | 0870-ELE-QI-42-IQ REEL SCANNER REEL SCANNER SERVICE | 3956812
89 | 0870-ELE-QI-42-IQ REEL SCANNER | REEL SCANNER SERVICE | 30 | 20 | 1C - Clean | 0100870NA | IQ REEL SCANNER | 010-0870-PID-002-00 |  |  |  | Rail rollers | QI | E&I | Clean carriage rollers. Inspect to ensure there is no uneven erosion | Uneven wear |  |  | 42 |  |  |  | JDE |  | 120D | Data created/will be sent for upload | 0870-ELE-QI-42-IQ REEL SCANNER REEL SCANNER SERVICE | 3956813
90 | 0870-ELE-QI-42-IQ REEL SCANNER | REEL SCANNER SERVICE | 30 | 20 | 2 - Subj Inspection | 0100870NA | IQ REEL SCANNER | 010-0870-PID-002-00 |  |  |  | Filters | QI | E&I | Visual Inspection. Create an order to replace if needed | Dirty |  |  | 42 |  |  |  | JDE |  | 120D | Data created/will be sent for upload | 0870-ELE-QI-42-IQ REEL SCANNER REEL SCANNER SERVICE | 3956813
91 | 0870-ELE-QI-42-IQ REEL SCANNER | REEL SCANNER SERVICE | 30 | 20 | 2 - Subj Inspection | 0100870NA | IQ REEL SCANNER | 010-0870-PID-002-00 |  |  |  | Water piping | QI | E&I | Visual Inspection | Looseness | Leak |  | 42 |  |  |  | JDE |  | 120D | Data created/will be sent for upload | 0870-ELE-QI-42-IQ REEL SCANNER REEL SCANNER SERVICE | 3956813
92 | 0870-ELE-QI-42-IQ REEL SCANNER | REEL SCANNER SERVICE | 30 | 20 | 2 - Subj Inspection | 0100870NA | IQ REEL SCANNER | 010-0870-PID-002-00 |  |  |  | Drive belt | QI | E&I | Visual Inspection | Wear | Tension | Looseness | 42 |  |  |  | JDE |  | 120D | Data created/will be sent for upload | 0870-ELE-QI-42-IQ REEL SCANNER REEL SCANNER SERVICE | 3956814
93 | 0870-ELE-QI-42-IQ REEL SCANNER | REEL SCANNER SERVICE | 30 | 20 | 2 - Subj Inspection | 0100870NA | IQ REEL SCANNER | 010-0870-PID-002-00 |  |  |  | Timing belt | QI | E&I | Visual Inspection. Adjust if needed | Wear | Tension | Looseness | 42 |  |  |  | JDE |  | 120D | Data created/will be sent for upload | 0870-ELE-QI-42-IQ REEL SCANNER REEL SCANNER SERVICE | 3956814
94 | 0870-ELE-QI-42-IQ REEL SCANNER | REEL SCANNER SERVICE | 30 | 20 | 2 - Subj Inspection | 0100870NA | IQ REEL SCANNER | 010-0870-PID-002-00 |  |  |  | Bearings | QI | E&I | Check the tightness of locking screws | Looseness |  |  | 42 |  |  |  | JDE |  | 120D | Data created/will be sent for upload | 0870-ELE-QI-42-IQ REEL SCANNER REEL SCANNER SERVICE | 3956814
95 | 0870-ELE-QI-42-IQ TAD SCANNER | TAD SCANNER SERVICE | 29 | 19 | 2 - Subj Inspection | 0100870NB | IQ TAD SCANNER | 010-0870-PID-001-00 |  |  |  | Rail Wiper | QI | E&I | Visual Inspection. Create an order to replace if needed | Wear | Damaged |  | 42 |  |  |  | JDE |  | 120D | Data created/will be sent for upload | 0870-ELE-QI-42-IQ TAD SCANNER TAD SCANNER SERVICE | 3956814
82 | 0870-ELE-QI-7-IQ REEL SCANNER | REEL SCANNER CLEAN AND INSPECT | 29 | 30 | 1C - Clean | 0100870NA | IQ REEL SCANNER | 010-0870-PID-002-00 |  |  |  | Edge detectors | QI | E&I | If necessary clean them with clean pressurized air / soft cloth | Dirty |  |  | 7 |  |  |  | JDE |  | 120D | Data created/will be sent for upload | 0870-ELE-QI-7-IQ REEL SCANNER REEL SCANNER CLEAN AND INSPECT | 3956811
83 | 0870-ELE-QI-7-IQ REEL SCANNER | REEL SCANNER CLEAN AND INSPECT | 29 | 30 | 2 - Subj Inspection | 0100870NA | IQ REEL SCANNER | 010-0870-PID-002-00 |  |  |  | Motor and pump | QI | E&I | Check the running noise. Observe the drive sound and the temperature of the gear. There should be no strange sounds from the gear or from the motor during the operation nor can the gear or the motor become considerably warmer than the environment | Noise | High temperature |  | 7 |  |  |  | JDE |  | 120D | Data created/will be sent for upload | 0870-ELE-QI-7-IQ REEL SCANNER REEL SCANNER CLEAN AND INSPECT | 3956811
84 | 0870-ELE-QI-7-IQ TAD SCANNER | TAD SCANNER CLEAN AND INSPECT | 28 | 29 | 1C - Clean | 0100870NB | IQ TAD SCANNER | 010-0870-PID-001-00 |  |  |  | IQ Moisture sensor Head | QI | E&I | Clean the sensors. Refer to the sensor’s maintenance manual for sensor-specific cleaning instructions. If any issues or damage is found, create an order to address | Dirty |  |  | 7 |  | Check "Weekly service inspections" on DC113596-02 Valmet IQ Scanner Technical Manual |  | JDE |  | 120D | Data created/will be sent for upload | 0870-ELE-QI-7-IQ TAD SCANNER TAD SCANNER CLEAN AND INSPECT | 3956811
127 | 0870-ELE-DD-42-PAPER MACHINE | MOTOR CLEANING ROUTE 1 | 28 | 22 | 1C - Clean | 0100870HLAAB | REEL DRUM MOTOR | 010-0870-ROL-028-M1 |  |  |  | Reel Drum Auxilliary Fan Motor | DD | E&I | Clean Motor | Dirty | Build up |  | 42 |  | Anotate which motors were cleaned in route |  | JDE |  | 120D | Data created/will be sent for upload | 0870-ELE-DD-42-PAPER MACHINE MOTOR CLEANING ROUTE 1 | 3956821
107 | 0870-ELE-DD-84-IQ TAD SCANNER | TAD SCANNER 3-MONTH SERVICE | 29 | 27 | 1C - Clean | 0100870NB | IQ TAD SCANNER | 010-0870-PID-001-00 |  |  |  | Mud filter | DD | E&I | Open the mud separators and clean the strainers | Dirty |  |  | 84 |  |  |  | JDE |  | 120D | Data created/will be sent for upload | 0870-ELE-DD-84-IQ TAD SCANNER TAD SCANNER 3-MONTH SERVICE | 3956818
108 | 0870-ELE-DD-84-IQ TAD SCANNER | TAD SCANNER 3-MONTH SERVICE | 29 | 27 | 1C - Clean | 0100870NB | IQ TAD SCANNER | 010-0870-PID-001-00 |  |  |  | Measuring frame | DD | E&I | Clean the frame under the protective structures with a vacuum or by blowing | Dirty |  |  | 84 |  |  |  | JDE |  | 120D | Data created/will be sent for upload | 0870-ELE-DD-84-IQ TAD SCANNER TAD SCANNER 3-MONTH SERVICE | 3956818
109 | 0870-ELE-DD-168-REEL SCANNER | REEL SCANNER 6-MONTH INSPECT | 28 | 28 | 1R - Replace | 0100870NA | IQ REEL SCANNER | 010-0870-PID-002-00 |  |  |  | Moisture Indicator | DD | E&I | Replace the porous plastic inside the pneumatic system’s moisture indicator |  |  |  | 168 |  |  |  | JDE |  | 120D | Data created/will be sent for upload | 0870-ELE-DD-168-REEL SCANNER REEL SCANNER 6-MONTH INSPECT | 3956818
278 | 0870-ELE-IRD-42-IQ TAD SCANNER | TEST AND CALIBRATION | 30 | 20 | 1A - Adjust | 0100870NB | IQ TAD SCANNER | 010-0870-PID-001-00 |  |  |  | Scanner | IRD | E&I | Test samples in the quality lab |  |  |  | 42 |  |  |  | JDE |  | 120D | Data created/will be sent for upload | 0870-ELE-IRD-42-IQ TAD SCANNER TEST AND CALIBRATION | 3956851
279 | 0870-ELE-IRD-42-IQ TAD SCANNER | TEST AND CALIBRATION | 30 | 20 | 1A - Adjust | 0100870NB | IQ TAD SCANNER | 010-0870-PID-001-00 |  |  |  | Scanner | IRD | E&I | Record results and calibrate scanner as needed |  |  |  | 42 |  | See section "7 Measurement Verification" of the DC113469 Valmet IQ Single-Sided IR Moisture Technical Manual |  | JDE |  | 120D | Data created/will be sent for upload | 0870-ELE-IRD-42-IQ TAD SCANNER TEST AND CALIBRATION | 3956821
280 | 0870-ELE-IRD-42-IQ TAD SCANNER | TEST AND CALIBRATION | 30 | 20 | 1A - Adjust | 0100870NB | IQ TAD SCANNER | 010-0870-PID-001-00 |  |  |  | Scanner | IRD | E&I | Perform samples every 30 days except when bulb is changed or an upset condition is found; continue to calibrate until variance has diminished |  |  |  | 42 |  |  |  | JDE |  | 120D | Data created/will be sent for upload | 0870-ELE-IRD-42-IQ TAD SCANNER TEST AND CALIBRATION | 3956848
281 | 0870-ELE-IRD-14-WEM ANALYZER | CLEAN & CALIBRATE WEM ANALYZER | 28 | 30 | 1C - Clean | 0100870PA | KAJAANI WEM ANALYZER | 010-0870-PID-003-00 |  |  |  | WEM Analyzer | IRD | E&I | Clean External Case |  |  |  | 14 |  |  |  | JDE |  | 120D | Data created/will be sent for upload | 0870-ELE-IRD-14-WEM ANALYZER CLEAN & CALIBRATE WEM ANALYZER | 3956848
96 | 0870-ELE-QI-42-IQ TAD SCANNER | TAD SCANNER SERVICE | 29 | 19 | 2 - Subj Inspection | 0100870NB | IQ TAD SCANNER | 010-0870-PID-001-00 |  |  |  | Cable tracks | QI | E&I | Visual Inspection of cables and hoses. Clean as required | Dirty | Wear |  | 42 |  |  |  | JDE |  | 120D | Data created/will be sent for upload | 0870-ELE-QI-42-IQ TAD SCANNER TAD SCANNER SERVICE | 3956815
97 | 0870-ELE-QI-42-IQ TAD SCANNER | TAD SCANNER SERVICE | 29 | 19 | 1C - Clean | 0100870NB | IQ TAD SCANNER | 010-0870-PID-001-00 |  |  |  | Rail rollers | QI | E&I | Clean carriage rollers. Inspect to ensure there is no uneven erosion | Uneven wear |  |  | 42 |  |  |  | JDE |  | 120D | Data created/will be sent for upload | 0870-ELE-QI-42-IQ TAD SCANNER TAD SCANNER SERVICE | 3956815
98 | 0870-ELE-QI-42-IQ TAD SCANNER | TAD SCANNER SERVICE | 29 | 19 | 2 - Subj Inspection | 0100870NB | IQ TAD SCANNER | 010-0870-PID-001-00 |  |  |  | Filters | QI | E&I | Visual Inspection. Create an order to replace if needed | Dirty |  |  | 42 |  |  |  | JDE |  | 120D | Data created/will be sent for upload | 0870-ELE-QI-42-IQ TAD SCANNER TAD SCANNER SERVICE | 3956815
99 | 0870-ELE-QI-42-IQ TAD SCANNER | TAD SCANNER SERVICE | 29 | 19 | 2 - Subj Inspection | 0100870NB | IQ TAD SCANNER | 010-0870-PID-001-00 |  |  |  | Water piping | QI | E&I | Visual Inspection | Looseness | Leak |  | 42 |  |  |  | JDE |  | 120D | Data created/will be sent for upload | 0870-ELE-QI-42-IQ TAD SCANNER TAD SCANNER SERVICE | 3956816
100 | 0870-ELE-QI-42-IQ TAD SCANNER | TAD SCANNER SERVICE | 29 | 19 | 2 - Subj Inspection | 0100870NB | IQ TAD SCANNER | 010-0870-PID-001-00 |  |  |  | Drive belt | QI | E&I | Visual Inspection | Wear | Tension | Looseness | 42 |  |  |  | JDE |  | 120D | Data created/will be sent for upload | 0870-ELE-QI-42-IQ TAD SCANNER TAD SCANNER SERVICE | 3956816
101 | 0870-ELE-QI-42-IQ TAD SCANNER | TAD SCANNER SERVICE | 29 | 19 | 2 - Subj Inspection | 0100870NB | IQ TAD SCANNER | 010-0870-PID-001-00 |  |  |  | Timing belt | QI | E&I | Visual Inspection. Adjust if needed | Wear | Tension | Looseness | 42 |  |  |  | JDE |  | 120D | Data created/will be sent for upload | 0870-ELE-QI-42-IQ TAD SCANNER TAD SCANNER SERVICE | 3956816
102 | 0870-ELE-QI-42-IQ TAD SCANNER | TAD SCANNER SERVICE | 29 | 19 | 2 - Subj Inspection | 0100870NB | IQ TAD SCANNER | 010-0870-PID-001-00 |  |  |  | Bearings | QI | E&I | Check the tightness of locking screws | Looseness |  |  | 42 |  |  |  | JDE |  | 120D | Data created/will be sent for upload | 0870-ELE-QI-42-IQ TAD SCANNER TAD SCANNER SERVICE | 3956816
103 | 0870-ELE-DD-84-IQ REEL SCANNER | REEL SCANNER 3-MONTH SERVICE | 30 | 28 | 2 - Subj Inspection | 0100870NA | IQ REEL SCANNER | 010-0870-PID-002-00 |  |  |  | Cable tracks | DD | E&I | Check the tightness of the cables and hoses | Looseness |  |  | 84 |  | Check "Every 3 months’ service inspections" on DC113596-02 Valmet IQ Scanner Technical Manual |  | JDE |  | 120D | Data created/will be sent for upload | 0870-ELE-DD-84-IQ REEL SCANNER REEL SCANNER 3-MONTH SERVICE | 3956817
85 | 0870-ELE-QI-7-IQ TAD SCANNER | TAD SCANNER CLEAN AND INSPECT | 28 | 29 | 1C - Clean | 0100870NB | IQ TAD SCANNER | 010-0870-PID-001-00 |  |  |  | Edge detectors | QI | E&I | If necessary clean them with clean pressurized air / soft cloth | Dirty |  |  | 7 |  |  |  | JDE |  | 120D | Data created/will be sent for upload | 0870-ELE-QI-7-IQ TAD SCANNER TAD SCANNER CLEAN AND INSPECT | 3956812
86 | 0870-ELE-QI-7-IQ TAD SCANNER | TAD SCANNER CLEAN AND INSPECT | 28 | 29 | 2 - Subj Inspection | 0100870NB | IQ TAD SCANNER | 010-0870-PID-001-00 |  |  |  | Motor and pump | QI | E&I | Check the running noise. Observe the drive sound and the temperature of the gear. There should be no strange sounds from the gear or from the motor during the operation nor can the gear or the motor become considerably warmer than the environment | Noise | High temperature |  | 7 |  |  |  | JDE |  | 120D | Data created/will be sent for upload | 0870-ELE-QI-7-IQ TAD SCANNER TAD SCANNER CLEAN AND INSPECT | 3956812
87 | 0870-ELE-QI-42-IQ REEL SCANNER | REEL SCANNER SERVICE | 30 | 20 | 2 - Subj Inspection | 0100870NA | IQ REEL SCANNER | 010-0870-PID-002-00 |  |  |  | Rail Wiper | QI | E&I | Visual Inspection. Create an order to replace if needed | Wear | Damaged |  | 42 |  |  |  | JDE |  | 120D | Data created/will be sent for upload | 0870-ELE-QI-42-IQ REEL SCANNER REEL SCANNER SERVICE | 3956812
116 | 0870-MEC-DD-168-IQ TAD SCANNER | TAD SCANNER 6-MONTH INSPECTION | 30 | 30 | 1R - Replace | 0100870NB | IQ TAD SCANNER | 010-0870-PID-001-00 |  |  |  | Rail Wiper | DD | MEC | Replace |  |  |  | 168 |  |  |  | JDE |  | 120D | Data created/will be sent for upload | 0870-MEC-DD-168-IQ TAD SCANNER TAD SCANNER 6-MONTH INSPECTION | 3956820
117 | 0870-MEC-DD-168-IQ TAD SCANNER | TAD SCANNER 6-MONTH INSPECTION | 30 | 30 | 2 - Subj Inspection | 0100870NB | IQ TAD SCANNER | 010-0870-PID-001-00 |  |  |  | Separation Clutch | DD | MEC | Visual Inspection. Create an order to replace if needed |  |  |  | 168 |  |  |  | JDE |  | 120D | Data created/will be sent for upload | 0870-MEC-DD-168-IQ TAD SCANNER TAD SCANNER 6-MONTH INSPECTION | 3956820
118 | 0870-MEC-DD-168-IQ TAD SCANNER | TAD SCANNER 6-MONTH INSPECTION | 30 | 30 | 2 - Subj Inspection | 0100870NB | IQ TAD SCANNER | 010-0870-PID-001-00 |  |  |  | Sealing Belt Rollers | DD | MEC | Check the condition of the sealing belts’ guide rollers and check their rotation lightness. Create an order to replace if needed | Looseness | Play |  | 168 |  |  |  | JDE |  | 120D | Data created/will be sent for upload | 0870-MEC-DD-168-IQ TAD SCANNER TAD SCANNER 6-MONTH INSPECTION | 3956820
119 | 0870-MEC-DD-168-IQ TAD SCANNER | TAD SCANNER 6-MONTH INSPECTION | 30 | 30 | 2 - Subj Inspection | 0100870NB | IQ TAD SCANNER | 010-0870-PID-001-00 |  |  |  | Timing belt Rollers | DD | MEC | Visual Inspection. | Looseness | Play |  | 168 |  |  |  | JDE |  | 120D | Data created/will be sent for upload | 0870-MEC-DD-168-IQ TAD SCANNER TAD SCANNER 6-MONTH INSPECTION | 3956820
120 | 0870-MEC-DD-168-IQ TAD SCANNER | TAD SCANNER 6-MONTH INSPECTION | 30 | 30 | 2 - Subj Inspection | 0100870NB | IQ TAD SCANNER | 010-0870-PID-001-00 |  |  |  | Timing belt pulleys | DD | MEC | Visual Inspection. Observe the bearings’ drive sound and remove grease that is outside the bearings. There should be no rubbing sounds during the operation nor are the bearings allowed to become much warmer than the environment | Misaligned | Wear | Noise | 168 |  |  |  | JDE |  | 120D | Data created/will be sent for upload | 0870-MEC-DD-168-IQ TAD SCANNER TAD SCANNER 6-MONTH INSPECTION | 3956820
121 | 0870-ELE-DD-378-REEL SCANNER | REEL SCANNER ANNUAL SERVICE | 28 | 27 | 1R - Replace | 0100870NA | IQ REEL SCANNER | 010-0870-PID-002-00 |  |  |  | Filters | DD | E&I | Check the condition of filters and replace the filter elements | Dirty | Clogged |  | 378 |  |  |  | JDE |  | 120D | Data created/will be sent for upload | 0870-ELE-DD-378-REEL SCANNER REEL SCANNER ANNUAL SERVICE | 3956820
125 | 0870-MEC-DD-378-IQ TAD SCANNER | TAD SCANNER ANNUAL SERVICE | 30 | 26 | 1C - Clean | 0100870NB | IQ TAD SCANNER | 010-0870-PID-001-00 |  |  |  | Cooling water tank | DD | MEC | Drain and wash water tank. Change cooling water and add inhibitor | Dirty |  |  | 378 |  |  |  | JDE |  | 120D | Data created/will be sent for upload | 0870-MEC-DD-378-IQ TAD SCANNER TAD SCANNER ANNUAL SERVICE | 3956821
126 | 0870-ELE-DD-378-IQ TAD SCANNER | TAD SCANNER ANNUAL SERVICE | 30 | 26 | 2 - Subj Inspection | 0100870NB | IQ TAD SCANNER | 010-0870-PID-001-00 |  |  |  | Cooling water tank Instrumentation | DD | E&I | Check that magnetic valve and flow indicators works properly |  |  |  | 378 |  |  |  | JDE |  | 120D | Data created/will be sent for upload | 0870-ELE-DD-378-IQ TAD SCANNER TAD SCANNER ANNUAL SERVICE | 3956821
282 | 0870-ELE-IRD-14-WEM ANALYZER | CLEAN & CALIBRATE WEM ANALYZER | 28 | 30 | 3 - Obj Inspection | 0100870PA | KAJAANI WEM ANALYZER | 010-0870-PID-003-00 |  |  |  | WEM Analyzer | IRD | E&I | Check all levels (Titrant, etc) |  |  |  | 14 |  |  |  | JDE |  | 120D | Data created/will be sent for upload | 0870-ELE-IRD-14-WEM ANALYZER CLEAN & CALIBRATE WEM ANALYZER | 3956841
283 | 0870-ELE-IRD-14-WEM ANALYZER | CLEAN & CALIBRATE WEM ANALYZER | 28 | 30 | 1A - Adjust | 0100870PA | KAJAANI WEM ANALYZER | 010-0870-PID-003-00 |  |  |  | WEM Analyzer | IRD | E&I | Calibrate if required. Follow the Recommended Maintenance Routine by Valmet |  |  |  | 14 |  |  |  | JDE |  | 120D | Data created/will be sent for upload | 0870-ELE-IRD-14-WEM ANALYZER CLEAN & CALIBRATE WEM ANALYZER | 3956849
284 | 0868-ELE-DD-42-MKEUP AIR UNITS | CLEAN FLAME DETECTOR GLASS | 30 | 26 | 1C - Clean | 0100868A | MAKEUP AIR UNIT 1 | 010-0868-MUA-001-00 | 0100868AA | MAKEUP AIR UNIT 1 BURNER | 010-0868-BRN-001-00 | Flame Detector Lens | DD | E&I | Clean the flame detector lens. Use safety glass lens wipes to clean the sealing window glass lens located in the pipefitting components below the flame detector. | Build Up | Dirty |  | 42 | 0.5 |  |  | JDE |  | 120D | Data created/will be sent for upload | 0868-ELE-DD-42-MKEUP AIR UNITS CLEAN FLAME DETECTOR GLASS | 3956849
660 | 0030-IR-IRD-42-BOILER PUMPS | IR THERMOGRAPHY BOILER ROUTE | 27 | 28 | 4 - Cond Monitoring | 5050030CC | MAKEUP WATER PUMP 2 | 505-0030-PUM-002-00 |  |  |  | Pump and Motor | IRD | REL | Perform Infrared thermography |  |  |  | 42 |  |  |  | JDE |  | BOILER | Data created/will be sent for upload | 0030-IR-IRD-42-BOILER PUMPS IR THERMOGRAPHY BOILER ROUTE | 3956867
661 | 0030-IR-IRD-42-BOILER PUMPS | IR THERMOGRAPHY BOILER ROUTE | 27 | 28 | 4 - Cond Monitoring | 5050030DB | BOILER FEED PUMP 1 | 505-0030-PUM-003-00 |  |  |  | Pump and Motor | IRD | REL | Perform Infrared thermography |  |  |  | 42 |  |  |  | JDE |  | BOILER | Data created/will be sent for upload | 0030-IR-IRD-42-BOILER PUMPS IR THERMOGRAPHY BOILER ROUTE | 3956900
662 | 0030-IR-IRD-42-BOILER PUMPS | IR THERMOGRAPHY BOILER ROUTE | 27 | 28 | 4 - Cond Monitoring | 5050030DC | BOILER FEED PUMP 2 | 505-0030-PUM-004-00 |  |  |  | Pump and Motor | IRD | REL | Perform Infrared thermography |  |  |  | 42 |  |  |  | JDE |  | BOILER | Data created/will be sent for upload | 0030-IR-IRD-42-BOILER PUMPS IR THERMOGRAPHY BOILER ROUTE | 3956900
663 | 0030-IR-IRD-42-BOILER PUMPS | IR THERMOGRAPHY BOILER ROUTE | 27 | 28 | 4 - Cond Monitoring | 5050030DF | CONDENSATE RETURN PUMP 1 | 505-0030-PUM-005-00 |  |  |  | Pump and Motor | IRD | REL | Perform Infrared thermography |  |  |  | 42 |  |  |  | JDE |  | BOILER | Data created/will be sent for upload | 0030-IR-IRD-42-BOILER PUMPS IR THERMOGRAPHY BOILER ROUTE | 3956900
664 | 0030-IR-IRD-42-BOILER PUMPS | IR THERMOGRAPHY BOILER ROUTE | 27 | 28 | 4 - Cond Monitoring | 5050030DG | CONDENSATE RETURN PUMP 2 | 505-0030-PUM-006-00 |  |  |  | Pump and Motor | IRD | REL | Perform Infrared thermography |  |  |  | 42 |  |  |  | JDE |  | BOILER | Data created/will be sent for upload | 0030-IR-IRD-42-BOILER PUMPS IR THERMOGRAPHY BOILER ROUTE | 3956900
665 | 0030-UFO-DD-42-BOILER BURNER | INSPECT AND CLEAN MAIN BURNER | 28 | 29 | 3 - Obj Inspection | 5050030EB | BOILER MAIN BURNER | 505-0030-BRN-001-00 | 5050030EBA | WINDBOX PIPING ASSEMBLY |  | Strainer | DD | UFO | Inspect general condition. Create an order to replace or clean if needed | Low Pressure | Leaks | Dirty | 42 |  | Once the differential pressure has increased to an unacceptable value, typically by 5 psi to 10 psi, it is time to clean or replace the screen. It is not advisable to let the differential pressure increase by 20 psi. This may cause the screen to fail and possibly damage downstream equipment. |  | JDE | This frequency needs to be confirmed with operations/maintenance | BOILER | Data created/will be sent for upload | 0030-UFO-DD-42-BOILER BURNER INSPECT AND CLEAN MAIN BURNER | 3956865
945 | 0030-UFO-IRD-714-BOILER PUMPS | EXTERNAL SURFACE INSPECTION | 29 | 27 | 2 - Subj Inspection | 5050030CC | MAKEUP WATER PUMP 2 | 505-0030-PUM-002-00 |  |  |  | Casing | IRD | UFO | Inspect Pump Surface. If corrosion or coating damage is found, create an order to touch up paint | Corrosion | Coating wear |  | 714 |  |  |  | JDE |  | BOILER | Data created/will be sent for upload | 0030-UFO-IRD-714-BOILER PUMPS EXTERNAL SURFACE INSPECTION | 3956906
946 | 0030-UFO-IRD-714-BOILER PUMPS | EXTERNAL SURFACE INSPECTION | 29 | 27 | 2 - Subj Inspection | 5050030DB | BOILER FEED PUMP 1 | 505-0030-PUM-003-00 |  |  |  | Casing | IRD | UFO | Inspect Pump Surface. If corrosion or coating damage is found, create an order to touch up paint | Corrosion | Coating wear |  | 714 |  |  |  | JDE |  | BOILER | Data created/will be sent for upload | 0030-UFO-IRD-714-BOILER PUMPS EXTERNAL SURFACE INSPECTION | 3956906
947 | 0030-UFO-IRD-714-BOILER PUMPS | EXTERNAL SURFACE INSPECTION | 29 | 27 | 2 - Subj Inspection | 5050030DC | BOILER FEED PUMP 2 | 505-0030-PUM-004-00 |  |  |  | Casing | IRD | UFO | Inspect Pump Surface. If corrosion or coating damage is found, create an order to touch up paint | Corrosion | Coating wear |  | 714 |  |  |  | JDE |  | BOILER | Data created/will be sent for upload | 0030-UFO-IRD-714-BOILER PUMPS EXTERNAL SURFACE INSPECTION | 3956906
948 | 0030-UFO-IRD-714-BOILER PUMPS | EXTERNAL SURFACE INSPECTION | 29 | 27 | 2 - Subj Inspection | 5050030DF | CONDENSATE RETURN PUMP 1 | 505-0030-PUM-005-00 |  |  |  | Casing | IRD | UFO | Inspect Pump Surface. If corrosion or coating damage is found, create an order to touch up paint | Corrosion | Coating wear |  | 714 |  |  |  | JDE |  | BOILER | Data created/will be sent for upload | 0030-UFO-IRD-714-BOILER PUMPS EXTERNAL SURFACE INSPECTION | 3956906
949 | 0030-UFO-IRD-714-BOILER PUMPS | EXTERNAL SURFACE INSPECTION | 29 | 27 | 2 - Subj Inspection | 5050030DG | CONDENSATE RETURN PUMP 2 | 505-0030-PUM-006-00 |  |  |  | Casing | IRD | UFO | Inspect Pump Surface. If corrosion or coating damage is found, create an order to touch up paint | Corrosion | Coating wear |  | 714 |  |  |  | JDE |  | BOILER | Data created/will be sent for upload | 0030-UFO-IRD-714-BOILER PUMPS EXTERNAL SURFACE INSPECTION | 3956906
950 | 0030-EXT-DD-714-BLOWDOWN TANK | INTERNAL INSPECTION | 29 | 20 | 1C - Clean | 5050030C | BOILER BLOWDOWN SYSTEM |  | 5050030CE | INTERMITTENT BLOWDOWN TANK | 505-0030-TAN-007-00 | Tank | DD | CON | Conduct internal inspections and create an order for NDT examination when abnormalities noted | Wear | Corrosion | Leak | 714 |  |  |  | JDE |  | BOILER | Data created/will be sent for upload | 0030-EXT-DD-714-BLOWDOWN TANK INTERNAL INSPECTION | 3956906
581 | 0030-UFO-IRD-7-BOILER | TEST LEVEL ALARMS | 21 | 17 | 3 - Obj Inspection | 5050030D | BOILER FEED AND CONDT RETURN |  | 5050030DHJ | CONDENSATE TANK LEVEL TRANSMITTER | 505-0030LT-0151 | Level transmitter | IRD | UFO | Set off the level alarm to check if it is working well. | No signal | Out of adjustment |  | 7 |  |  |  | JDE |  | BOILER | Data created/will be sent for upload | 0030-UFO-IRD-7-BOILER TEST LEVEL ALARMS | 3956869
582 | 0030-UFO-IRD-7-BOILER | TEST LEVEL ALARMS | 21 | 17 | 3 - Obj Inspection | 5050030D | BOILER FEED AND CONDT RETURN |  | 5050030DHJ | CONDENSATE TANK LEVEL TRANSMITTER | 505-0030LT-0151 | Level transmitter | IRD | UFO | Set off the level alarm to check if it is working well. | No signal | Out of adjustment |  | 7 |  |  |  | JDE |  | BOILER | Data created/will be sent for upload | 0030-UFO-IRD-7-BOILER TEST LEVEL ALARMS | 3956858
583 | 0030-UFO-IRD-7-BOILER | TEST LEVEL ALARMS | 21 | 17 | 3 - Obj Inspection | 5050030DA | DEAERATOR | 505-0030-TAN-004-00 | 5050030DHI | DEAERATOR LEVEL TRANSMITTER | 505-0030LT-0132 | Level transmitter | IRD | UFO | Set off the level alarm to check if it is working well. | No signal | Out of adjustment |  | 7 |  |  |  | JDE |  | BOILER | Data created/will be sent for upload | 0030-UFO-IRD-7-BOILER TEST LEVEL ALARMS | 3956892
584 | 0030-UFO-IRD-7-BOILER | TEST LEVEL ALARMS | 21 | 17 | 3 - Obj Inspection | 5050030E | BOILER SYSTEM |  | 5050030EEE | STEAM DRUM LEVEL TRANSMITTER | 505-0030LT-0013 | Level transmitter | IRD | UFO | Set off the level alarm to check if it is working well. | No signal | Out of adjustment |  | 7 |  |  |  | JDE |  | BOILER | Data created/will be sent for upload | 0030-UFO-IRD-7-BOILER TEST LEVEL ALARMS | 3956892
585 | 0030-UFO-IRD-7-BOILER GAUGES | CLEAN ALL BOILER GAUGE GLASSES | 28 | 30 | 1A - Adjust | 5050030E | BOILER SYSTEM |  | 5050030EA | BOILER | 505-0030-BOL-001-00 | Gauge glass | IRD | UFO | Blow down gauge glass |  |  |  | 7 |  |  |  | JDE |  | BOILER | Data created/will be sent for upload | 0030-UFO-IRD-7-BOILER GAUGES CLEAN ALL BOILER GAUGE GLASSES | 3956892
587 | 0030-UFO-IRD-7-BOILER PUMPS | WEEKLY INSPECT BOILER PUMP | 27 | 26 | 3 - Obj Inspection | 5050030CB | MAKEUP WATER PUMP 1 | 505-0030-PUM-001-00 |  |  |  | Pump | IRD | UFO | Verify proper oil level |  |  |  | 7 |  |  |  | JDE |  | BOILER | Data created/will be sent for upload | 0030-UFO-IRD-7-BOILER PUMPS WEEKLY INSPECT BOILER PUMP | 3956892
588 | 0030-UFO-IRD-7-BOILER PUMPS | WEEKLY INSPECT BOILER PUMP | 27 | 26 | 2 - Subj Inspection | 5050030CB | MAKEUP WATER PUMP 1 | 505-0030-PUM-001-00 |  |  |  | Pump | IRD | UFO | Inspect pump for noise | Noise | Vibration |  | 7 |  |  |  | JDE |  | BOILER | Data created/will be sent for upload | 0030-UFO-IRD-7-BOILER PUMPS WEEKLY INSPECT BOILER PUMP | 3956892
589 | 0030-UFO-IRD-7-BOILER PUMPS | WEEKLY INSPECT BOILER PUMP | 27 | 26 | 3 - Obj Inspection | 5050030CB | MAKEUP WATER PUMP 1 | 505-0030-PUM-001-00 |  |  |  | Motor | IRD | UFO | Verify current consupmtion |  |  |  | 7 |  |  |  | JDE |  | BOILER | Data created/will be sent for upload | 0030-UFO-IRD-7-BOILER PUMPS WEEKLY INSPECT BOILER PUMP | 3956892
590 | 0030-UFO-IRD-7-BOILER PUMPS | WEEKLY INSPECT BOILER PUMP | 27 | 26 | 3 - Obj Inspection | 5050030CB | MAKEUP WATER PUMP 1 | 505-0030-PUM-001-00 |  |  |  | Motor | IRD | UFO | Verify surface Temperature |  |  |  | 7 |  |  |  | JDE |  | BOILER | Data created/will be sent for upload | 0030-UFO-IRD-7-BOILER PUMPS WEEKLY INSPECT BOILER PUMP | 3956892
591 | 0030-UFO-IRD-7-BOILER PUMPS | WEEKLY INSPECT BOILER PUMP | 27 | 26 | 3 - Obj Inspection | 5050030CB | MAKEUP WATER PUMP 1 | 505-0030-PUM-001-00 |  |  |  | Pump | IRD | UFO | Verify discharge pressure and flow | Blockage | Plugged |  | 7 |  |  |  | JDE |  | BOILER | Data created/will be sent for upload | 0030-UFO-IRD-7-BOILER PUMPS WEEKLY INSPECT BOILER PUMP | 3956892
592 | 0030-UFO-IRD-7-BOILER PUMPS | WEEKLY INSPECT BOILER PUMP | 27 | 26 | 3 - Obj Inspection | 5050030CB | MAKEUP WATER PUMP 1 | 505-0030-PUM-001-00 |  |  |  | Pump | IRD | UFO | Ensure that there is no oil leakage. | Leakage |  |  | 7 |  |  |  | JDE |  | BOILER | Data created/will be sent for upload | 0030-UFO-IRD-7-BOILER PUMPS WEEKLY INSPECT BOILER PUMP | 3956898
593 | 0030-UFO-IRD-7-BOILER PUMPS | WEEKLY INSPECT BOILER PUMP | 27 | 26 | 2 - Subj Inspection | 5050030CB | MAKEUP WATER PUMP 1 | 505-0030-PUM-001-00 |  |  |  | Water sealing system | IRD | UFO | Ensure that the flow of the water sealant is acceptable. | Blockage | Plugged |  | 7 |  |  |  | JDE |  | BOILER | Data created/will be sent for upload | 0030-UFO-IRD-7-BOILER PUMPS WEEKLY INSPECT BOILER PUMP | 3956893
594 | 0030-UFO-IRD-7-BOILER PUMPS | WEEKLY INSPECT BOILER PUMP | 27 | 26 | 3 - Obj Inspection | 5050030CB | MAKEUP WATER PUMP 1 | 505-0030-PUM-001-00 |  |  |  | Mechanical seal joint | IRD | UFO | Ensure that there is no leakage. If leakage is present, create an order to replace seal | Wear | Leakage |  | 7 |  |  |  | JDE |  | BOILER | Data created/will be sent for upload | 0030-UFO-IRD-7-BOILER PUMPS WEEKLY INSPECT BOILER PUMP | 3956896
595 | 0030-UFO-IRD-7-BOILER PUMPS | WEEKLY INSPECT BOILER PUMP | 27 | 26 | 3 - Obj Inspection | 5050030CC | MAKEUP WATER PUMP 2 | 505-0030-PUM-002-00 |  |  |  | Pump | IRD | UFO | Verify surface Temperature |  |  |  | 7 |  | Check temperature in the volute casing, bearing housing and shaft seal (measured on the casing cover or the stuffing box housing) |  | JDE |  | BOILER | Data created/will be sent for upload | 0030-UFO-IRD-7-BOILER PUMPS WEEKLY INSPECT BOILER PUMP | 3956894
596 | 0030-UFO-IRD-7-BOILER PUMPS | WEEKLY INSPECT BOILER PUMP | 27 | 26 | 3 - Obj Inspection | 5050030CC | MAKEUP WATER PUMP 2 | 505-0030-PUM-002-00 |  |  |  | Pump | IRD | UFO | Verify proper oil level |  |  |  | 7 |  |  |  | JDE |  | BOILER | Data created/will be sent for upload | 0030-UFO-IRD-7-BOILER PUMPS WEEKLY INSPECT BOILER PUMP | 3956894
597 | 0030-UFO-IRD-7-BOILER PUMPS | WEEKLY INSPECT BOILER PUMP | 27 | 26 | 2 - Subj Inspection | 5050030CC | MAKEUP WATER PUMP 2 | 505-0030-PUM-002-00 |  |  |  | Pump | IRD | UFO | Inspect pump for noise | Noise | Vibration |  | 7 |  |  |  | JDE |  | BOILER | Data created/will be sent for upload | 0030-UFO-IRD-7-BOILER PUMPS WEEKLY INSPECT BOILER PUMP | 3956894
598 | 0030-UFO-IRD-7-BOILER PUMPS | WEEKLY INSPECT BOILER PUMP | 27 | 26 | 3 - Obj Inspection | 5050030CC | MAKEUP WATER PUMP 2 | 505-0030-PUM-002-00 |  |  |  | Motor | IRD | UFO | Verify current consupmtion |  |  |  | 7 |  |  |  | JDE |  | BOILER | Data created/will be sent for upload | 0030-UFO-IRD-7-BOILER PUMPS WEEKLY INSPECT BOILER PUMP | 3956894
599 | 0030-UFO-IRD-7-BOILER PUMPS | WEEKLY INSPECT BOILER PUMP | 27 | 26 | 3 - Obj Inspection | 5050030CC | MAKEUP WATER PUMP 2 | 505-0030-PUM-002-00 |  |  |  | Motor | IRD | UFO | Verify surface Temperature |  |  |  | 7 |  |  |  | JDE |  | BOILER | Data created/will be sent for upload | 0030-UFO-IRD-7-BOILER PUMPS WEEKLY INSPECT BOILER PUMP | 3956894
600 | 0030-UFO-IRD-7-BOILER PUMPS | WEEKLY INSPECT BOILER PUMP | 27 | 26 | 3 - Obj Inspection | 5050030CC | MAKEUP WATER PUMP 2 | 505-0030-PUM-002-00 |  |  |  | Pump | IRD | UFO | Verify discharge pressure and flow | Blockage | Plugged |  | 7 |  |  |  | JDE |  | BOILER | Data created/will be sent for upload | 0030-UFO-IRD-7-BOILER PUMPS WEEKLY INSPECT BOILER PUMP | 3956894
601 | 0030-UFO-IRD-7-BOILER PUMPS | WEEKLY INSPECT BOILER PUMP | 27 | 26 | 3 - Obj Inspection | 5050030CC | MAKEUP WATER PUMP 2 | 505-0030-PUM-002-00 |  |  |  | Pump | IRD | UFO | Ensure that there is no oil leakage. | Leakage |  |  | 7 |  |  |  | JDE |  | BOILER | Data created/will be sent for upload | 0030-UFO-IRD-7-BOILER PUMPS WEEKLY INSPECT BOILER PUMP | 3956894
602 | 0030-UFO-IRD-7-BOILER PUMPS | WEEKLY INSPECT BOILER PUMP | 27 | 26 | 2 - Subj Inspection | 5050030CC | MAKEUP WATER PUMP 2 | 505-0030-PUM-002-00 |  |  |  | Water sealing system | IRD | UFO | Ensure that the flow of the water sealant is acceptable. | Blockage | Plugged |  | 7 |  |  |  | JDE |  | BOILER | Data created/will be sent for upload | 0030-UFO-IRD-7-BOILER PUMPS WEEKLY INSPECT BOILER PUMP | 3956886
603 | 0030-UFO-IRD-7-BOILER PUMPS | WEEKLY INSPECT BOILER PUMP | 27 | 26 | 3 - Obj Inspection | 5050030CC | MAKEUP WATER PUMP 2 | 505-0030-PUM-002-00 |  |  |  | Mechanical seal joint | IRD | UFO | Ensure that there is no leakage. If leakage is present, create an order to replace seal | Wear | Leakage |  | 7 |  |  |  | JDE |  | BOILER | Data created/will be sent for upload | 0030-UFO-IRD-7-BOILER PUMPS WEEKLY INSPECT BOILER PUMP | 3956895
604 | 0030-UFO-IRD-7-BOILER PUMPS | WEEKLY INSPECT BOILER PUMP | 27 | 26 | 3 - Obj Inspection | 5050030DB | BOILER FEED PUMP 1 | 505-0030-PUM-003-00 |  |  |  | Pump | IRD | UFO | Verify surface Temperature |  |  |  | 7 |  | Check temperature in the volute casing, bearing housing and shaft seal (measured on the casing cover or the stuffing box housing) |  | JDE |  | BOILER | Data created/will be sent for upload | 0030-UFO-IRD-7-BOILER PUMPS WEEKLY INSPECT BOILER PUMP | 3956895
605 | 0030-UFO-IRD-7-BOILER PUMPS | WEEKLY INSPECT BOILER PUMP | 27 | 26 | 3 - Obj Inspection | 5050030DB | BOILER FEED PUMP 1 | 505-0030-PUM-003-00 |  |  |  | Pump | IRD | UFO | Verify proper oil level |  |  |  | 7 |  |  |  | JDE |  | BOILER | Data created/will be sent for upload | 0030-UFO-IRD-7-BOILER PUMPS WEEKLY INSPECT BOILER PUMP | 3956895
606 | 0030-UFO-IRD-7-BOILER PUMPS | WEEKLY INSPECT BOILER PUMP | 27 | 26 | 2 - Subj Inspection | 5050030DB | BOILER FEED PUMP 1 | 505-0030-PUM-003-00 |  |  |  | Pump | IRD | UFO | Inspect pump for noise | Noise | Vibration |  | 7 |  |  |  | JDE |  | BOILER | Data created/will be sent for upload | 0030-UFO-IRD-7-BOILER PUMPS WEEKLY INSPECT BOILER PUMP | 3956895
607 | 0030-UFO-IRD-7-BOILER PUMPS | WEEKLY INSPECT BOILER PUMP | 27 | 26 | 3 - Obj Inspection | 5050030DB | BOILER FEED PUMP 1 | 505-0030-PUM-003-00 |  |  |  | Motor | IRD | UFO | Verify current consupmtion |  |  |  | 7 |  |  |  | JDE |  | BOILER | Data created/will be sent for upload | 0030-UFO-IRD-7-BOILER PUMPS WEEKLY INSPECT BOILER PUMP | 3956895
608 | 0030-UFO-IRD-7-BOILER PUMPS | WEEKLY INSPECT BOILER PUMP | 27 | 26 | 3 - Obj Inspection | 5050030DB | BOILER FEED PUMP 1 | 505-0030-PUM-003-00 |  |  |  | Motor | IRD | UFO | Verify surface Temperature |  |  |  | 7 |  |  |  | JDE |  | BOILER | Data created/will be sent for upload | 0030-UFO-IRD-7-BOILER PUMPS WEEKLY INSPECT BOILER PUMP | 3956895
609 | 0030-UFO-IRD-7-BOILER PUMPS | WEEKLY INSPECT BOILER PUMP | 27 | 26 | 3 - Obj Inspection | 5050030DB | BOILER FEED PUMP 1 | 505-0030-PUM-003-00 |  |  |  | Pump | IRD | UFO | Verify discharge pressure and flow | Blockage | Plugged |  | 7 |  |  |  | JDE |  | BOILER | Data created/will be sent for upload | 0030-UFO-IRD-7-BOILER PUMPS WEEKLY INSPECT BOILER PUMP | 3956895
610 | 0030-UFO-IRD-7-BOILER PUMPS | WEEKLY INSPECT BOILER PUMP | 27 | 26 | 3 - Obj Inspection | 5050030DB | BOILER FEED PUMP 1 | 505-0030-PUM-003-00 |  |  |  | Pump | IRD | UFO | Ensure that there is no oil leakage. | Leakage |  |  | 7 |  |  |  | JDE |  | BOILER | Data created/will be sent for upload | 0030-UFO-IRD-7-BOILER PUMPS WEEKLY INSPECT BOILER PUMP | 3956895
611 | 0030-UFO-IRD-7-BOILER PUMPS | WEEKLY INSPECT BOILER PUMP | 27 | 26 | 2 - Subj Inspection | 5050030DB | BOILER FEED PUMP 1 | 505-0030-PUM-003-00 |  |  |  | Water sealing system | IRD | UFO | Ensure that the flow of the water sealant is acceptable. | Blockage | Plugged |  | 7 |  |  |  | JDE |  | BOILER | Data created/will be sent for upload | 0030-UFO-IRD-7-BOILER PUMPS WEEKLY INSPECT BOILER PUMP | 3956895
612 | 0030-UFO-IRD-7-BOILER PUMPS | WEEKLY INSPECT BOILER PUMP | 27 | 26 | 3 - Obj Inspection | 5050030DB | BOILER FEED PUMP 1 | 505-0030-PUM-003-00 |  |  |  | Mechanical seal joint | IRD | UFO | Ensure that there is no leakage. If leakage is present, create an order to replace seal | Wear | Leakage |  | 7 |  |  |  | JDE |  | BOILER | Data created/will be sent for upload | 0030-UFO-IRD-7-BOILER PUMPS WEEKLY INSPECT BOILER PUMP | 3956895
613 | 0030-UFO-IRD-7-BOILER PUMPS | WEEKLY INSPECT BOILER PUMP | 27 | 26 | 3 - Obj Inspection | 5050030DC | BOILER FEED PUMP 2 | 505-0030-PUM-004-00 |  |  |  | Pump | IRD | UFO | Verify surface Temperature |  |  |  | 7 |  | Check temperature in the volute casing, bearing housing and shaft seal (measured on the casing cover or the stuffing box housing) |  | JDE |  | BOILER | Data created/will be sent for upload | 0030-UFO-IRD-7-BOILER PUMPS WEEKLY INSPECT BOILER PUMP | 3956895
614 | 0030-UFO-IRD-7-BOILER PUMPS | WEEKLY INSPECT BOILER PUMP | 27 | 26 | 3 - Obj Inspection | 5050030DC | BOILER FEED PUMP 2 | 505-0030-PUM-004-00 |  |  |  | Pump | IRD | UFO | Verify proper oil level |  |  |  | 7 |  |  |  | JDE |  | BOILER | Data created/will be sent for upload | 0030-UFO-IRD-7-BOILER PUMPS WEEKLY INSPECT BOILER PUMP | 3956895
615 | 0030-UFO-IRD-7-BOILER PUMPS | WEEKLY INSPECT BOILER PUMP | 27 | 26 | 2 - Subj Inspection | 5050030DC | BOILER FEED PUMP 2 | 505-0030-PUM-004-00 |  |  |  | Pump | IRD | UFO | Inspect pump for noise | Noise | Vibration |  | 7 |  |  |  | JDE |  | BOILER | Data created/will be sent for upload | 0030-UFO-IRD-7-BOILER PUMPS WEEKLY INSPECT BOILER PUMP | 3956895
616 | 0030-UFO-IRD-7-BOILER PUMPS | WEEKLY INSPECT BOILER PUMP | 27 | 26 | 3 - Obj Inspection | 5050030DC | BOILER FEED PUMP 2 | 505-0030-PUM-004-00 |  |  |  | Motor | IRD | UFO | Verify current consupmtion |  |  |  | 7 |  |  |  | JDE |  | BOILER | Data created/will be sent for upload | 0030-UFO-IRD-7-BOILER PUMPS WEEKLY INSPECT BOILER PUMP | 3956895
617 | 0030-UFO-IRD-7-BOILER PUMPS | WEEKLY INSPECT BOILER PUMP | 27 | 26 | 3 - Obj Inspection | 5050030DC | BOILER FEED PUMP 2 | 505-0030-PUM-004-00 |  |  |  | Motor | IRD | UFO | Verify surface Temperature |  |  |  | 7 |  |  |  | JDE |  | BOILER | Data created/will be sent for upload | 0030-UFO-IRD-7-BOILER PUMPS WEEKLY INSPECT BOILER PUMP | 3956895
618 | 0030-UFO-IRD-7-BOILER PUMPS | WEEKLY INSPECT BOILER PUMP | 27 | 26 | 3 - Obj Inspection | 5050030DC | BOILER FEED PUMP 2 | 505-0030-PUM-004-00 |  |  |  | Pump | IRD | UFO | Verify discharge pressure and flow | Blockage | Plugged |  | 7 |  |  |  | JDE |  | BOILER | Data created/will be sent for upload | 0030-UFO-IRD-7-BOILER PUMPS WEEKLY INSPECT BOILER PUMP | 3956895
619 | 0030-UFO-IRD-7-BOILER PUMPS | WEEKLY INSPECT BOILER PUMP | 27 | 26 | 3 - Obj Inspection | 5050030DC | BOILER FEED PUMP 2 | 505-0030-PUM-004-00 |  |  |  | Pump | IRD | UFO | Ensure that there is no oil leakage. | Leakage |  |  | 7 |  |  |  | JDE |  | BOILER | Data created/will be sent for upload | 0030-UFO-IRD-7-BOILER PUMPS WEEKLY INSPECT BOILER PUMP | 3956895
620 | 0030-UFO-IRD-7-BOILER PUMPS | WEEKLY INSPECT BOILER PUMP | 27 | 26 | 2 - Subj Inspection | 5050030DC | BOILER FEED PUMP 2 | 505-0030-PUM-004-00 |  |  |  | Water sealing system | IRD | UFO | Ensure that the flow of the water sealant is acceptable. | Blockage | Plugged |  | 7 |  |  |  | JDE |  | BOILER | Data created/will be sent for upload | 0030-UFO-IRD-7-BOILER PUMPS WEEKLY INSPECT BOILER PUMP | 3956895
621 | 0030-UFO-IRD-7-BOILER PUMPS | WEEKLY INSPECT BOILER PUMP | 27 | 26 | 3 - Obj Inspection | 5050030DC | BOILER FEED PUMP 2 | 505-0030-PUM-004-00 |  |  |  | Mechanical seal joint | IRD | UFO | Ensure that there is no leakage. If leakage is present, create an order to replace seal | Wear | Leakage |  | 7 |  |  |  | JDE |  | BOILER | Data created/will be sent for upload | 0030-UFO-IRD-7-BOILER PUMPS WEEKLY INSPECT BOILER PUMP | 3956895
622 | 0030-UFO-IRD-7-BOILER PUMPS | WEEKLY INSPECT BOILER PUMP | 27 | 26 | 3 - Obj Inspection | 5050030DF | CONDENSATE RETURN PUMP 1 | 505-0030-PUM-005-00 |  |  |  | Pump | IRD | UFO | Verify surface Temperature |  |  |  | 7 |  | Check temperature in the volute casing, bearing housing and shaft seal (measured on the casing cover or the stuffing box housing) |  | JDE |  | BOILER | Data created/will be sent for upload | 0030-UFO-IRD-7-BOILER PUMPS WEEKLY INSPECT BOILER PUMP | 3956895
623 | 0030-UFO-IRD-7-BOILER PUMPS | WEEKLY INSPECT BOILER PUMP | 27 | 26 | 3 - Obj Inspection | 5050030DF | CONDENSATE RETURN PUMP 1 | 505-0030-PUM-005-00 |  |  |  | Pump | IRD | UFO | Verify proper oil level |  |  |  | 7 |  |  |  | JDE |  | BOILER | Data created/will be sent for upload | 0030-UFO-IRD-7-BOILER PUMPS WEEKLY INSPECT BOILER PUMP | 3956895
624 | 0030-UFO-IRD-7-BOILER PUMPS | WEEKLY INSPECT BOILER PUMP | 27 | 26 | 2 - Subj Inspection | 5050030DF | CONDENSATE RETURN PUMP 1 | 505-0030-PUM-005-00 |  |  |  | Pump | IRD | UFO | Inspect pump for noise | Noise | Vibration |  | 7 |  |  |  | JDE |  | BOILER | Data created/will be sent for upload | 0030-UFO-IRD-7-BOILER PUMPS WEEKLY INSPECT BOILER PUMP | 3956895
625 | 0030-UFO-IRD-7-BOILER PUMPS | WEEKLY INSPECT BOILER PUMP | 27 | 26 | 3 - Obj Inspection | 5050030DF | CONDENSATE RETURN PUMP 1 | 505-0030-PUM-005-00 |  |  |  | Motor | IRD | UFO | Verify current consupmtion |  |  |  | 7 |  |  |  | JDE |  | BOILER | Data created/will be sent for upload | 0030-UFO-IRD-7-BOILER PUMPS WEEKLY INSPECT BOILER PUMP | 3956895
626 | 0030-UFO-IRD-7-BOILER PUMPS | WEEKLY INSPECT BOILER PUMP | 27 | 26 | 3 - Obj Inspection | 5050030DF | CONDENSATE RETURN PUMP 1 | 505-0030-PUM-005-00 |  |  |  | Motor | IRD | UFO | Verify surface Temperature |  |  |  | 7 |  |  |  | JDE |  | BOILER | Data created/will be sent for upload | 0030-UFO-IRD-7-BOILER PUMPS WEEKLY INSPECT BOILER PUMP | 3956895
627 | 0030-UFO-IRD-7-BOILER PUMPS | WEEKLY INSPECT BOILER PUMP | 27 | 26 | 3 - Obj Inspection | 5050030DF | CONDENSATE RETURN PUMP 1 | 505-0030-PUM-005-00 |  |  |  | Pump | IRD | UFO | Verify discharge pressure and flow | Blockage | Plugged |  | 7 |  |  |  | JDE |  | BOILER | Data created/will be sent for upload | 0030-UFO-IRD-7-BOILER PUMPS WEEKLY INSPECT BOILER PUMP | 3956895
628 | 0030-UFO-IRD-7-BOILER PUMPS | WEEKLY INSPECT BOILER PUMP | 27 | 26 | 3 - Obj Inspection | 5050030DF | CONDENSATE RETURN PUMP 1 | 505-0030-PUM-005-00 |  |  |  | Pump | IRD | UFO | Ensure that there is no oil leakage. | Leakage |  |  | 7 |  |  |  | JDE |  | BOILER | Data created/will be sent for upload | 0030-UFO-IRD-7-BOILER PUMPS WEEKLY INSPECT BOILER PUMP | 3956895
629 | 0030-UFO-IRD-7-BOILER PUMPS | WEEKLY INSPECT BOILER PUMP | 27 | 26 | 2 - Subj Inspection | 5050030DF | CONDENSATE RETURN PUMP 1 | 505-0030-PUM-005-00 |  |  |  | Water sealing system | IRD | UFO | Ensure that the flow of the water sealant is acceptable. | Blockage | Plugged |  | 7 |  |  |  | JDE |  | BOILER | Data created/will be sent for upload | 0030-UFO-IRD-7-BOILER PUMPS WEEKLY INSPECT BOILER PUMP | 3956895
630 | 0030-UFO-IRD-7-BOILER PUMPS | WEEKLY INSPECT BOILER PUMP | 27 | 26 | 3 - Obj Inspection | 5050030DF | CONDENSATE RETURN PUMP 1 | 505-0030-PUM-005-00 |  |  |  | Mechanical seal joint | IRD | UFO | Ensure that there is no leakage. If leakage is present, create an order to replace seal | Wear | Leakage |  | 7 |  |  |  | JDE |  | BOILER | Data created/will be sent for upload | 0030-UFO-IRD-7-BOILER PUMPS WEEKLY INSPECT BOILER PUMP | 3956895
631 | 0030-UFO-IRD-7-BOILER PUMPS | WEEKLY INSPECT BOILER PUMP | 27 | 26 | 3 - Obj Inspection | 5050030DG | CONDENSATE RETURN PUMP 2 | 505-0030-PUM-006-00 |  |  |  | Pump | IRD | UFO | Verify surface Temperature |  |  |  | 7 |  | Check temperature in the volute casing, bearing housing and shaft seal (measured on the casing cover or the stuffing box housing) |  | JDE |  | BOILER | Data created/will be sent for upload | 0030-UFO-IRD-7-BOILER PUMPS WEEKLY INSPECT BOILER PUMP | 3956895
632 | 0030-UFO-IRD-7-BOILER PUMPS | WEEKLY INSPECT BOILER PUMP | 27 | 26 | 3 - Obj Inspection | 5050030DG | CONDENSATE RETURN PUMP 2 | 505-0030-PUM-006-00 |  |  |  | Pump | IRD | UFO | Verify proper oil level |  |  |  | 7 |  |  |  | JDE |  | BOILER | Data created/will be sent for upload | 0030-UFO-IRD-7-BOILER PUMPS WEEKLY INSPECT BOILER PUMP | 3956900
633 | 0030-UFO-IRD-7-BOILER PUMPS | WEEKLY INSPECT BOILER PUMP | 27 | 26 | 2 - Subj Inspection | 5050030DG | CONDENSATE RETURN PUMP 2 | 505-0030-PUM-006-00 |  |  |  | Pump | IRD | UFO | Inspect pump for noise | Noise | Vibration |  | 7 |  |  |  | JDE |  | BOILER | Data created/will be sent for upload | 0030-UFO-IRD-7-BOILER PUMPS WEEKLY INSPECT BOILER PUMP | 3956896
634 | 0030-UFO-IRD-7-BOILER PUMPS | WEEKLY INSPECT BOILER PUMP | 27 | 26 | 3 - Obj Inspection | 5050030DG | CONDENSATE RETURN PUMP 2 | 505-0030-PUM-006-00 |  |  |  | Motor | IRD | UFO | Verify current consupmtion |  |  |  | 7 |  |  |  | JDE |  | BOILER | Data created/will be sent for upload | 0030-UFO-IRD-7-BOILER PUMPS WEEKLY INSPECT BOILER PUMP | 3956896
635 | 0030-UFO-IRD-7-BOILER PUMPS | WEEKLY INSPECT BOILER PUMP | 27 | 26 | 3 - Obj Inspection | 5050030DG | CONDENSATE RETURN PUMP 2 | 505-0030-PUM-006-00 |  |  |  | Motor | IRD | UFO | Verify surface Temperature |  |  |  | 7 |  |  |  | JDE |  | BOILER | Data created/will be sent for upload | 0030-UFO-IRD-7-BOILER PUMPS WEEKLY INSPECT BOILER PUMP | 3956896
636 | 0030-UFO-IRD-7-BOILER PUMPS | WEEKLY INSPECT BOILER PUMP | 27 | 26 | 3 - Obj Inspection | 5050030DG | CONDENSATE RETURN PUMP 2 | 505-0030-PUM-006-00 |  |  |  | Pump | IRD | UFO | Verify discharge pressure and flow | Blockage | Plugged |  | 7 |  |  |  | JDE |  | BOILER | Data created/will be sent for upload | 0030-UFO-IRD-7-BOILER PUMPS WEEKLY INSPECT BOILER PUMP | 3956896
637 | 0030-UFO-IRD-7-BOILER PUMPS | WEEKLY INSPECT BOILER PUMP | 27 | 26 | 3 - Obj Inspection | 5050030DG | CONDENSATE RETURN PUMP 2 | 505-0030-PUM-006-00 |  |  |  | Pump | IRD | UFO | Ensure that there is no oil leakage. | Leakage |  |  | 7 |  |  |  | JDE |  | BOILER | Data created/will be sent for upload | 0030-UFO-IRD-7-BOILER PUMPS WEEKLY INSPECT BOILER PUMP | 3956896
638 | 0030-UFO-IRD-7-BOILER PUMPS | WEEKLY INSPECT BOILER PUMP | 27 | 26 | 2 - Subj Inspection | 5050030DG | CONDENSATE RETURN PUMP 2 | 505-0030-PUM-006-00 |  |  |  | Water sealing system | IRD | UFO | Ensure that the flow of the water sealant is acceptable. | Blockage | Plugged |  | 7 |  |  |  | JDE |  | BOILER | Data created/will be sent for upload | 0030-UFO-IRD-7-BOILER PUMPS WEEKLY INSPECT BOILER PUMP | 3956896
639 | 0030-UFO-IRD-7-BOILER PUMPS | WEEKLY INSPECT BOILER PUMP | 27 | 26 | 3 - Obj Inspection | 5050030DG | CONDENSATE RETURN PUMP 2 | 505-0030-PUM-006-00 |  |  |  | Mechanical seal joint | IRD | UFO | Ensure that there is no leakage. If leakage is present, create an order to replace seal | Wear | Leakage |  | 7 |  |  |  | JDE |  | BOILER | Data created/will be sent for upload | 0030-UFO-IRD-7-BOILER PUMPS WEEKLY INSPECT BOILER PUMP | 3956896
640 | 0030-UFO-IRD-7-MAKE UP WATER | TREATMENT WEEKLY INSPECTION | 28 | 27 | 2 - Subj Inspection | 5050030AA | WATER SOFTENER SKID | 505-0030-SKD-001-00 | 5050030AAA | WATER SOFTENER 1 | 505-0030-TAN-001-00 | Tank | IRD | UFO | Visual Inspection of external condition | Leak | Corrosion |  | 7 |  |  |  | JDE |  | BOILER | Data created/will be sent for upload | 0030-UFO-IRD-7-MAKE UP WATER TREATMENT WEEKLY INSPECTION | 3956896
677 | 0030-VIB-IRD-28-BOILER AREA | MONTHLY VIBRATION ROUTE BOILER | 27 | 30 | 4 - Cond Monitoring | 5050030CC | MAKEUP WATER PUMP 2 | 505-0030-PUM-002-00 |  |  |  | Pump and Motor | IRD | BAV | Perform vibration monitoring analysis |  |  |  | 28 |  |  |  | AMS |  | BOILER | Data created/will be sent for upload | 0030-VIB-IRD-28-BOILER AREA MONTHLY VIBRATION ROUTE BOILER | 3956901
678 | 0030-VIB-IRD-28-BOILER AREA | MONTHLY VIBRATION ROUTE BOILER | 27 | 30 | 4 - Cond Monitoring | 5050030DB | BOILER FEED PUMP 1 | 505-0030-PUM-003-00 |  |  |  | Pump and Motor | IRD | BAV | Perform vibration monitoring analysis |  |  |  | 28 |  |  |  | AMS |  | BOILER | Data created/will be sent for upload | 0030-VIB-IRD-28-BOILER AREA MONTHLY VIBRATION ROUTE BOILER | 3956901
679 | 0030-VIB-IRD-28-BOILER AREA | MONTHLY VIBRATION ROUTE BOILER | 27 | 30 | 4 - Cond Monitoring | 5050030DC | BOILER FEED PUMP 2 | 505-0030-PUM-004-00 |  |  |  | Pump and Motor | IRD | BAV | Perform vibration monitoring analysis |  |  |  | 28 |  |  |  | AMS |  | BOILER | Data created/will be sent for upload | 0030-VIB-IRD-28-BOILER AREA MONTHLY VIBRATION ROUTE BOILER | 3956901
680 | 0030-VIB-IRD-28-BOILER AREA | MONTHLY VIBRATION ROUTE BOILER | 27 | 30 | 4 - Cond Monitoring | 5050030DF | CONDENSATE RETURN PUMP 1 | 505-0030-PUM-005-00 |  |  |  | Pump and Motor | IRD | BAV | Perform vibration monitoring analysis |  |  |  | 28 |  |  |  | AMS |  | BOILER | Data created/will be sent for upload | 0030-VIB-IRD-28-BOILER AREA MONTHLY VIBRATION ROUTE BOILER | 3956894
681 | 0030-VIB-IRD-28-BOILER AREA | MONTHLY VIBRATION ROUTE BOILER | 27 | 30 | 4 - Cond Monitoring | 5050030DG | CONDENSATE RETURN PUMP 2 | 505-0030-PUM-006-00 |  |  |  | Pump and Motor | IRD | BAV | Perform vibration monitoring analysis |  |  |  | 28 |  |  |  | AMS |  | BOILER | Data created/will be sent for upload | 0030-VIB-IRD-28-BOILER AREA MONTHLY VIBRATION ROUTE BOILER | 3956902
682 | 0030-VIB-IRD-28-BOILER AREA | MONTHLY VIBRATION ROUTE BOILER | 27 | 30 | 4 - Cond Monitoring | 5050030EC | BOILER FORCED DRAFT FAN | 505-0030-FAN-001-00 |  |  |  | Fan and Motor | IRD | BAV | Perform vibration monitoring analysis |  |  |  | 28 |  |  |  | AMS |  | BOILER | Data created/will be sent for upload | 0030-VIB-IRD-28-BOILER AREA MONTHLY VIBRATION ROUTE BOILER | 3956902
683 | 0030-UFO-IRD-84-BOILER CHEM | SKIDS INSPECTION | 27 | 16 | 2 - Subj Inspection | 5050030F | BOILER CHEMICAL FEED SYSTEM |  | 5050030FA | ALKALINITY ADJUSTER METERING SKID | 505-0030-SKD-050-00 | Back pressure valves | IRD | UFO | Inspect general condition | Wear | Damaged | Leak | 84 |  |  |  | JDE |  | BOILER | Data created/will be sent for upload | 0030-UFO-IRD-84-BOILER CHEM SKIDS INSPECTION | 3956902
882 | 0030-ELE-DD-378-WATER SOFT | PSV TEST AND INSPECTION | 26 | 23 | 1A - Adjust | 5050030AA | WATER SOFTENER SKID | 505-0030-SKD-001-00 |  |  |  | Pressure safety Valve | DD | COE | Test the valve | Calibration |  |  | 378 |  |  |  | JDE |  | BOILER | Data created/will be sent for upload | 0030-ELE-DD-378-WATER SOFT PSV TEST AND INSPECTION | 3956904
883 | 0030-EXT-DD-378-BLOWDOWN | EXT INSPECTION AND CLEAN | 24 | 24 | 2 - Subj Inspection | 5050030C | BOILER BLOWDOWN SYSTEM |  | 5050030CE | INTERMITTENT BLOWDOWN TANK | 505-0030-TAN-007-00 | Tank | DD | CON | External Visual Inspection | Wear | Corrosion | Leak | 378 |  |  |  | JDE |  | BOILER | Data created/will be sent for upload | 0030-EXT-DD-378-BLOWDOWN EXT INSPECTION AND CLEAN | 3956904
930 | 0030-EXT-DD-378-WATER SOFT. 2 | INTERNAL ANNUAL INSPECTION | 29 | 26 | 2 - Subj Inspection | 5050030AAB | WATER SOFTENER 2 | 505-0030-TAN-002-00 |  |  |  | Tank | DD | CON | Inspect internally for condition and proper operation. Clean if required | Leak | Corrosion | Wear | 378 |  |  |  | JDE |  | BOILER | Data created/will be sent for upload | 0030-EXT-DD-378-WATER SOFT. 2 INTERNAL ANNUAL INSPECTION | 3956905
931 | 0030-MEC-DD-378-CIP PUMP | ANNUAL PUMP INSPECTION | 24 | 22 | 2 - Subj Inspection | 5050030BAE | REVERSE OSMOSIS FILTER SKID CIP PUMP | 505-0030-PUM-011-00 |  |  |  | Coupling | DD | MEC | Ensure that there is no play on the shaft and no wear on the part. | Wear | Looseness | Clearance/alignment failure | 378 |  |  |  | JDE |  | BOILER | Data created/will be sent for upload | 0030-MEC-DD-378-CIP PUMP ANNUAL PUMP INSPECTION | 3956905
641 | 0030-UFO-IRD-7-MAKE UP WATER | TREATMENT WEEKLY INSPECTION | 28 | 27 | 2 - Subj Inspection | 5050030AA | WATER SOFTENER SKID | 505-0030-SKD-001-00 | 5050030AAB | WATER SOFTENER 2 | 505-0030-TAN-002-00 | Tank | IRD | UFO | Visual Inspection of external condition | Leak | Corrosion |  | 7 |  |  |  | JDE |  | BOILER | Data created/will be sent for upload | 0030-UFO-IRD-7-MAKE UP WATER TREATMENT WEEKLY INSPECTION | 3956896
642 | 0030-UFO-IRD-7-MAKE UP WATER | TREATMENT WEEKLY INSPECTION | 28 | 27 | 2 - Subj Inspection | 5050030AA | WATER SOFTENER SKID | 505-0030-SKD-001-00 | 5050030AC | BRINE REGENERATION TANK | 505-0030-TAN-020-00 | Tank | IRD | UFO | Visual Inspection of external condition | Leak | Corrosion |  | 7 |  |  |  | JDE |  | BOILER | Data created/will be sent for upload | 0030-UFO-IRD-7-MAKE UP WATER TREATMENT WEEKLY INSPECTION | 3956896
643 | 0030-UFO-IRD-7-MAKE UP WATER | TREATMENT WEEKLY INSPECTION | 28 | 27 | 2 - Subj Inspection | 5050030BA | RO FILTER SKID | 505-0030-SKD-010-00 | 5050030BAE | REVERSE OSMOSIS FILTER SKID CIP PUMP | 505-0030-PUM-011-00 | Booster pump | IRD | UFO | Visual Inspection of external condition | Wear | Breakage | Leak | 7 |  |  |  | JDE |  | BOILER | Data created/will be sent for upload | 0030-UFO-IRD-7-MAKE UP WATER TREATMENT WEEKLY INSPECTION | 3956896
644 | 0030-UFO-IRD-7-MAKE UP WATER | TREATMENT WEEKLY INSPECTION | 28 | 27 | 2 - Subj Inspection | 5050030BA | RO FILTER SKID | 505-0030-SKD-010-00 | 5050030BAE | REVERSE OSMOSIS FILTER SKID CIP PUMP | 505-0030-PUM-011-00 | Booster pump | IRD | UFO | Verify surface Temperature | Overheat |  |  | 7 |  |  |  | JDE |  | BOILER | Data created/will be sent for upload | 0030-UFO-IRD-7-MAKE UP WATER TREATMENT WEEKLY INSPECTION | 3956896
645 | 0030-UFO-IRD-7-MAKE UP WATER | TREATMENT WEEKLY INSPECTION | 28 | 27 | 2 - Subj Inspection | 5050030BA | RO FILTER SKID | 505-0030-SKD-010-00 | 5050030BAE | REVERSE OSMOSIS FILTER SKID CIP PUMP | 505-0030-PUM-011-00 | Booster pump | IRD | UFO | Inspect pump for noise | Noise | Vibration |  | 7 |  |  |  | JDE |  | BOILER | Data created/will be sent for upload | 0030-UFO-IRD-7-MAKE UP WATER TREATMENT WEEKLY INSPECTION | 3956883
646 | 0030-UFO-IRD-7-MAKE UP WATER | TREATMENT WEEKLY INSPECTION | 28 | 27 | 2 - Subj Inspection | 5050030BA | RO FILTER SKID | 505-0030-SKD-010-00 | 5050030BAD | RO FILTER SKID BOOSTER PUMP | 505-0030-PUM-010-00 | Booster pump | IRD | UFO | Visual Inspection of external condition | Wear | Breakage | Leak | 7 |  |  |  | JDE |  | BOILER | Data created/will be sent for upload | 0030-UFO-IRD-7-MAKE UP WATER TREATMENT WEEKLY INSPECTION | 3956897
647 | 0030-UFO-IRD-7-MAKE UP WATER | TREATMENT WEEKLY INSPECTION | 28 | 27 | 1A - Adjust | 5050030BA | RO FILTER SKID | 505-0030-SKD-010-00 | 5050030BGM | SODIUM BISULFITE TANK LEVEL SWITCH TRANSMITTER | 505-0030LT-0221 | Level transmitter | IRD | UFO | Set off the level alarm to check if it is working well. | No signal | Out of adjustment |  | 7 |  |  |  | JDE |  | BOILER | Data created/will be sent for upload | 0030-UFO-IRD-7-MAKE UP WATER TREATMENT WEEKLY INSPECTION | 3956897
648 | 0030-UFO-IRD-7-MAKE UP WATER | TREATMENT WEEKLY INSPECTION | 28 | 27 | 2 - Subj Inspection | 5050030BB | ANTI SCALANT TANK | 505-0030-TAN-012-00 |  |  |  | Tank | IRD | UFO | Visual Inspection of external condition | Leak | Corrosion |  | 7 |  |  |  | JDE |  | BOILER | Data created/will be sent for upload | 0030-UFO-IRD-7-MAKE UP WATER TREATMENT WEEKLY INSPECTION | 3956897
649 | 0030-UFO-IRD-7-MAKE UP WATER | TREATMENT WEEKLY INSPECTION | 28 | 27 | 2 - Subj Inspection | 5050030BC | ANTI SCALANT METERING PUMP | 505-0030-PUM-008-00 |  |  |  | Anti-scellant pump | IRD | UFO | Visual Inspection of external condition | Leak | Blockage | Plugged | 7 |  |  |  | JDE |  | BOILER | Data created/will be sent for upload | 0030-UFO-IRD-7-MAKE UP WATER TREATMENT WEEKLY INSPECTION | 3956897
650 | 0030-UFO-IRD-7-MAKE UP WATER | TREATMENT WEEKLY INSPECTION | 28 | 27 | 2 - Subj Inspection | 5050030BD | SODIUM BISULFITE TANK | 505-0030-TAN-011-00 |  |  |  | Tank | IRD | UFO | Visual Inspection of external condition | Leak | Corrosion |  | 7 |  |  |  | JDE |  | BOILER | Data created/will be sent for upload | 0030-UFO-IRD-7-MAKE UP WATER TREATMENT WEEKLY INSPECTION | 3956897
651 | 0030-UFO-IRD-7-MAKE UP WATER | TREATMENT WEEKLY INSPECTION | 28 | 27 | 2 - Subj Inspection | 5050030BF | CLEAN IN PLACE TANK | 505-0030-TAN-010-00 |  |  |  | Tank | IRD | UFO | Visual Inspection of external condition | Leak | Corrosion |  | 7 |  |  |  | JDE |  | BOILER | Data created/will be sent for upload | 0030-UFO-IRD-7-MAKE UP WATER TREATMENT WEEKLY INSPECTION | 3956897
652 | 0030-UFO-IRD-7-MAKE UP WATER | TREATMENT WEEKLY INSPECTION | 28 | 27 | 2 - Subj Inspection | 5050030AA | WATER SOFTENER SKID | 505-0030-SKD-001-00 |  |  |  | Tubing | IRD | UFO | Visual Inspection of external condition | Leak | Discoloration | Cracked | 7 |  |  |  | JDE |  | BOILER | Data created/will be sent for upload | 0030-UFO-IRD-7-MAKE UP WATER TREATMENT WEEKLY INSPECTION | 3956866
653 | 0030-UFO-IRD-7-MAKE UP WATER | TREATMENT WEEKLY INSPECTION | 28 | 27 | 1A - Adjust | 5050030BA | RO FILTER SKID | 505-0030-SKD-010-00 | 5050030BGN | ANTI SCALANT TANK LEVEL SWITCH TRANSMITTER | 505-0030LT-0231 | Level transmitter | IRD | UFO | Set off the level alarm to check if it is working well. | No signal | Out of adjustment |  | 7 |  |  |  | JDE |  | BOILER | Data created/will be sent for upload | 0030-UFO-IRD-7-MAKE UP WATER TREATMENT WEEKLY INSPECTION | 3956864
654 | 0030-UFO-IRD-7-MAKE UP WATER | TREATMENT WEEKLY INSPECTION | 28 | 27 | 2 - Subj Inspection | 5050030BA | RO FILTER SKID | 505-0030-SKD-010-00 | 5050030BAD | RO FILTER SKID BOOSTER PUMP | 505-0030-PUM-010-00 | Booster pump | IRD | UFO | Verify surface Temperature | Overheat |  |  | 7 |  |  |  | JDE |  | BOILER | Data created/will be sent for upload | 0030-UFO-IRD-7-MAKE UP WATER TREATMENT WEEKLY INSPECTION | 3956899
655 | 0030-UFO-IRD-7-MAKE UP WATER | TREATMENT WEEKLY INSPECTION | 28 | 27 | 2 - Subj Inspection | 5050030BA | RO FILTER SKID | 505-0030-SKD-010-00 | 5050030BAD | RO FILTER SKID BOOSTER PUMP | 505-0030-PUM-010-00 | Booster pump | IRD | UFO | Inspect pump for noise | Noise | Vibration |  | 7 |  |  |  | JDE |  | BOILER | Data created/will be sent for upload | 0030-UFO-IRD-7-MAKE UP WATER TREATMENT WEEKLY INSPECTION | 3956899
656 | 0030-UFO-IRD-7-MAKE UP WATER | TREATMENT WEEKLY INSPECTION | 28 | 27 | 2 - Subj Inspection | 5050030BE | SODIUM BISULFITE METERING PUMP | 505-0030-PUM-007-00 |  |  |  | Sodium Bisulfite pump | IRD | UFO | Visual Inspection of external condition | Leak | Blockage | Plugged | 7 |  |  |  | JDE |  | BOILER | Data created/will be sent for upload | 0030-UFO-IRD-7-MAKE UP WATER TREATMENT WEEKLY INSPECTION | 3956899
657 | 0030-UFO-IRD-7-MAKE UP WATER | TREATMENT WEEKLY INSPECTION | 28 | 27 | 1A - Adjust | 5050030BE | SODIUM BISULFITE METERING PUMP | 505-0030-PUM-007-00 |  |  |  | Sodium Bisulfite pump | IRD | UFO | Visual Inspection of external condition | Leak | Blockage | Plugged | 7 |  |  |  | JDE |  | BOILER | Data created/will be sent for upload | 0030-UFO-IRD-7-MAKE UP WATER TREATMENT WEEKLY INSPECTION | 3956899
658 | 0030-UFO-IRD-7-MAKE UP WATER | TREATMENT WEEKLY INSPECTION | 28 | 27 | 2 - Subj Inspection | 5050030BA | RO FILTER SKID | 505-0030-SKD-010-00 |  |  |  | Piping | IRD | UFO | Visual Inspection of external condition | Leak |  |  | 7 |  |  |  | JDE |  | BOILER | Data created/will be sent for upload | 0030-UFO-IRD-7-MAKE UP WATER TREATMENT WEEKLY INSPECTION | 3956899
659 | 0030-IR-IRD-42-BOILER PUMPS | IR THERMOGRAPHY BOILER ROUTE | 27 | 28 | 4 - Cond Monitoring | 5050030CB | MAKEUP WATER PUMP 1 | 505-0030-PUM-001-00 |  |  |  | Pump and Motor | IRD | REL | Perform Infrared thermography |  |  |  | 42 |  |  |  | JDE |  | BOILER | Data created/will be sent for upload | 0030-IR-IRD-42-BOILER PUMPS IR THERMOGRAPHY BOILER ROUTE | 3956899
900 | 0030-EXT-DD-378-COND. TANK | EXT INSPECTION AND CLEAN | 26 | 24 | 2 - Subj Inspection | 5050030D | BOILER FEED AND CONDT RETURN |  | 5050030DE | CONDENSATE TANK | 505-0030-TAN-005-00 | Tank | DD | CON | External Visual Inspection | Wear | Corrosion | Leak | 378 |  |  |  | JDE |  | BOILER | Data created/will be sent for upload | 0030-EXT-DD-378-COND. TANK EXT INSPECTION AND CLEAN | 3956904
878 | 0030-ELE-DD-378-SODIUM BISULF. | TANK VALVE TEST AND INSPECT | 30 | 27 | 1C - Clean | 5050030BD | SODIUM BISULFITE TANK | 505-0030-TAN-011-00 |  |  |  | Back pressure valve | DD | COE | Clean | Dirty |  |  | 378 |  |  |  | JDE |  | BOILER | Data created/will be sent for upload | 0030-ELE-DD-378-SODIUM BISULF. TANK VALVE TEST AND INSPECT | 3956904
673 | 0030-UFO-DD-42-RO SKID | CLEAN AND INSPECT RO FILTERS | 22 | 28 | 1R - Replace | 5050030BA | RO FILTER SKID | 505-0030-SKD-010-00 | 5050030BAB | RO FILTER SKID FILTER 2 | 505-0030-FIL-011-00 | Filter | DD | UFO | Perform filter inspection. Clean if dirty. Create an order to replace if required | Dirty | Clogged | Leak | 42 |  |  |  | JDE | Frequency needs to be reviewed with Boiler operations team | BOILER | Data created/will be sent for upload | 0030-UFO-DD-42-RO SKID CLEAN AND INSPECT RO FILTERS | 3956901
674 | 0030-UFO-DD-42-RO SKID | CLEAN AND INSPECT RO FILTERS | 22 | 28 | 1R - Replace | 5050030BA | RO FILTER SKID | 505-0030-SKD-010-00 | 5050030BAC | RO FILTER | 505-0030-FIL-012-00 | Filter | DD | UFO | Perform filter inspection. Clean if dirty. Create an order to replace if required | Dirty | Clogged | Leak | 42 |  |  |  | JDE | Frequency needs to be reviewed with Boiler operations team | BOILER | Data created/will be sent for upload | 0030-UFO-DD-42-RO SKID CLEAN AND INSPECT RO FILTERS | 3956901
675 | 0030-UFO-DD-42-RO SKID | CLEAN AND INSPECT RO FILTERS | 22 | 28 | 2 - Subj Inspection | 5050030BA | RO FILTER SKID | 505-0030-SKD-010-00 |  |  |  | Cartridge filter housing | DD | UFO | Inspect Cartridge filters and create an order to replace if needed | Dirty | Clogged | Leak | 42 |  |  |  | JDE |  | BOILER | Data created/will be sent for upload | 0030-UFO-DD-42-RO SKID CLEAN AND INSPECT RO FILTERS | 3956901
676 | 0030-VIB-IRD-28-BOILER AREA | MONTHLY VIBRATION ROUTE BOILER | 27 | 30 | 4 - Cond Monitoring | 5050030CB | MAKEUP WATER PUMP 1 | 505-0030-PUM-001-00 |  |  |  | Pump and Motor | IRD | BAV | Perform vibration monitoring analysis |  |  |  | 28 |  |  |  | AMS |  | BOILER | Data created/will be sent for upload | 0030-VIB-IRD-28-BOILER AREA MONTHLY VIBRATION ROUTE BOILER | 3956901
943 | 0030-MEC-DD-378-RO BOOSTER PMP | ANNUAL PUMP INSPECTION | 30 | 22 | 2 - Subj Inspection | 5050030BAD | RO FILTER SKID BOOSTER PUMP | 505-0030-PUM-010-00 |  |  |  | Fasteners | IRD | MEC | Verify the integrity of the pump’s foundation and check the hold-down bolts for tightness | Wear | Looseness |  | 378 |  |  |  | JDE |  | BOILER | Data created/will be sent for upload | 0030-MEC-DD-378-RO BOOSTER PMP ANNUAL PUMP INSPECTION | 3956906
944 | 0030-UFO-IRD-714-BOILER PUMPS | EXTERNAL SURFACE INSPECTION | 29 | 27 | 2 - Subj Inspection | 5050030CB | MAKEUP WATER PUMP 1 | 505-0030-PUM-001-00 |  |  |  | Casing | IRD | UFO | Inspect Pump Surface. If corrosion or coating damage is found, create an order to touch up paint | Corrosion | Coating wear |  | 714 |  |  |  | JDE |  | BOILER | Data created/will be sent for upload | 0030-UFO-IRD-714-BOILER PUMPS EXTERNAL SURFACE INSPECTION | 3956906
932 | 0030-MEC-DD-378-CIP PUMP | ANNUAL PUMP INSPECTION | 24 | 22 | 2 - Subj Inspection | 5050030BAE | REVERSE OSMOSIS FILTER SKID CIP PUMP | 505-0030-PUM-011-00 |  |  |  | Fasteners | IRD | MEC | Verify the integrity of the pump’s foundation and check the hold-down bolts for tightness | Wear | Looseness |  | 378 |  |  |  | JDE |  | BOILER | Data created/will be sent for upload | 0030-MEC-DD-378-CIP PUMP ANNUAL PUMP INSPECTION | 3956906
933 | 0030-MEC-DD-378-CIP PUMP | ANNUAL PUMP INSPECTION | 24 | 22 | 2 - Subj Inspection | 5050030BAD | RO FILTER SKID BOOSTER PUMP | 505-0030-PUM-010-00 |  |  |  | Pump | DD | MEC | Verify production against pump curve | Out of Tolerance |  |  | 378 |  |  |  | JDE |  | BOILER | Data created/will be sent for upload | 0030-MEC-DD-378-CIP PUMP ANNUAL PUMP INSPECTION | 3956906
934 | 0030-MEC-DD-378-CIP PUMP | ANNUAL PUMP INSPECTION | 24 | 22 | 2 - Subj Inspection | 5050030BAE | REVERSE OSMOSIS FILTER SKID CIP PUMP | 505-0030-PUM-011-00 |  |  |  | Pump | DD | MEC | Verify production against pump curve | Out of Tolerance |  |  | 378 |  |  |  | JDE |  | BOILER | Data created/will be sent for upload | 0030-MEC-DD-378-CIP PUMP ANNUAL PUMP INSPECTION | 3956906
935 | 0030-MEC-DD-378-ECONOMIZER | ANNUAL MAINTENANCE ECONOMIZER | 26 | 29 | 2 - Subj Inspection | 5050030ED | ECONOMIZER | 505-0030-HEX-001-00 |  |  |  | Piping | QI | MEC | Inspect general condition | Leak | Wear |  | 378 |  |  |  | JDE |  | BOILER | Data created/will be sent for upload | 0030-MEC-DD-378-ECONOMIZER ANNUAL MAINTENANCE ECONOMIZER | 3956906
830 | 0030-ELE-DD-378-ANTISCALANT | TANK VALVE TEST AND INSPECT | 27 | 27 | 2 - Subj Inspection | 5050030BB | ANTI SCALANT TANK | 505-0030-TAN-012-00 |  |  |  | Back pressure valve | DD | COE | Visual Inspection of external condition | Wear | Damaged | Leak | 378 |  |  |  | JDE |  | BOILER | Data created/will be sent for upload | 0030-ELE-DD-378-ANTISCALANT TANK VALVE TEST AND INSPECT | 3956904
831 | 0030-ELE-DD-378-ANTISCALANT | TANK VALVE TEST AND INSPECT | 27 | 27 | 1A - Adjust | 5050030BB | ANTI SCALANT TANK | 505-0030-TAN-012-00 |  |  |  | Back pressure valve | DD | COE | Test the valve | Calibration |  |  | 378 |  |  |  | JDE |  | BOILER | Data created/will be sent for upload | 0030-ELE-DD-378-ANTISCALANT TANK VALVE TEST AND INSPECT | 3956904
832 | 0030-ELE-DD-378-BOILER INSTRUM | AND CONTROL LOOP CHECK | 30 | 22 | 1C - Clean | 5050030E | BOILER SYSTEM |  | 5050030CFA | CONTINUOUS BLOW DOWN AUTOMATIC VALVE OTHER | 505-0030AV-0017 | Valve | DD | E&I | Clean | Dirty |  |  | 378 |  |  |  | JDE |  | BOILER | Data created/will be sent for upload | 0030-ELE-DD-378-BOILER INSTRUM AND CONTROL LOOP CHECK | 3956904
879 | 0030-ELE-DD-378-SODIUM BISULF. | TANK VALVE TEST AND INSPECT | 30 | 27 | 2 - Subj Inspection | 5050030BD | SODIUM BISULFITE TANK | 505-0030-TAN-011-00 |  |  |  | Back pressure valve | DD | COE | Visual Inspection of external condition | Wear | Damaged | Leak | 378 |  |  |  | JDE |  | BOILER | Data created/will be sent for upload | 0030-ELE-DD-378-SODIUM BISULF. TANK VALVE TEST AND INSPECT | 3956904
880 | 0030-ELE-DD-378-SODIUM BISULF. | TANK VALVE TEST AND INSPECT | 30 | 27 | 1A - Adjust | 5050030BD | SODIUM BISULFITE TANK | 505-0030-TAN-011-00 |  |  |  | Back pressure valve | DD | COE | Test the valve | Calibration |  |  | 378 |  |  |  | JDE |  | BOILER | Data created/will be sent for upload | 0030-ELE-DD-378-SODIUM BISULF. TANK VALVE TEST AND INSPECT | 3956904
881 | 0030-ELE-DD-378-WATER SOFT | PSV TEST AND INSPECTION | 26 | 23 | 2 - Subj Inspection | 5050030AA | WATER SOFTENER SKID | 505-0030-SKD-001-00 |  |  |  | Pressure safety Valve | DD | COE | Visual Inspection of external condition | Wear | Leak |  | 378 |  |  |  | JDE |  | BOILER | Data created/will be sent for upload | 0030-ELE-DD-378-WATER SOFT PSV TEST AND INSPECTION | 3956904
884 | 0030-EXT-DD-378-BLOWDOWN | EXT INSPECTION AND CLEAN | 24 | 24 | 1C - Clean | 5050030C | BOILER BLOWDOWN SYSTEM |  | 5050030CE | INTERMITTENT BLOWDOWN TANK | 505-0030-TAN-007-00 | Tank | DD | CON | Clean | Dirty |  |  | 378 |  |  |  | JDE |  | BOILER | Data created/will be sent for upload | 0030-EXT-DD-378-BLOWDOWN EXT INSPECTION AND CLEAN | 3956904
885 | 0030-EXT-DD-378-BLOWDOWN | EXT INSPECTION AND CLEAN | 24 | 24 | 1C - Clean | 5050030C | BOILER BLOWDOWN SYSTEM |  | 5050030CFL | INTERMITTENT BLOWDOWN TANK TEMPERATURE VALVE | 505-0030TV-0120 | Valve | DD | CON | Clean | Dirty |  |  | 378 |  |  |  | JDE |  | BOILER | Data created/will be sent for upload | 0030-EXT-DD-378-BLOWDOWN EXT INSPECTION AND CLEAN | 3956904
886 | 0030-EXT-DD-378-BLOWDOWN | EXT INSPECTION AND CLEAN | 24 | 24 | 2 - Subj Inspection | 5050030C | BOILER BLOWDOWN SYSTEM |  | 5050030CFL | INTERMITTENT BLOWDOWN TANK TEMPERATURE VALVE | 505-0030TV-0120 | Valve | DD | CON | Inspect general condition | Wear | Damaged | Leak | 378 |  |  |  | JDE |  | BOILER | Data created/will be sent for upload | 0030-EXT-DD-378-BLOWDOWN EXT INSPECTION AND CLEAN | 3956904
887 | 0030-EXT-DD-378-BLOWDOWN | EXT INSPECTION AND CLEAN | 24 | 24 | 1A - Adjust | 5050030C | BOILER BLOWDOWN SYSTEM |  | 5050030CFL | INTERMITTENT BLOWDOWN TANK TEMPERATURE VALVE | 505-0030TV-0120 | Valve | DD | CON | Test the valve | Calibration |  |  | 378 |  |  |  | JDE |  | BOILER | Data created/will be sent for upload | 0030-EXT-DD-378-BLOWDOWN EXT INSPECTION AND CLEAN | 3956904
888 | 0030-EXT-DD-378-BOILER | INTERNAL INSPECTION / SERVICE | 22 | 29 | 1C - Clean | 5050030EA | BOILER | 505-0030-BOL-001-00 |  |  |  | Heating surface | DD | MEC | Clean | Dirty |  |  | 378 |  |  |  | JDE |  | BOILER | Data created/will be sent for upload | 0030-EXT-DD-378-BOILER INTERNAL INSPECTION / SERVICE | 3956904
926 | 0030-EXT-DD-378-FLASH ECON. | EXT INSPECTION AND CLEAN | 27 | 24 | 1C - Clean | 5050030C | BOILER BLOWDOWN SYSTEM |  | 5050030CD | FLASH ECONOMIZER | 505-0030-TAN-006-00 | Tank | DD | CON | Clean | Dirty |  |  | 378 |  |  |  | JDE |  | BOILER | Data created/will be sent for upload | 0030-EXT-DD-378-FLASH ECON. EXT INSPECTION AND CLEAN | 3956905
927 | 0030-EXT-DD-378-MAKE UP WATER | TANK EXT INSPECTION AND CLEAN | 29 | 29 | 2 - Subj Inspection | 5050030C | BOILER BLOWDOWN SYSTEM |  | 5050030CA | MAKEUP WATER TANK | 505-0030-TAN-003-00 | Tank | DD | CON | External Visual Inspection | Wear | Corrosion | Leak | 378 |  |  |  | JDE |  | BOILER | Data created/will be sent for upload | 0030-EXT-DD-378-MAKE UP WATER TANK EXT INSPECTION AND CLEAN | 3956905
928 | 0030-EXT-DD-378-MAKE UP WATER | TANK EXT INSPECTION AND CLEAN | 29 | 29 | 1C - Clean | 5050030C | BOILER BLOWDOWN SYSTEM |  | 5050030CA | MAKEUP WATER TANK | 505-0030-TAN-003-00 | Tank | DD | CON | Clean | Dirty |  |  | 378 |  |  |  | JDE |  | BOILER | Data created/will be sent for upload | 0030-EXT-DD-378-MAKE UP WATER TANK EXT INSPECTION AND CLEAN | 3956905
929 | 0030-EXT-DD-378-WATER SOFT. 1 | INTERNAL ANNUAL INSPECTION | 29 | 26 | 2 - Subj Inspection | 5050030AAA | WATER SOFTENER 1 | 505-0030-TAN-001-00 |  |  |  | Tank | DD | CON | Inspect internally for condition and proper operation. Clean if required | Leak | Corrosion | Wear | 378 |  |  |  | JDE |  | BOILER | Data created/will be sent for upload | 0030-EXT-DD-378-WATER SOFT. 1 INTERNAL ANNUAL INSPECTION | 3956905
951 | 0030-EXT-DD-1890-COND TANK | NON DESTRUCTIVE TESTS | 26 | 21 |  | 5050030DE | CONDENSATE TANK | 505-0030-TAN-005-00 |  |  |  | Tank | DD | CON | Perform wet-fluorescent magnetic particle or dye penetrant NDE of interior welds. Follow NACE cracks. Repeat annually if cracks found. Guideline No. RPO5901996. | Wear | Leak | Crack | 1890 |  |  |  | JDE |  | BOILER | Data created/will be sent for upload | 0030-EXT-DD-1890-COND TANK NON DESTRUCTIVE TESTS | 3956907
821 | 0030-MEC-DD-168-MKUP PUMP 1 | SEMI ANNUAL PUMP INSPECTION | 27 | 27 | 2 - Subj Inspection | 5050030CB | MAKEUP WATER PUMP 1 | 505-0030-PUM-001-00 |  |  |  | Coupling | DD | MEC | Ensure that there is no play on the shaft and no wear on the part. | Wear | Looseness | Clearance/alignment failure | 168 |  |  |  | JDE |  | BOILER | Data created/will be sent for upload | 0030-MEC-DD-168-MKUP PUMP 1 SEMI ANNUAL PUMP INSPECTION | 3956904
822 | 0030-MEC-DD-168-MKUP PUMP 1 | SEMI ANNUAL PUMP INSPECTION | 27 | 27 | 2 - Subj Inspection | 5050030CB | MAKEUP WATER PUMP 1 | 505-0030-PUM-001-00 |  |  |  | Fasteners | DD | MEC | Verify the integrity of the pump’s foundation and check the hold-down bolts for tightness | Wear | Looseness |  | 168 |  |  |  | JDE |  | BOILER | Data created/will be sent for upload | 0030-MEC-DD-168-MKUP PUMP 1 SEMI ANNUAL PUMP INSPECTION | 3956904
823 | 0030-MEC-DD-168-MKUP PUMP 2 | SEMI ANNUAL PUMP INSPECTION | 27 | 27 | 2 - Subj Inspection | 5050030CC | MAKEUP WATER PUMP 2 | 505-0030-PUM-002-00 |  |  |  | Pump | DD | MEC | Check the general state of the pump. Clean surface as needed. |  |  |  | 168 |  |  |  | JDE |  | BOILER | Data created/will be sent for upload | 0030-MEC-DD-168-MKUP PUMP 2 SEMI ANNUAL PUMP INSPECTION | 3956904
824 | 0030-MEC-DD-168-MKUP PUMP 2 | SEMI ANNUAL PUMP INSPECTION | 27 | 27 | 2 - Subj Inspection | 5050030CC | MAKEUP WATER PUMP 2 | 505-0030-PUM-002-00 |  |  |  | Coupling | DD | MEC | Ensure that there is no play on the shaft and no wear on the part. | Wear | Looseness | Clearance/alignment failure | 168 |  |  |  | JDE |  | BOILER | Data created/will be sent for upload | 0030-MEC-DD-168-MKUP PUMP 2 SEMI ANNUAL PUMP INSPECTION | 3956904
825 | 0030-MEC-DD-168-MKUP PUMP 2 | SEMI ANNUAL PUMP INSPECTION | 27 | 27 | 2 - Subj Inspection | 5050030CC | MAKEUP WATER PUMP 2 | 505-0030-PUM-002-00 |  |  |  | Fasteners | DD | MEC | Verify the integrity of the pump’s foundation and check the hold-down bolts for tightness | Wear | Looseness |  | 168 |  |  |  | JDE |  | BOILER | Data created/will be sent for upload | 0030-MEC-DD-168-MKUP PUMP 2 SEMI ANNUAL PUMP INSPECTION | 3956904
826 | 0030-UFO-IRD-168-STEAM TRAPS | BOILER STEAM TRAP INSPECTION | 28 | 28 | 2 - Subj Inspection | 5050030DHP | HIGH PRESS STEAM TRAP TO DRAIN | 505-0030-T-03 |  |  |  | Steam trap | IRD | UFO | Inspect Steam Trap. Create an order to repair or replace if needed | Blocked | Leak |  | 168 |  |  |  | JDE |  | BOILER | Data created/will be sent for upload | 0030-UFO-IRD-168-STEAM TRAPS BOILER STEAM TRAP INSPECTION | 3956904
901 | 0030-EXT-DD-378-COND. TANK | EXT INSPECTION AND CLEAN | 26 | 24 | 1C - Clean | 5050030D | BOILER FEED AND CONDT RETURN |  | 5050030DE | CONDENSATE TANK | 505-0030-TAN-005-00 | Tank | DD | CON | Clean | Dirty |  |  | 378 |  |  |  | JDE |  | BOILER | Data created/will be sent for upload | 0030-EXT-DD-378-COND. TANK EXT INSPECTION AND CLEAN | 3956904
902 | 0030-EXT-DD-378-COND. TANK | EXT INSPECTION AND CLEAN | 26 | 24 | 1C - Clean | 5050030D | BOILER FEED AND CONDT RETURN |  | 5050030DHG | CONDENSATE TANK LOW PRESSURE CONDT SUPPLY CTRL VLV OTHER | 505-0030AV-0152A | Valve | DD | COE | Clean | Dirty |  |  | 378 |  |  |  | JDE |  | BOILER | Data created/will be sent for upload | 0030-EXT-DD-378-COND. TANK EXT INSPECTION AND CLEAN | 3956904
903 | 0030-EXT-DD-378-COND. TANK | EXT INSPECTION AND CLEAN | 26 | 24 | 2 - Subj Inspection | 5050030D | BOILER FEED AND CONDT RETURN |  | 5050030DHG | CONDENSATE TANK LOW PRESSURE CONDT SUPPLY CTRL VLV OTHER | 505-0030AV-0152A | Valve | DD | COE | Inspect general condition | Wear | Damaged | Leak | 378 |  |  |  | JDE |  | BOILER | Data created/will be sent for upload | 0030-EXT-DD-378-COND. TANK EXT INSPECTION AND CLEAN | 3956904
904 | 0030-EXT-DD-378-COND. TANK | EXT INSPECTION AND CLEAN | 26 | 24 | 1A - Adjust | 5050030D | BOILER FEED AND CONDT RETURN |  | 5050030DHG | CONDENSATE TANK LOW PRESSURE CONDT SUPPLY CTRL VLV OTHER | 505-0030AV-0152A | Valve | DD | COE | Test the valve | Calibration |  |  | 378 |  |  |  | JDE |  | BOILER | Data created/will be sent for upload | 0030-EXT-DD-378-COND. TANK EXT INSPECTION AND CLEAN | 3956904
905 | 0030-EXT-DD-378-COND. TANK | EXT INSPECTION AND CLEAN | 26 | 24 | 1C - Clean | 5050030D | BOILER FEED AND CONDT RETURN |  | 5050030DHH | CONDENSATE TANK LOW PRESSURE CONDT BYPASS CTRL VLV OTHER | 505-0030AV-0152B | Valve | DD | COE | Clean | Dirty |  |  | 378 |  |  |  | JDE |  | BOILER | Data created/will be sent for upload | 0030-EXT-DD-378-COND. TANK EXT INSPECTION AND CLEAN | 3956904
906 | 0030-EXT-DD-378-COND. TANK | EXT INSPECTION AND CLEAN | 26 | 24 | 2 - Subj Inspection | 5050030D | BOILER FEED AND CONDT RETURN |  | 5050030DHH | CONDENSATE TANK LOW PRESSURE CONDT BYPASS CTRL VLV OTHER | 505-0030AV-0152B | Valve | DD | COE | Inspect general condition | Wear | Damaged | Leak | 378 |  |  |  | JDE |  | BOILER | Data created/will be sent for upload | 0030-EXT-DD-378-COND. TANK EXT INSPECTION AND CLEAN | 3956904
907 | 0030-EXT-DD-378-COND. TANK | EXT INSPECTION AND CLEAN | 26 | 24 | 1A - Adjust | 5050030D | BOILER FEED AND CONDT RETURN |  | 5050030DHH | CONDENSATE TANK LOW PRESSURE CONDT BYPASS CTRL VLV OTHER | 505-0030AV-0152B | Valve | DD | COE | Test the valve | Calibration |  |  | 378 |  |  |  | JDE |  | BOILER | Data created/will be sent for upload | 0030-EXT-DD-378-COND. TANK EXT INSPECTION AND CLEAN | 3956904
908 | 0030-EXT-DD-378-DEAERATOR | ANNUAL INSPECTION AND SERVICE | 25 | 29 | 2 - Subj Inspection | 5050030DA | DEAERATOR | 505-0030-TAN-004-00 |  |  |  | Control Valves | DD | COE | Inspect general condition | Wear | Leak | Loose | 378 |  | Free movement is desired, but not excessive looseness. Make necessary adjustments, paying particular attention to the overflow control or lever valve, as this is seldom actuated in normal operating conditions and may have become corroded or frozen in position. |  | JDE |  | BOILER | Data created/will be sent for upload | 0030-EXT-DD-378-DEAERATOR ANNUAL INSPECTION AND SERVICE | 3956904
909 | 0030-EXT-DD-378-DEAERATOR | ANNUAL INSPECTION AND SERVICE | 25 | 29 | 2 - Subj Inspection | 5050030DA | DEAERATOR | 505-0030-TAN-004-00 |  |  |  | Control Valves | DD | COE | Test the valve | Calibration |  |  | 378 |  | Free movement is desired, but not excessive looseness. Make necessary adjustments, paying particular attention to the overflow control or lever valve, as this is seldom actuated in normal operating conditions and may have become corroded or frozen in position. |  | JDE |  | BOILER | Data created/will be sent for upload | 0030-EXT-DD-378-DEAERATOR ANNUAL INSPECTION AND SERVICE | 3956904
910 | 0030-EXT-DD-378-DEAERATOR | ANNUAL INSPECTION AND SERVICE | 25 | 29 | 1C - Clean | 5050030DA | DEAERATOR | 505-0030-TAN-004-00 |  |  |  | Control Valves | DD | COE | Clean | Dirty |  |  | 378 |  |  |  | JDE |  | BOILER | Data created/will be sent for upload | 0030-EXT-DD-378-DEAERATOR ANNUAL INSPECTION AND SERVICE | 3956904
911 | 0030-EXT-DD-378-DEAERATOR | ANNUAL INSPECTION AND SERVICE | 25 | 29 | 1R - Replace | 5050030DA | DEAERATOR | 505-0030-TAN-004-00 |  |  |  | Manhole gasket | DD | CON | Replace | Wear |  |  | 378 |  | Replace manhole gasket and check for placement when re-closing |  | JDE |  | BOILER | Data created/will be sent for upload | 0030-EXT-DD-378-DEAERATOR ANNUAL INSPECTION AND SERVICE | 3956904
912 | 0030-EXT-DD-378-DEAERATOR | ANNUAL INSPECTION AND SERVICE | 25 | 29 | 2 - Subj Inspection | 5050030DA | DEAERATOR | 505-0030-TAN-004-00 |  |  |  | Outlet nozzle screens | QI | CON | Check general condition | Attached |  |  | 378 |  |  |  | JDE |  | BOILER | Data created/will be sent for upload | 0030-EXT-DD-378-DEAERATOR ANNUAL INSPECTION AND SERVICE | 3956904
913 | 0030-EXT-DD-378-DEAERATOR | ANNUAL INSPECTION AND SERVICE | 25 | 29 | 2 - Subj Inspection | 5050030DA | DEAERATOR | 505-0030-TAN-004-00 |  |  |  | Shell | QI | CON | Inspect insulation of shell, especially around connections | Wear |  |  | 378 |  |  |  | JDE |  | BOILER | Data created/will be sent for upload | 0030-EXT-DD-378-DEAERATOR ANNUAL INSPECTION AND SERVICE | 3956904
914 | 0030-EXT-DD-378-DEAERATOR | ANNUAL INSPECTION AND SERVICE | 25 | 29 | 2 - Subj Inspection | 5050030DA | DEAERATOR | 505-0030-TAN-004-00 |  |  |  | Spray Valves | DD | COE | Check to see if the disc on the bottom of the spray valve is hanging loose | Loose |  |  | 378 |  | If the disc is hanging loose, the spray valve needs to be removed and adjusted |  | JDE |  | BOILER | Data created/will be sent for upload | 0030-EXT-DD-378-DEAERATOR ANNUAL INSPECTION AND SERVICE | 3956904
915 | 0030-EXT-DD-378-DEAERATOR | ANNUAL INSPECTION AND SERVICE | 25 | 29 | 2 - Subj Inspection | 5050030DA | DEAERATOR | 505-0030-TAN-004-00 |  |  |  | Spray Valves | DD | COE | Test the valve | Calibration |  |  | 378 |  | If the disc is hanging loose, the spray valve needs to be removed and adjusted |  | JDE |  | BOILER | Data created/will be sent for upload | 0030-EXT-DD-378-DEAERATOR ANNUAL INSPECTION AND SERVICE | 3956904
916 | 0030-EXT-DD-378-DEAERATOR | ANNUAL INSPECTION AND SERVICE | 25 | 29 | 1C - Clean | 5050030DA | DEAERATOR | 505-0030-TAN-004-00 |  |  |  | Spray Valves | DD | COE | Clean | Dirty |  |  | 378 |  |  |  | JDE |  | BOILER | Data created/will be sent for upload | 0030-EXT-DD-378-DEAERATOR ANNUAL INSPECTION AND SERVICE | 3957062
917 | 0030-EXT-DD-378-DEAERATOR | ANNUAL INSPECTION AND SERVICE | 25 | 29 | 2 - Subj Inspection | 5050030DA | DEAERATOR | 505-0030-TAN-004-00 |  |  |  | Spray Valves | DD | COE | Inspect general condition | Blocked | Wear |  | 378 |  | the valve should seat tightly. If it is necessary to remove a spray valve, thoroughly lubricate the two (2) S.S. hex cap screws and nuts with an anti-gall solution check to see if the disc on the bottom of the spray valve is hanging loose. If not, the spray valve is working properly and does not need adjustment. If the disc is hanging loose, the spray valve needs to be removed and adjusted |  | JDE |  | BOILER | Data created/will be sent for upload | 0030-EXT-DD-378-DEAERATOR ANNUAL INSPECTION AND SERVICE | 3956905
918 | 0030-EXT-DD-378-DEAERATOR | ANNUAL INSPECTION AND SERVICE | 25 | 29 | 2 - Subj Inspection | 5050030DA | DEAERATOR | 505-0030-TAN-004-00 |  |  |  | Tank | DD | CON | External Visual Inspection | Corrosion | Scaling |  | 378 |  | The inspection must be performed in accordance with the Technical Association of the Pulp and Paper Industry Deaerator Advisory, dated September 30, 1983, and any subsequent advice from TAPPI relating to inspection and/or repair. |  | JDE |  | BOILER | Data created/will be sent for upload | 0030-EXT-DD-378-DEAERATOR ANNUAL INSPECTION AND SERVICE | 3956905
919 | 0030-EXT-DD-378-DEAERATOR | ANNUAL INSPECTION AND SERVICE | 25 | 29 | 2 - Subj Inspection | 5050030DA | DEAERATOR | 505-0030-TAN-004-00 |  |  |  | Tray bank | DD | CON | Check general condition | Wear |  |  | 378 |  | Check tray bank assemblies for general condition and to ensure that they have remained in place with stacking interlocks in position. Also check the trays and tray hold downs (if used) for retention of foreign objects, scale or residue. Remove all debris. |  | JDE |  | BOILER | Data created/will be sent for upload | 0030-EXT-DD-378-DEAERATOR ANNUAL INSPECTION AND SERVICE | 3956905
920 | 0030-EXT-DD-378-DEAERATOR | ANNUAL INSPECTION AND SERVICE | 25 | 29 | 1C - Clean | 5050030DA | DEAERATOR | 505-0030-TAN-004-00 |  |  |  | Vent Valves | DD | COE | Clean | Dirty |  |  | 378 |  |  |  | JDE |  | BOILER | Data created/will be sent for upload | 0030-EXT-DD-378-DEAERATOR ANNUAL INSPECTION AND SERVICE | 3956905
921 | 0030-EXT-DD-378-DEAERATOR | ANNUAL INSPECTION AND SERVICE | 25 | 29 | 1C - Clean | 5050030DA | DEAERATOR | 505-0030-TAN-004-00 |  |  |  | Vent Valves | IRD | CON | Pressure test | Hight pressure | Low pressure |  | 378 |  | Pressure test via actual lift or alternate test device as per FM Data sheet 12-43. Rebuild or replace immediately if problems found during annual pressure test. |  | JDE |  | BOILER | Data created/will be sent for upload | 0030-EXT-DD-378-DEAERATOR ANNUAL INSPECTION AND SERVICE | 3956905
922 | 0030-EXT-DD-378-DEAERATOR | ANNUAL INSPECTION AND SERVICE | 25 | 29 | 1C - Clean | 5050030DA | DEAERATOR | 505-0030-TAN-004-00 | 5050030DHM | PEGGING STEAM CONTROL VALVE | 505-0030PV-0134 | Control valves | DD | COE | Clean | Dirty |  |  | 378 |  |  |  | JDE |  | BOILER | Data created/will be sent for upload | 0030-EXT-DD-378-DEAERATOR ANNUAL INSPECTION AND SERVICE | 3956905
923 | 0030-EXT-DD-378-DEAERATOR | ANNUAL INSPECTION AND SERVICE | 25 | 29 | 2 - Subj Inspection | 5050030DA | DEAERATOR | 505-0030-TAN-004-00 | 5050030DHM | PEGGING STEAM CONTROL VALVE | 505-0030PV-0134 | Control valves | DD | COE | Inspect general condition | Wear | Leak |  | 378 |  |  |  | JDE |  | BOILER | Data created/will be sent for upload | 0030-EXT-DD-378-DEAERATOR ANNUAL INSPECTION AND SERVICE | 3956905
924 | 0030-EXT-DD-378-DEAERATOR | ANNUAL INSPECTION AND SERVICE | 25 | 29 | 1A - Adjust | 5050030DA | DEAERATOR | 505-0030-TAN-004-00 | 5050030DHM | PEGGING STEAM CONTROL VALVE | 505-0030PV-0134 | Control valves | DD | COE | Test the valve | Calibration |  |  | 378 |  |  |  | JDE |  | BOILER | Data created/will be sent for upload | 0030-EXT-DD-378-DEAERATOR ANNUAL INSPECTION AND SERVICE | 3956905
925 | 0030-EXT-DD-378-FLASH ECON. | EXT INSPECTION AND CLEAN | 27 | 24 | 2 - Subj Inspection | 5050030C | BOILER BLOWDOWN SYSTEM |  | 5050030CD | FLASH ECONOMIZER | 505-0030-TAN-006-00 | Tank | DD | CON | External Visual Inspection | Wear | Corrosion | Leak | 378 |  |  |  | JDE |  | BOILER | Data created/will be sent for upload | 0030-EXT-DD-378-FLASH ECON. EXT INSPECTION AND CLEAN | 3956905
815 | 0030-MEC-DD-168-FEED PUMP 1 | SEMI ANNUAL PUMP INSPECTION | 27 | 27 | 2 - Subj Inspection | 5050030DB | BOILER FEED PUMP 1 | 505-0030-PUM-003-00 |  |  |  | Coupling | DD | MEC | Ensure that there is no play on the shaft and no wear on the part. | Wear | Looseness | Clearance/alignment failure | 168 |  |  |  | JDE |  | BOILER | Data created/will be sent for upload | 0030-MEC-DD-168-FEED PUMP 1 SEMI ANNUAL PUMP INSPECTION | 3956904
816 | 0030-MEC-DD-168-FEED PUMP 1 | SEMI ANNUAL PUMP INSPECTION | 27 | 27 | 2 - Subj Inspection | 5050030DB | BOILER FEED PUMP 1 | 505-0030-PUM-003-00 |  |  |  | Fasteners | DD | MEC | Verify the integrity of the pump’s foundation and check the hold-down bolts for tightness | Wear | Looseness |  | 168 |  |  |  | JDE |  | BOILER | Data created/will be sent for upload | 0030-MEC-DD-168-FEED PUMP 1 SEMI ANNUAL PUMP INSPECTION | 3956904
817 | 0030-MEC-DD-168-FEED PUMP 2 | SEMI ANNUAL PUMP INSPECTION | 27 | 27 | 2 - Subj Inspection | 5050030DC | BOILER FEED PUMP 2 | 505-0030-PUM-004-00 |  |  |  | Pump | DD | MEC | Check the general state of the pump. Clean surface as needed. |  |  |  | 168 |  |  |  | JDE |  | BOILER | Data created/will be sent for upload | 0030-MEC-DD-168-FEED PUMP 2 SEMI ANNUAL PUMP INSPECTION | 3956904
818 | 0030-MEC-DD-168-FEED PUMP 2 | SEMI ANNUAL PUMP INSPECTION | 27 | 27 | 2 - Subj Inspection | 5050030DC | BOILER FEED PUMP 2 | 505-0030-PUM-004-00 |  |  |  | Coupling | DD | MEC | Ensure that there is no play on the shaft and no wear on the part. | Wear | Looseness | Clearance/alignment failure | 168 |  |  |  | JDE |  | BOILER | Data created/will be sent for upload | 0030-MEC-DD-168-FEED PUMP 2 SEMI ANNUAL PUMP INSPECTION | 3956904
819 | 0030-MEC-DD-168-FEED PUMP 2 | SEMI ANNUAL PUMP INSPECTION | 27 | 27 | 2 - Subj Inspection | 5050030DC | BOILER FEED PUMP 2 | 505-0030-PUM-004-00 |  |  |  | Fasteners | DD | MEC | Verify the integrity of the pump’s foundation and check the hold-down bolts for tightness | Wear | Looseness |  | 168 |  |  |  | JDE |  | BOILER | Data created/will be sent for upload | 0030-MEC-DD-168-FEED PUMP 2 SEMI ANNUAL PUMP INSPECTION | 3956904
820 | 0030-MEC-DD-168-MKUP PUMP 1 | SEMI ANNUAL PUMP INSPECTION | 27 | 27 | 2 - Subj Inspection | 5050030CB | MAKEUP WATER PUMP 1 | 505-0030-PUM-001-00 |  |  |  | Pump | DD | MEC | Check the general state of the pump. Clean surface as needed. |  |  |  | 168 |  |  |  | JDE |  | BOILER | Data created/will be sent for upload | 0030-MEC-DD-168-MKUP PUMP 1 SEMI ANNUAL PUMP INSPECTION | 3956904
952 | 0030-EXT-DD-1890-DEAERATOR | NON DESTRUCTIVE TESTS | 26 | 21 |  | 5050030DA | DEAERATOR | 505-0030-TAN-004-00 |  |  |  | Tank | DD | CON | Perform wet-fluorescent magnetic particle or dye penetrant NDE of interior welds. Follow NACE cracks. Repeat annually if cracks found. Guideline No. RPO5901996. | Wear | Leak | Crack | 1890 |  |  |  | JDE |  | BOILER | Data created/will be sent for upload | 0030-EXT-DD-1890-DEAERATOR NON DESTRUCTIVE TESTS | 3956907
809 | 0030-MEC-DD-168-COND PUMP 1 | SEMI ANNUAL PUMP INSPECTION | 27 | 27 | 2 - Subj Inspection | 5050030DF | CONDENSATE RETURN PUMP 1 | 505-0030-PUM-005-00 |  |  |  | Coupling | DD | MEC | Ensure that there is no play on the shaft and no wear on the part. | Wear | Looseness | Clearance/alignment failure | 168 |  |  |  | JDE |  | BOILER | Data created/will be sent for upload | 0030-MEC-DD-168-COND PUMP 1 SEMI ANNUAL PUMP INSPECTION | 3956904
810 | 0030-MEC-DD-168-COND PUMP 1 | SEMI ANNUAL PUMP INSPECTION | 27 | 27 | 2 - Subj Inspection | 5050030DF | CONDENSATE RETURN PUMP 1 | 505-0030-PUM-005-00 |  |  |  | Fasteners | DD | MEC | Verify the integrity of the pump’s foundation and check the hold-down bolts for tightness | Wear | Looseness |  | 168 |  |  |  | JDE |  | BOILER | Data created/will be sent for upload | 0030-MEC-DD-168-COND PUMP 1 SEMI ANNUAL PUMP INSPECTION | 3956904
811 | 0030-MEC-DD-168-COND PUMP 2 | SEMI ANNUAL PUMP INSPECTION | 27 | 27 | 2 - Subj Inspection | 5050030DG | CONDENSATE RETURN PUMP 2 | 505-0030-PUM-006-00 |  |  |  | Pump | DD | MEC | Check the general state of the pump. Clean surface as needed. |  |  |  | 168 |  |  |  | JDE |  | BOILER | Data created/will be sent for upload | 0030-MEC-DD-168-COND PUMP 2 SEMI ANNUAL PUMP INSPECTION | 3956904
812 | 0030-MEC-DD-168-COND PUMP 2 | SEMI ANNUAL PUMP INSPECTION | 27 | 27 | 2 - Subj Inspection | 5050030DG | CONDENSATE RETURN PUMP 2 | 505-0030-PUM-006-00 |  |  |  | Coupling | DD | MEC | Ensure that there is no play on the shaft and no wear on the part. | Wear | Looseness | Clearance/alignment failure | 168 |  |  |  | JDE |  | BOILER | Data created/will be sent for upload | 0030-MEC-DD-168-COND PUMP 2 SEMI ANNUAL PUMP INSPECTION | 3956904
813 | 0030-MEC-DD-168-COND PUMP 2 | SEMI ANNUAL PUMP INSPECTION | 27 | 27 | 2 - Subj Inspection | 5050030DG | CONDENSATE RETURN PUMP 2 | 505-0030-PUM-006-00 |  |  |  | Fasteners | DD | MEC | Verify the integrity of the pump’s foundation and check the hold-down bolts for tightness | Wear | Looseness |  | 168 |  |  |  | JDE |  | BOILER | Data created/will be sent for upload | 0030-MEC-DD-168-COND PUMP 2 SEMI ANNUAL PUMP INSPECTION | 3956904
814 | 0030-MEC-DD-168-FEED PUMP 1 | SEMI ANNUAL PUMP INSPECTION | 27 | 27 | 2 - Subj Inspection | 5050030DB | BOILER FEED PUMP 1 | 505-0030-PUM-003-00 |  |  |  | Pump | DD | MEC | Check the general state of the pump. Clean surface as needed. |  |  |  | 168 |  |  |  | JDE |  | BOILER | Data created/will be sent for upload | 0030-MEC-DD-168-FEED PUMP 1 SEMI ANNUAL PUMP INSPECTION | 3956904
827 | 0030-UFO-IRD-168-STEAM TRAPS | BOILER STEAM TRAP INSPECTION | 28 | 28 | 2 - Subj Inspection | 5050030DHQ | STEAM TRAP TO DEAERATOR | 505-0030-T-03 |  |  |  | Steam trap | IRD | UFO | Inspect Steam Trap. Create an order to repair or replace if needed | Blocked | Leak |  | 168 |  |  |  | JDE |  | BOILER | Data created/will be sent for upload | 0030-UFO-IRD-168-STEAM TRAPS BOILER STEAM TRAP INSPECTION | 3956904
828 | 0030-EXT-DD-168-BOILER DUCTING | CLEAN BOILER AIR SYSTEM DAMPER | 30 | 30 | 1C - Clean | 5050030E | BOILER SYSTEM |  | 5050030EAH | STACK DAMPER |  | Damper | DD | CON | Clean | Dirty |  |  | 168 |  |  |  | JDE |  | BOILER | Data created/will be sent for upload | 0030-EXT-DD-168-BOILER DUCTING CLEAN BOILER AIR SYSTEM DAMPER | 3956904
707 | 0030-ELE-DD-168-AIR SWITCH | TEST AND INSPECTION | 26 | 19 | 1A - Adjust | 5050030E | BOILER SYSTEM |  | 5050030EEW | LOW COMBUSTION AIR FLOW SWITCH | 505-0030FSL-0065 | Air Flow Switch | DD | E&I | Test continuity |  |  |  | 168 |  |  |  | JDE |  | BOILER | Data created/will be sent for upload | 0030-ELE-DD-168-AIR SWITCH TEST AND INSPECTION | 3956902
708 | 0030-ELE-DD-168-AIR SWITCH | TEST AND INSPECTION | 26 | 19 | 2 - Subj Inspection | 5050030E | BOILER SYSTEM |  | 5050030EEW | LOW COMBUSTION AIR FLOW SWITCH | 505-0030FSL-0065 | Air Flow Switch | DD | E&I | Visual inspection | Dysfunction |  |  | 168 |  |  |  | JDE |  | BOILER | Data created/will be sent for upload | 0030-ELE-DD-168-AIR SWITCH TEST AND INSPECTION | 3956902
709 | 0030-ELE-DD-168-AIR SWITCH | TEST AND INSPECTION | 26 | 19 | 2 - Subj Inspection | 5050030E | BOILER SYSTEM |  | 5050030EEX | LOW PURGE AIR FLOW SWITCH | 505-0030FSL-0066 | Air Flow Switch | DD | E&I | Visual inspection | Dysfunction |  |  | 168 |  |  |  | JDE |  | BOILER | Data created/will be sent for upload | 0030-ELE-DD-168-AIR SWITCH TEST AND INSPECTION | 3956902
710 | 0030-ELE-DD-168-AIR SWITCH | TEST AND INSPECTION | 26 | 19 | 1A - Adjust | 5050030E | BOILER SYSTEM |  | 5050030EEX | LOW PURGE AIR FLOW SWITCH | 505-0030FSL-0066 | Air Flow Switch | DD | E&I | Test movement | Blocked |  |  | 168 |  |  |  | JDE |  | BOILER | Data created/will be sent for upload | 0030-ELE-DD-168-AIR SWITCH TEST AND INSPECTION | 3956902
711 | 0030-ELE-DD-168-AIR SWITCH | TEST AND INSPECTION | 26 | 19 | 1A - Adjust | 5050030E | BOILER SYSTEM |  | 5050030EEX | LOW PURGE AIR FLOW SWITCH | 505-0030FSL-0066 | Air Flow Switch | DD | E&I | Test continuity |  |  |  | 168 |  |  |  | JDE |  | BOILER | Data created/will be sent for upload | 0030-ELE-DD-168-AIR SWITCH TEST AND INSPECTION | 3956903
712 | 0030-ELE-DD-168-BOILER DAMPER | ACTUATOR AND VALVE INSPECTION | 29 | 29 | 2 - Subj Inspection | 5050030E | BOILER SYSTEM |  | 5050030EER | STACK DAMPER ACTUATOR | 505-0030EZ-0008 | Regulator | DD | E&I | Inspect general condition and create and order to replace if needed. | Wear |  |  | 168 |  |  |  | JDE |  | BOILER | Data created/will be sent for upload | 0030-ELE-DD-168-BOILER DAMPER ACTUATOR AND VALVE INSPECTION | 3956903
713 | 0030-ELE-DD-168-BOILER DAMPER | ACTUATOR AND VALVE INSPECTION | 29 | 29 | 2 - Subj Inspection | 5050030E | BOILER SYSTEM |  | 5050030EER | STACK DAMPER ACTUATOR | 505-0030EZ-0008 | Valve fasteners | DD | E&I | Inspect general condition | Wear | Loose |  | 168 |  |  |  | JDE |  | BOILER | Data created/will be sent for upload | 0030-ELE-DD-168-BOILER DAMPER ACTUATOR AND VALVE INSPECTION | 3956903
714 | 0030-ELE-DD-168-BOILER DAMPER | ACTUATOR AND VALVE INSPECTION | 29 | 29 | 2 - Subj Inspection | 5050030E | BOILER SYSTEM |  | 5050030EER | STACK DAMPER ACTUATOR | 505-0030EZ-0008 | Valve seal | DD | E&I | Inspect general condition | Wear | Leak |  | 168 |  |  |  | JDE |  | BOILER | Data created/will be sent for upload | 0030-ELE-DD-168-BOILER DAMPER ACTUATOR AND VALVE INSPECTION | 3956903
715 | 0030-ELE-DD-168-BOILER DAMPER | ACTUATOR AND VALVE INSPECTION | 29 | 29 | 2 - Subj Inspection | 5050030E | BOILER SYSTEM |  | 5050030EES | FRESH AIR DAMPER | 505-0030EZ-0060A | Regulator | DD | E&I | Inspect general condition and create and order to replace if needed. | Wear |  |  | 168 |  |  |  | JDE |  | BOILER | Data created/will be sent for upload | 0030-ELE-DD-168-BOILER DAMPER ACTUATOR AND VALVE INSPECTION | 3956903
716 | 0030-ELE-DD-168-BOILER DAMPER | ACTUATOR AND VALVE INSPECTION | 29 | 29 | 2 - Subj Inspection | 5050030E | BOILER SYSTEM |  | 5050030EES | FRESH AIR DAMPER | 505-0030EZ-0060A | Valve fasteners | DD | E&I | Inspect general condition | Wear | Loose |  | 168 |  |  |  | JDE |  | BOILER | Data created/will be sent for upload | 0030-ELE-DD-168-BOILER DAMPER ACTUATOR AND VALVE INSPECTION | 3956903
717 | 0030-ELE-DD-168-BOILER DAMPER | ACTUATOR AND VALVE INSPECTION | 29 | 29 | 2 - Subj Inspection | 5050030E | BOILER SYSTEM |  | 5050030EES | FRESH AIR DAMPER | 505-0030EZ-0060A | Valve seal | DD | E&I | Inspect general condition | Wear | Leak |  | 168 |  |  |  | JDE |  | BOILER | Data created/will be sent for upload | 0030-ELE-DD-168-BOILER DAMPER ACTUATOR AND VALVE INSPECTION | 3956903
718 | 0030-ELE-DD-168-BOILER DAMPER | ACTUATOR AND VALVE INSPECTION | 29 | 29 | 2 - Subj Inspection | 5050030E | BOILER SYSTEM |  | 5050030EET | FGR DAMPER ACTUATOR | 505-0030EZ-0060B | Regulator | DD | E&I | Inspect general condition and create and order to replace if needed. | Wear |  |  | 168 |  |  |  | JDE |  | BOILER | Data created/will be sent for upload | 0030-ELE-DD-168-BOILER DAMPER ACTUATOR AND VALVE INSPECTION | 3956903
719 | 0030-ELE-DD-168-BOILER DAMPER | ACTUATOR AND VALVE INSPECTION | 29 | 29 | 2 - Subj Inspection | 5050030E | BOILER SYSTEM |  | 5050030EET | FGR DAMPER ACTUATOR | 505-0030EZ-0060B | Valve fasteners | DD | E&I | Inspect general condition | Wear | Loose |  | 168 |  |  |  | JDE |  | BOILER | Data created/will be sent for upload | 0030-ELE-DD-168-BOILER DAMPER ACTUATOR AND VALVE INSPECTION | 3956903
720 | 0030-ELE-DD-168-BOILER DAMPER | ACTUATOR AND VALVE INSPECTION | 29 | 29 | 2 - Subj Inspection | 5050030E | BOILER SYSTEM |  | 5050030EET | FGR DAMPER ACTUATOR | 505-0030EZ-0060B | Valve seal | DD | E&I | Inspect general condition | Wear | Leak |  | 168 |  |  |  | JDE |  | BOILER | Data created/will be sent for upload | 0030-ELE-DD-168-BOILER DAMPER ACTUATOR AND VALVE INSPECTION | 3956903
721 | 0030-ELE-DD-168-BOILER DAMPER | ACTUATOR AND VALVE INSPECTION | 29 | 29 | 2 - Subj Inspection | 5050030E | BOILER SYSTEM |  | 5050030EEU | FD FAN DAMPER ACTUATOR | 505-0030EZ-0060C | Regulator | DD | E&I | Inspect general condition and create and order to replace if needed. | Wear |  |  | 168 |  |  |  | JDE |  | BOILER | Data created/will be sent for upload | 0030-ELE-DD-168-BOILER DAMPER ACTUATOR AND VALVE INSPECTION | 3956903
722 | 0030-ELE-DD-168-BOILER DAMPER | ACTUATOR AND VALVE INSPECTION | 29 | 29 | 2 - Subj Inspection | 5050030E | BOILER SYSTEM |  | 5050030EEU | FD FAN DAMPER ACTUATOR | 505-0030EZ-0060C | Valve fasteners | DD | E&I | Inspect general condition | Wear | Loose |  | 168 |  |  |  | JDE |  | BOILER | Data created/will be sent for upload | 0030-ELE-DD-168-BOILER DAMPER ACTUATOR AND VALVE INSPECTION | 3956903
723 | 0030-ELE-DD-168-BOILER DAMPER | ACTUATOR AND VALVE INSPECTION | 29 | 29 | 2 - Subj Inspection | 5050030E | BOILER SYSTEM |  | 5050030EEU | FD FAN DAMPER ACTUATOR | 505-0030EZ-0060C | Valve seal | DD | E&I | Inspect general condition | Wear | Leak |  | 168 |  |  |  | JDE |  | BOILER | Data created/will be sent for upload | 0030-ELE-DD-168-BOILER DAMPER ACTUATOR AND VALVE INSPECTION | 3956903
724 | 0030-ELE-DD-168-BOILER INSTRUM | CALIBRATION AND CTRL LOOP CHCK | 30 | 30 | 1A - Adjust | 5050030E | BOILER SYSTEM |  | 5050030EEN | FLUE GAS OXYGEN ANALYZER ELEMENT | 505-0030AE-0004 | Gas analyzer | DD | E&I | Instrument and Control Loop Check. Re-calibrate | Calibration | Out of adjustment | Wear | 168 |  |  |  | JDE | Frequency must be set as per instrument criticality. | BOILER | Data created/will be sent for upload | 0030-ELE-DD-168-BOILER INSTRUM CALIBRATION AND CTRL LOOP CHCK | 3956903
725 | 0030-ELE-DD-168-BOILER INSTRUM | CALIBRATION AND CTRL LOOP CHCK | 30 | 30 | 1A - Adjust | 5050030E | BOILER SYSTEM |  | 5050030EEO | FLUE GAS OXYGEN ANALYZER TRANSMITTER | 505-0030AT-0004 | Gas analyzer | DD | E&I | Instrument and Control Loop Check. Re-calibrate | Calibration | Out of adjustment | Wear | 168 |  |  |  | JDE | Frequency must be set as per instrument criticality. | BOILER | Data created/will be sent for upload | 0030-ELE-DD-168-BOILER INSTRUM CALIBRATION AND CTRL LOOP CHCK | 3956903
726 | 0030-ELE-DD-168-BOILER INSTRUM | CALIBRATION AND CTRL LOOP CHCK | 30 | 30 | 1A - Adjust | 5050030BA | RO FILTER SKID | 505-0030-SKD-010-00 |  |  |  | Pression indicators | DD | E&I | Instrument and Control Loop Check. Re-calibrate | Calibration | Out of adjustment | Leak | 168 |  |  |  | JDE |  | BOILER | Data created/will be sent for upload | 0030-ELE-DD-168-BOILER INSTRUM CALIBRATION AND CTRL LOOP CHCK | 3956903
727 | 0030-ELE-DD-168-BOILER INSTRUM | CALIBRATION AND CTRL LOOP CHCK | 30 | 30 | 2 - Subj Inspection | 5050030C | BOILER BLOWDOWN SYSTEM |  | 5050030CFD | MAKE UP WATER TANK LEVEL TRANSMITTER | 505-0030LT-0111 | Level transmitter | DD | E&I | Instrument and Control Loop Check. Re-calibrate | No signal | Out of adjustment | Hight/low pressure | 168 |  |  |  | JDE |  | BOILER | Data created/will be sent for upload | 0030-ELE-DD-168-BOILER INSTRUM CALIBRATION AND CTRL LOOP CHCK | 3956903
728 | 0030-ELE-DD-168-BOILER INSTRUM | CALIBRATION AND CTRL LOOP CHCK | 30 | 30 | 2 - Subj Inspection | 5050030D | BOILER FEED AND CONDT RETURN |  | 5050030DHJ | CONDENSATE TANK LEVEL TRANSMITTER | 505-0030LT-0151 | Level transmitter | DD | E&I | Instrument and Control Loop Check. Re-calibrate | No signal | Out of adjustment |  | 168 |  |  |  | JDE |  | BOILER | Data created/will be sent for upload | 0030-ELE-DD-168-BOILER INSTRUM CALIBRATION AND CTRL LOOP CHCK | 3956903
729 | 0030-ELE-DD-168-BOILER INSTRUM | CALIBRATION AND CTRL LOOP CHCK | 30 | 30 | 2 - Subj Inspection | 5050030D | BOILER FEED AND CONDT RETURN |  | 5050030DHL | BOILER FEED PUMPS HEADER PRESSURE TRANSMITTER | 505-0030PT-0145 | Pressure transmitter | DD | E&I | Instrument and Control Loop Check. Re-calibrate | Out of adjustment | Wear |  | 168 |  | Pull out the transmitter from the connection line and inspect if there are any deformations or cuts in the measurement membrane. |  | JDE |  | BOILER | Data created/will be sent for upload | 0030-ELE-DD-168-BOILER INSTRUM CALIBRATION AND CTRL LOOP CHCK | 3956903
730 | 0030-ELE-DD-168-BOILER INSTRUM | CALIBRATION AND CTRL LOOP CHCK | 30 | 30 | 2 - Subj Inspection | 5050030DA | DEAERATOR | 505-0030-TAN-004-00 | 5050030DHI | DEAERATOR LEVEL TRANSMITTER | 505-0030LT-0132 | Level transmitter | DD | E&I | Instrument and Control Loop Check. Re-calibrate | No signal | Out of adjustment |  | 168 |  |  |  | JDE |  | BOILER | Data created/will be sent for upload | 0030-ELE-DD-168-BOILER INSTRUM CALIBRATION AND CTRL LOOP CHCK | 3956903
731 | 0030-ELE-DD-168-BOILER INSTRUM | CALIBRATION AND CTRL LOOP CHCK | 30 | 30 | 2 - Subj Inspection | 5050030DA | DEAERATOR | 505-0030-TAN-004-00 | 5050030DHK | DEAERATOR DOME PRESSURE TRANSMITTER | 505-0030PT-0134 | Pressure transmitter | DD | E&I | Instrument and Control Loop Check. Re-calibrate | Out of adjustment | Wear |  | 168 |  | Pull out the transmitter from the connection line and inspect if there are any deformations or cuts in the measurement membrane. |  | JDE |  | BOILER | Data created/will be sent for upload | 0030-ELE-DD-168-BOILER INSTRUM CALIBRATION AND CTRL LOOP CHCK | 3956903
732 | 0030-ELE-DD-168-BOILER INSTRUM | CALIBRATION AND CTRL LOOP CHCK | 30 | 30 | 2 - Subj Inspection | 5050030E | BOILER SYSTEM |  | 5050030EEE | STEAM DRUM LEVEL TRANSMITTER | 505-0030LT-0013 | Level transmitter | DD | E&I | Instrument and Control Loop Check. Re-calibrate | No signal | Out of adjustment |  | 168 |  |  |  | JDE |  | BOILER | Data created/will be sent for upload | 0030-ELE-DD-168-BOILER INSTRUM CALIBRATION AND CTRL LOOP CHCK | 3956903
733 | 0030-ELE-DD-168-BOILER INSTRUM | CALIBRATION AND CTRL LOOP CHCK | 30 | 30 | 2 - Subj Inspection | 5050030E | BOILER SYSTEM |  | 5050030EEG | STEAM DRUM PRESSURE TRANSMITTER | 505-0030PT-0012 | Pressure transmitter | DD | E&I | Instrument and Control Loop Check. Re-calibrate | Out of adjustment | Wear |  | 168 |  | Pull out the transmitter from the connection line and inspect if there are any deformations or cuts in the measurement membrane. |  | JDE |  | BOILER | Data created/will be sent for upload | 0030-ELE-DD-168-BOILER INSTRUM CALIBRATION AND CTRL LOOP CHCK | 3956903
734 | 0030-ELE-DD-168-BOILER INSTRUM | CALIBRATION AND CTRL LOOP CHCK | 30 | 30 | 2 - Subj Inspection | 5050030E | BOILER SYSTEM |  | 5050030EEH | HIGH PRESSURE STEAM HEADER PRESSURE TRANSMITTER | 505-0030PT-0019 | Pressure transmitter | DD | E&I | Instrument and Control Loop Check. Re-calibrate | Out of adjustment | Wear |  | 168 |  | Pull out the transmitter from the connection line and inspect if there are any deformations or cuts in the measurement membrane. |  | JDE |  | BOILER | Data created/will be sent for upload | 0030-ELE-DD-168-BOILER INSTRUM CALIBRATION AND CTRL LOOP CHCK | 3956903
735 | 0030-ELE-DD-168-BOILER INSTRUM | CALIBRATION AND CTRL LOOP CHCK | 30 | 30 | 2 - Subj Inspection | 5050030E | BOILER SYSTEM |  | 5050030EEZ | STACK PRESSURE TRANSMITTER | 505-0030PT-0008 | Pressure transmitter | DD | E&I | Instrument and Control Loop Check. Re-calibrate | Out of adjustment | Wear |  | 168 |  | Pull out the transmitter from the connection line and inspect if there are any deformations or cuts in the measurement membrane. |  | JDE |  | BOILER | Data created/will be sent for upload | 0030-ELE-DD-168-BOILER INSTRUM CALIBRATION AND CTRL LOOP CHCK | 3956903
736 | 0030-ELE-DD-168-BOILER INSTRUM | CALIBRATION AND CTRL LOOP CHCK | 30 | 30 | 1A - Adjust | 5050030BA | RO FILTER SKID | 505-0030-SKD-010-00 | 5050030BGM | SODIUM BISULFITE TANK LEVEL SWITCH TRANSMITTER | 505-0030LT-0221 | Level transmitter | DD | E&I | Instrument and Control Loop Check. Re-calibrate | No signal | Out of adjustment |  | 168 |  |  |  | JDE |  | BOILER | Data created/will be sent for upload | 0030-ELE-DD-168-BOILER INSTRUM CALIBRATION AND CTRL LOOP CHCK | 3956903
737 | 0030-ELE-DD-168-BOILER INSTRUM | CALIBRATION AND CTRL LOOP CHCK | 30 | 30 | 1A - Adjust | 5050030BA | RO FILTER SKID | 505-0030-SKD-010-00 | 5050030BGN | ANTI SCALANT TANK LEVEL SWITCH TRANSMITTER | 505-0030LT-0231 | Level transmitter | DD | E&I | Instrument and Control Loop Check. Re-calibrate | No signal | Out of adjustment |  | 168 |  |  |  | JDE |  | BOILER | Data created/will be sent for upload | 0030-ELE-DD-168-BOILER INSTRUM CALIBRATION AND CTRL LOOP CHCK | 3956903
738 | 0030-ELE-DD-168-BOILER INSTRUM | CALIBRATION AND CTRL LOOP CHCK | 30 | 30 | 1A - Adjust | 5050030C | BOILER BLOWDOWN SYSTEM |  | 5050030CFB | MAKE UP WATER TANK TO FLASH ECONOMIZER FLOW ELEMENT | 505-0030FE-0115 | Flow element | DD | E&I | Instrument and Control Loop Check. Re-calibrate | Calibration | Out of adjustment |  | 168 |  |  |  | JDE | Frequency must be set as per instrument criticality. | BOILER | Data created/will be sent for upload | 0030-ELE-DD-168-BOILER INSTRUM CALIBRATION AND CTRL LOOP CHCK | 3956903
739 | 0030-ELE-DD-168-BOILER INSTRUM | CALIBRATION AND CTRL LOOP CHCK | 30 | 30 | 1A - Adjust | 5050030C | BOILER BLOWDOWN SYSTEM |  | 5050030CFC | MAKE UP WATER TANK TO FLASH ECONOMIZER FLOW TRANSMITTER | 505-0030FT-0115 | Flow transmitter | DD | E&I | Instrument and Control Loop Check. Re-calibrate | Calibration | Out of adjustment |  | 168 |  |  |  | JDE | Frequency must be set as per instrument criticality. | BOILER | Data created/will be sent for upload | 0030-ELE-DD-168-BOILER INSTRUM CALIBRATION AND CTRL LOOP CHCK | 3956903
740 | 0030-ELE-DD-168-BOILER INSTRUM | CALIBRATION AND CTRL LOOP CHCK | 30 | 30 | 1A - Adjust | 5050030C | BOILER BLOWDOWN SYSTEM |  | 5050030CFD | MAKE UP WATER TANK LEVEL TRANSMITTER | 505-0030LT-0111 | Level transmitter | DD | E&I | Instrument and Control Loop Check. Re-calibrate | Calibration | Out of adjustment |  | 168 |  |  |  | JDE | Frequency must be set as per instrument criticality. | BOILER | Data created/will be sent for upload | 0030-ELE-DD-168-BOILER INSTRUM CALIBRATION AND CTRL LOOP CHCK | 3956903
741 | 0030-ELE-DD-168-BOILER INSTRUM | CALIBRATION AND CTRL LOOP CHCK | 30 | 30 | 1A - Adjust | 5050030C | BOILER BLOWDOWN SYSTEM |  | 5050030CFE | FLASH ECONOMIZER HEAT EXCHANGER INLT TEMP ELEM | 505-0030TE-0103 | Temperature element | DD | E&I | Instrument and Control Loop Check. Re-calibrate | Calibration |  |  | 168 |  |  |  | JDE | Frequency must be set as per instrument criticality. | BOILER | Data created/will be sent for upload | 0030-ELE-DD-168-BOILER INSTRUM CALIBRATION AND CTRL LOOP CHCK | 3956903
742 | 0030-ELE-DD-168-BOILER INSTRUM | CALIBRATION AND CTRL LOOP CHCK | 30 | 30 | 1A - Adjust | 5050030C | BOILER BLOWDOWN SYSTEM |  | 5050030CFF | FLASH ECONOMIZER HEAT EXCHANGER OUTLET TEMP ELEM | 505-0030TE-0104 | Temperature element | DD | E&I | Instrument and Control Loop Check. Re-calibrate | Calibration |  |  | 168 |  |  |  | JDE | Frequency must be set as per instrument criticality. | BOILER | Data created/will be sent for upload | 0030-ELE-DD-168-BOILER INSTRUM CALIBRATION AND CTRL LOOP CHCK | 3956903
743 | 0030-ELE-DD-168-BOILER INSTRUM | CALIBRATION AND CTRL LOOP CHCK | 30 | 30 | 1A - Adjust | 5050030C | BOILER BLOWDOWN SYSTEM |  | 5050030CFG | BOILER SOFTENED WATER TO DEAERATOR TEMPERATURE ELEMENT | 505-0030TE-0106 | Temperature element | DD | E&I | Instrument and Control Loop Check. Re-calibrate | Calibration |  |  | 168 |  |  |  | JDE | Frequency must be set as per instrument criticality. | BOILER | Data created/will be sent for upload | 0030-ELE-DD-168-BOILER INSTRUM CALIBRATION AND CTRL LOOP CHCK | 3956903
744 | 0030-ELE-DD-168-BOILER INSTRUM | CALIBRATION AND CTRL LOOP CHCK | 30 | 30 | 1A - Adjust | 5050030C | BOILER BLOWDOWN SYSTEM |  | 5050030CFH | FLASH ECONOMIZER OUTLET TEMPERATURE ELEMENT | 505-0030TE-0107 | Temperature element | DD | E&I | Instrument and Control Loop Check. Re-calibrate | Calibration |  |  | 168 |  |  |  | JDE | Frequency must be set as per instrument criticality. | BOILER | Data created/will be sent for upload | 0030-ELE-DD-168-BOILER INSTRUM CALIBRATION AND CTRL LOOP CHCK | 3956903
745 | 0030-ELE-DD-168-BOILER INSTRUM | CALIBRATION AND CTRL LOOP CHCK | 30 | 30 | 1A - Adjust | 5050030C | BOILER BLOWDOWN SYSTEM |  | 5050030CFI | INTERMITTENT BLOWDOWN TANK TEMPERATURE ELEMENT | 505-0030TE-0120 | Temperature element | DD | E&I | Instrument and Control Loop Check. Re-calibrate | Calibration |  |  | 168 |  |  |  | JDE | Frequency must be set as per instrument criticality. | BOILER | Data created/will be sent for upload | 0030-ELE-DD-168-BOILER INSTRUM CALIBRATION AND CTRL LOOP CHCK | 3956903
746 | 0030-ELE-DD-168-BOILER INSTRUM | CALIBRATION AND CTRL LOOP CHCK | 30 | 30 | 1A - Adjust | 5050030C | BOILER BLOWDOWN SYSTEM |  | 5050030CFJ | BOILER SOFTENED WATER TO DEAERATOR TEMP XMTR | 505-0030TT-0106 | Temperature transmitter | DD | E&I | Instrument and Control Loop Check. Re-calibrate | Calibration | Out of adjustment |  | 168 |  |  |  | JDE | Frequency must be set as per instrument criticality. | BOILER | Data created/will be sent for upload | 0030-ELE-DD-168-BOILER INSTRUM CALIBRATION AND CTRL LOOP CHCK | 3956903
747 | 0030-ELE-DD-168-BOILER INSTRUM | CALIBRATION AND CTRL LOOP CHCK | 30 | 30 | 1A - Adjust | 5050030C | BOILER BLOWDOWN SYSTEM |  | 5050030CFK | INTERMITTENT BLOWDOWN TANK TEMPERATURE TRANSMITTER | 505-0030TT-0120 | Temperature transmitter | DD | E&I | Instrument and Control Loop Check. Re-calibrate | Calibration | Out of adjustment |  | 168 |  |  |  | JDE | Frequency must be set as per instrument criticality. | BOILER | Data created/will be sent for upload | 0030-ELE-DD-168-BOILER INSTRUM CALIBRATION AND CTRL LOOP CHCK | 3956903
748 | 0030-ELE-DD-168-BOILER INSTRUM | CALIBRATION AND CTRL LOOP CHCK | 30 | 30 | 1A - Adjust | 5050030D | BOILER FEED AND CONDT RETURN |  | 5050030DHA | CONDENSATE TANK LOW PRESSURE CONDENSATE CONDUCTIVITY ELEM | 505-0030AE-0152 | Analyzer element | DD | E&I | Instrument and Control Loop Check. Re-calibrate | Calibration | Dysfunction |  | 168 |  |  |  | JDE | Frequency must be set as per instrument criticality. | BOILER | Data created/will be sent for upload | 0030-ELE-DD-168-BOILER INSTRUM CALIBRATION AND CTRL LOOP CHCK | 3956903
749 | 0030-ELE-DD-168-BOILER INSTRUM | CALIBRATION AND CTRL LOOP CHCK | 30 | 30 | 1A - Adjust | 5050030D | BOILER FEED AND CONDT RETURN |  | 5050030DHB | STEAM DRUM CONDUCTIVITY ELEMENT | 505-0030AE-0156 | Analyzer element | DD | E&I | Instrument and Control Loop Check. Re-calibrate | Calibration | Dysfunction |  | 168 |  |  |  | JDE | Frequency must be set as per instrument criticality. | BOILER | Data created/will be sent for upload | 0030-ELE-DD-168-BOILER INSTRUM CALIBRATION AND CTRL LOOP CHCK | 3956904
750 | 0030-ELE-DD-168-BOILER INSTRUM | CALIBRATION AND CTRL LOOP CHCK | 30 | 30 | 1A - Adjust | 5050030D | BOILER FEED AND CONDT RETURN |  | 5050030DHC | BOILER FEED WATER OXYGEN ANALYZER ELEMENT | 505-0030AE-0157 | Analyzer element | DD | E&I | Instrument and Control Loop Check. Re-calibrate | Calibration | Dysfunction |  | 168 |  |  |  | JDE | Frequency must be set as per instrument criticality. | BOILER | Data created/will be sent for upload | 0030-ELE-DD-168-BOILER INSTRUM CALIBRATION AND CTRL LOOP CHCK | 3956904
751 | 0030-ELE-DD-168-BOILER INSTRUM | CALIBRATION AND CTRL LOOP CHCK | 30 | 30 | 1A - Adjust | 5050030D | BOILER FEED AND CONDT RETURN |  | 5050030DHD | CONDENSATE TANK LOW PRESSURE CONDENSATE CONDUCTIVITY XMTR | 505-0030AT-0152 | Analyzer transmitter | DD | E&I | Instrument and Control Loop Check. Re-calibrate | Calibration | Dysfunction |  | 168 |  |  |  | JDE | Frequency must be set as per instrument criticality. | BOILER | Data created/will be sent for upload | 0030-ELE-DD-168-BOILER INSTRUM CALIBRATION AND CTRL LOOP CHCK | 3956904
752 | 0030-ELE-DD-168-BOILER INSTRUM | CALIBRATION AND CTRL LOOP CHCK | 30 | 30 | 1A - Adjust | 5050030D | BOILER FEED AND CONDT RETURN |  | 5050030DHE | STEAM DRUM CONDUCTIVITY TRANSMITTER | 505-0030AT-0156 | Analyzer transmitter | DD | E&I | Instrument and Control Loop Check. Re-calibrate | Calibration | Dysfunction |  | 168 |  |  |  | JDE | Frequency must be set as per instrument criticality. | BOILER | Data created/will be sent for upload | 0030-ELE-DD-168-BOILER INSTRUM CALIBRATION AND CTRL LOOP CHCK | 3956904
753 | 0030-ELE-DD-168-BOILER INSTRUM | CALIBRATION AND CTRL LOOP CHCK | 30 | 30 | 1A - Adjust | 5050030D | BOILER FEED AND CONDT RETURN |  | 5050030DHF | BOILER FEED WATER OXYGEN ANALYZER TRANSMITTER | 505-0030AT-0157 | Analyzer transmitter | DD | E&I | Instrument and Control Loop Check. Re-calibrate | Calibration | Dysfunction |  | 168 |  |  |  | JDE | Frequency must be set as per instrument criticality. | BOILER | Data created/will be sent for upload | 0030-ELE-DD-168-BOILER INSTRUM CALIBRATION AND CTRL LOOP CHCK | 3956904
754 | 0030-ELE-DD-168-BOILER INSTRUM | CALIBRATION AND CTRL LOOP CHCK | 30 | 30 | 1A - Adjust | 5050030DA | DEAERATOR | 505-0030-TAN-004-00 | 5050030DHN | DEAERATOR TEMPERATURE ELEMENT | 505-0030TE-0137 | Temperature element | DD | E&I | Instrument and Control Loop Check. Re-calibrate | Calibration |  |  | 168 |  |  |  | JDE | Frequency must be set as per instrument criticality. | BOILER | Data created/will be sent for upload | 0030-ELE-DD-168-BOILER INSTRUM CALIBRATION AND CTRL LOOP CHCK | 3956904
755 | 0030-ELE-DD-168-BOILER INSTRUM | CALIBRATION AND CTRL LOOP CHCK | 30 | 30 | 1A - Adjust | 5050030DA | DEAERATOR | 505-0030-TAN-004-00 | 5050030DHO | DEAERATOR TEMPERATURE TRANSMITTER | 505-0030TT-0137 | Temperature Transmitter | DD | E&I | Instrument and Control Loop Check. Re-calibrate | Calibration | out of adjustment |  | 168 |  |  |  | JDE | Frequency must be set as per instrument criticality. | BOILER | Data created/will be sent for upload | 0030-ELE-DD-168-BOILER INSTRUM CALIBRATION AND CTRL LOOP CHCK | 3956904
756 | 0030-ELE-DD-168-BOILER INSTRUM | CALIBRATION AND CTRL LOOP CHCK | 30 | 30 | 1A - Adjust | 5050030E | BOILER SYSTEM |  | 5050030EE27 | BOILER FORCED DRAFT FAN MOTOR SPEED FEEDBACK TRANSMITTER | 505-0030ST-0060D | Speed transmitter | DD | E&I | Instrument and Control Loop Check. Re-calibrate | Calibration | Out of adjustment |  | 168 |  |  |  | JDE | Frequency must be set as per instrument criticality. | BOILER | Data created/will be sent for upload | 0030-ELE-DD-168-BOILER INSTRUM CALIBRATION AND CTRL LOOP CHCK | 3956904
757 | 0030-ELE-DD-168-BOILER INSTRUM | CALIBRATION AND CTRL LOOP CHCK | 30 | 30 | 1A - Adjust | 5050030E | BOILER SYSTEM |  | 5050030EE28 | ECONOMIZER GAS OUTLET TEMPERATURE TRANSMITTER | 505-0030TT-0006 | Temperature transmitter | DD | E&I | Instrument and Control Loop Check. Re-calibrate | Calibration | Out of adjustment |  | 168 |  |  |  | JDE | Frequency must be set as per instrument criticality. | BOILER | Data created/will be sent for upload | 0030-ELE-DD-168-BOILER INSTRUM CALIBRATION AND CTRL LOOP CHCK | 3956904
758 | 0030-ELE-DD-168-BOILER INSTRUM | CALIBRATION AND CTRL LOOP CHCK | 30 | 30 | 1A - Adjust | 5050030E | BOILER SYSTEM |  | 5050030EE29 | ECONOMIZER GAS INLET TEMPERATURE TRANSMITTER | 505-0030TT-0007 | Temperature transmitter | DD | E&I | Instrument and Control Loop Check. Re-calibrate | Calibration | Out of adjustment |  | 168 |  |  |  | JDE | Frequency must be set as per instrument criticality. | BOILER | Data created/will be sent for upload | 0030-ELE-DD-168-BOILER INSTRUM CALIBRATION AND CTRL LOOP CHCK | 3956904
759 | 0030-ELE-DD-168-BOILER INSTRUM | CALIBRATION AND CTRL LOOP CHCK | 30 | 30 | 1A - Adjust | 5050030E | BOILER SYSTEM |  | 5050030EE30 | COMBUSTION AIR TEMPERATURE TRANSMITTER | 505-0030TT-0061 | Temperature transmitter | DD | E&I | Instrument and Control Loop Check. Re-calibrate | Calibration | Out of adjustment |  | 168 |  |  |  | JDE | Frequency must be set as per instrument criticality. | BOILER | Data created/will be sent for upload | 0030-ELE-DD-168-BOILER INSTRUM CALIBRATION AND CTRL LOOP CHCK | 3956904
760 | 0030-ELE-DD-168-BOILER INSTRUM | CALIBRATION AND CTRL LOOP CHCK | 30 | 30 | 1A - Adjust | 5050030E | BOILER SYSTEM |  | 5050030EE31 | STACK DAMPER POSITIONER TRANSMITTER | 505-0030ZT-0008 | Position transmitter | DD | E&I | Instrument and Control Loop Check. Re-calibrate | Calibration | Out of adjustment |  | 168 |  |  |  | JDE | Frequency must be set as per instrument criticality. | BOILER | Data created/will be sent for upload | 0030-ELE-DD-168-BOILER INSTRUM CALIBRATION AND CTRL LOOP CHCK | 3956904
761 | 0030-ELE-DD-168-BOILER INSTRUM | CALIBRATION AND CTRL LOOP CHCK | 30 | 30 | 1A - Adjust | 5050030E | BOILER SYSTEM |  | 5050030EE32 | FRESH AIR DAMPER ACTUATOR FEEDBACK TRANSMITTER | 505-0030ZT-0060A | Position transmitter | DD | E&I | Instrument and Control Loop Check. Re-calibrate | Calibration | Out of adjustment |  | 168 |  |  |  | JDE | Frequency must be set as per instrument criticality. | BOILER | Data created/will be sent for upload | 0030-ELE-DD-168-BOILER INSTRUM CALIBRATION AND CTRL LOOP CHCK | 3956904
762 | 0030-ELE-DD-168-BOILER INSTRUM | CALIBRATION AND CTRL LOOP CHCK | 30 | 30 | 1A - Adjust | 5050030E | BOILER SYSTEM |  | 5050030EE33 | FGR DAMPER ACTUATOR POSITION FEEDBACK TRANSMITTER | 505-0030ZT-0060B | Position transmitter | DD | E&I | Instrument and Control Loop Check. Re-calibrate | Calibration | Out of adjustment |  | 168 |  |  |  | JDE | Frequency must be set as per instrument criticality. | BOILER | Data created/will be sent for upload | 0030-ELE-DD-168-BOILER INSTRUM CALIBRATION AND CTRL LOOP CHCK | 3956904
763 | 0030-ELE-DD-168-BOILER INSTRUM | CALIBRATION AND CTRL LOOP CHCK | 30 | 30 | 1A - Adjust | 5050030E | BOILER SYSTEM |  | 5050030EE41 | NATURAL GAS FLOW TRANSMITTER ELEMENT | 505-0030FE-0041 | Flow element | DD | E&I | Instrument and Control Loop Check. Re-calibrate | Calibration | Out of adjustment |  | 168 |  |  |  | JDE | Frequency must be set as per instrument criticality. | BOILER | Data created/will be sent for upload | 0030-ELE-DD-168-BOILER INSTRUM CALIBRATION AND CTRL LOOP CHCK | 3956904
764 | 0030-ELE-DD-168-BOILER INSTRUM | CALIBRATION AND CTRL LOOP CHCK | 30 | 30 | 1A - Adjust | 5050030E | BOILER SYSTEM |  | 5050030EE42 | NATURAL GAS FLOW TRANSMITTER | 505-0030FT-0041 | Flow transmitter | DD | E&I | Instrument and Control Loop Check. Re-calibrate | Calibration | Out of adjustment |  | 168 |  |  |  | JDE | Frequency must be set as per instrument criticality. | BOILER | Data created/will be sent for upload | 0030-ELE-DD-168-BOILER INSTRUM CALIBRATION AND CTRL LOOP CHCK | 3956904
765 | 0030-ELE-DD-168-BOILER INSTRUM | CALIBRATION AND CTRL LOOP CHCK | 30 | 30 | 1A - Adjust | 5050030E | BOILER SYSTEM |  | 5050030EEA | FEED WATER FLOW ELEMENT | 505-0030FE-0001 | Flow element | DD | E&I | Instrument and Control Loop Check. Re-calibrate | Calibration | Out of adjustment |  | 168 |  |  |  | JDE | Frequency must be set as per instrument criticality. | BOILER | Data created/will be sent for upload | 0030-ELE-DD-168-BOILER INSTRUM CALIBRATION AND CTRL LOOP CHCK | 3956904
766 | 0030-ELE-DD-168-BOILER INSTRUM | CALIBRATION AND CTRL LOOP CHCK | 30 | 30 | 1A - Adjust | 5050030E | BOILER SYSTEM |  | 5050030EEB | STEAM DRUM FLOW ELEMENT | 505-0030FE-0016 | Flow element | DD | E&I | Instrument and Control Loop Check. Re-calibrate | Calibration | Out of adjustment |  | 168 |  |  |  | JDE | Frequency must be set as per instrument criticality. | BOILER | Data created/will be sent for upload | 0030-ELE-DD-168-BOILER INSTRUM CALIBRATION AND CTRL LOOP CHCK | 3956904
767 | 0030-ELE-DD-168-BOILER INSTRUM | CALIBRATION AND CTRL LOOP CHCK | 30 | 30 | 1A - Adjust | 5050030E | BOILER SYSTEM |  | 5050030EEC | FEED WATER FLOW TRANSMITTER | 505-0030FT-0001 | Flow transmitter | DD | E&I | Instrument and Control Loop Check. Re-calibrate | Calibration | out of adjustment |  | 168 |  |  |  | JDE | Frequency must be set as per instrument criticality. | BOILER | Data created/will be sent for upload | 0030-ELE-DD-168-BOILER INSTRUM CALIBRATION AND CTRL LOOP CHCK | 3956904
768 | 0030-ELE-DD-168-BOILER INSTRUM | CALIBRATION AND CTRL LOOP CHCK | 30 | 30 | 1A - Adjust | 5050030E | BOILER SYSTEM |  | 5050030EED | STEAM DRUM FLOW TRANSMITTER | 505-0030FT-0016 | Flow transmitter | DD | E&I | Instrument and Control Loop Check. Re-calibrate | Calibration | Out of adjustment |  | 168 |  |  |  | JDE | Frequency must be set as per instrument criticality. | BOILER | Data created/will be sent for upload | 0030-ELE-DD-168-BOILER INSTRUM CALIBRATION AND CTRL LOOP CHCK | 3956904
769 | 0030-ELE-DD-168-BOILER INSTRUM | CALIBRATION AND CTRL LOOP CHCK | 30 | 30 | 1A - Adjust | 5050030E | BOILER SYSTEM |  | 5050030EEK | ECONOMIZER WATER OUTLET TEMPERATURE ELEMENT | 505-0030TE-0009 | Temperature element | DD | E&I | Instrument and Control Loop Check. Re-calibrate | Calibration |  |  | 168 |  |  |  | JDE | Frequency must be set as per instrument criticality. | BOILER | Data created/will be sent for upload | 0030-ELE-DD-168-BOILER INSTRUM CALIBRATION AND CTRL LOOP CHCK | 3956904
770 | 0030-ELE-DD-168-BOILER INSTRUM | CALIBRATION AND CTRL LOOP CHCK | 30 | 30 | 1A - Adjust | 5050030E | BOILER SYSTEM |  | 5050030EEL | ECONOMIZER WATER INLET TEMPERATURE TRANSMITTER | 505-0030TT-0003 | Temperature transmitter | DD | E&I | Instrument and Control Loop Check. Re-calibrate | Calibration | Out of adjustment |  | 168 |  |  |  | JDE | Frequency must be set as per instrument criticality. | BOILER | Data created/will be sent for upload | 0030-ELE-DD-168-BOILER INSTRUM CALIBRATION AND CTRL LOOP CHCK | 3956904
771 | 0030-ELE-DD-168-BOILER INSTRUM | CALIBRATION AND CTRL LOOP CHCK | 30 | 30 | 1A - Adjust | 5050030E | BOILER SYSTEM |  | 5050030EEM | ECONOMIZER WATER OUTLET TEMPERATURE TRANSMITTER | 505-0030TT-0009 | Temperature Transmitter | DD | E&I | Instrument and Control Loop Check. Re-calibrate | Calibration | out of adjustment |  | 168 |  |  |  | JDE | Frequency must be set as per instrument criticality. | BOILER | Data created/will be sent for upload | 0030-ELE-DD-168-BOILER INSTRUM CALIBRATION AND CTRL LOOP CHCK | 3956904
772 | 0030-ELE-DD-168-BOILER INSTRUM | CALIBRATION AND CTRL LOOP CHCK | 30 | 30 | 1A - Adjust | 5050030E | BOILER SYSTEM |  | 5050030EEV | COMBUSTION AIR FLOW ELEMENT | 505-0030FE-0060 | Flow element | DD | E&I | Instrument and Control Loop Check. Re-calibrate | Calibration | Out of adjustment |  | 168 |  |  |  | JDE | Frequency must be set as per instrument criticality. | BOILER | Data created/will be sent for upload | 0030-ELE-DD-168-BOILER INSTRUM CALIBRATION AND CTRL LOOP CHCK | 3956904
773 | 0030-ELE-DD-168-BOILER INSTRUM | CALIBRATION AND CTRL LOOP CHCK | 30 | 30 | 1A - Adjust | 5050030E | BOILER SYSTEM |  | 5050030EEY | COMBUSTION AIR FLOW TRANSMITTER | 505-0030FT-0060 | Flow transmitter | DD | E&I | Instrument and Control Loop Check. Re-calibrate | Calibration | Out of adjustment |  | 168 |  |  |  | JDE | Frequency must be set as per instrument criticality. | BOILER | Data created/will be sent for upload | 0030-ELE-DD-168-BOILER INSTRUM CALIBRATION AND CTRL LOOP CHCK | 3956904
774 | 0030-ELE-DD-168-BOILER INSTRUM | CALIBRATION AND CTRL LOOP CHCK | 30 | 30 | 1A - Adjust | 5050030BA | RO FILTER SKID | 505-0030-SKD-010-00 | 5050030BGM | SODIUM BISULFITE TANK LEVEL SWITCH TRANSMITTER | 505-0030LT-0221 | Level transmitter | DD | E&I | Instrument and Control Loop Check. Re-calibrate | Calibration | Out of adjustment |  | 168 |  |  |  | JDE |  | BOILER | Data created/will be sent for upload | 0030-ELE-DD-168-BOILER INSTRUM CALIBRATION AND CTRL LOOP CHCK | 3956904
775 | 0030-ELE-DD-168-BOILER INSTRUM | CALIBRATION AND CTRL LOOP CHCK | 30 | 30 | 1A - Adjust | 5050030AA | WATER SOFTENER SKID | 505-0030-SKD-001-00 | 5050030AEA | WATER SOFTENER 1 OUTLET FLOW ELEMENT | 505-0030FE-0259 | Flow element | DD | E&I | Instrument and Control Loop Check. Re-calibrate | Calibration | Out of adjustment |  | 168 |  |  |  | JDE |  | BOILER | Data created/will be sent for upload | 0030-ELE-DD-168-BOILER INSTRUM CALIBRATION AND CTRL LOOP CHCK | 3956904
776 | 0030-ELE-DD-168-BOILER INSTRUM | CALIBRATION AND CTRL LOOP CHCK | 30 | 30 | 1A - Adjust | 5050030AA | WATER SOFTENER SKID | 505-0030-SKD-001-00 | 5050030AEC | WATER SOFTENER 1 OUTLET FLOW TRANSMITTER | 505-0030FT-0259 | Flow Transmitter | DD | E&I | Instrument and Control Loop Check. Re-calibrate | Calibration | Out of adjustment |  | 168 |  |  |  | JDE |  | BOILER | Data created/will be sent for upload | 0030-ELE-DD-168-BOILER INSTRUM CALIBRATION AND CTRL LOOP CHCK | 3956904
777 | 0030-ELE-DD-168-BOILER INSTRUM | CALIBRATION AND CTRL LOOP CHCK | 30 | 30 | 1A - Adjust | 5050030AA | WATER SOFTENER SKID | 505-0030-SKD-001-00 | 5050030AEB | WATER SOFTENER 2 OUTLET FLOW ELEMENT | 505-0030FE-0279 | Flow element | DD | E&I | Instrument and Control Loop Check. Re-calibrate | Calibration | Out of adjustment |  | 168 |  |  |  | JDE |  | BOILER | Data created/will be sent for upload | 0030-ELE-DD-168-BOILER INSTRUM CALIBRATION AND CTRL LOOP CHCK | 3956904
778 | 0030-ELE-DD-168-BOILER INSTRUM | CALIBRATION AND CTRL LOOP CHCK | 30 | 30 | 1A - Adjust | 5050030AA | WATER SOFTENER SKID | 505-0030-SKD-001-00 | 5050030AED | WATER SOFTENER 2 OUTLET FLOW TRANSMITTER | 505-0030FT-0279 | Flow Transmitter | DD | E&I | Instrument and Control Loop Check. Re-calibrate | Calibration | Out of adjustment |  | 168 |  |  |  | JDE |  | BOILER | Data created/will be sent for upload | 0030-ELE-DD-168-BOILER INSTRUM CALIBRATION AND CTRL LOOP CHCK | 3956904
779 | 0030-ELE-DD-168-BOILER INSTRUM | CALIBRATION AND CTRL LOOP CHCK | 30 | 30 | 1A - Adjust | 5050030BA | RO FILTER SKID | 505-0030-SKD-010-00 | 5050030BGC | RO FILTER SKID BOOSTER PUMP INLET CONDUCTIVITY ELEMENT | 505-0030CE-0204 | Conductivity Element | DD | E&I | Instrument and Control Loop Check. Re-calibrate | Calibration | Dysfunction |  | 168 |  |  |  | JDE |  | BOILER | Data created/will be sent for upload | 0030-ELE-DD-168-BOILER INSTRUM CALIBRATION AND CTRL LOOP CHCK | 3956904
780 | 0030-ELE-DD-168-BOILER INSTRUM | CALIBRATION AND CTRL LOOP CHCK | 30 | 30 | 1A - Adjust | 5050030BA | RO FILTER SKID | 505-0030-SKD-010-00 | 5050030BGD | RO FILTER PERMEATE CONDUCTIVITY ELEMENT | 505-0030CE-0212 | Conductivity Element | DD | E&I | Instrument and Control Loop Check. Re-calibrate | Calibration | Dysfunction |  | 168 |  |  |  | JDE |  | BOILER | Data created/will be sent for upload | 0030-ELE-DD-168-BOILER INSTRUM CALIBRATION AND CTRL LOOP CHCK | 3956904
781 | 0030-ELE-DD-168-BOILER INSTRUM | CALIBRATION AND CTRL LOOP CHCK | 30 | 30 | 1A - Adjust | 5050030BA | RO FILTER SKID | 505-0030-SKD-010-00 | 5050030BGE | RO FILTER REJECT CONDUCTIVITY ELEMENT | 505-0030CE-0216 | Conductivity Element | DD | E&I | Instrument and Control Loop Check. Re-calibrate | Calibration | Dysfunction |  | 168 |  |  |  | JDE |  | BOILER | Data created/will be sent for upload | 0030-ELE-DD-168-BOILER INSTRUM CALIBRATION AND CTRL LOOP CHCK | 3956904
782 | 0030-ELE-DD-168-BOILER INSTRUM | CALIBRATION AND CTRL LOOP CHCK | 30 | 30 | 1A - Adjust | 5050030BA | RO FILTER SKID | 505-0030-SKD-010-00 | 5050030BGF | RO FILTER SKID BOOSTER PUMP INLET CONDUCTIVITY TRANSMITTER | 505-0030CIT-0204 | Conductivity Transmitter | DD | E&I | Instrument and Control Loop Check. Re-calibrate | Calibration | Dysfunction |  | 168 |  |  |  | JDE |  | BOILER | Data created/will be sent for upload | 0030-ELE-DD-168-BOILER INSTRUM CALIBRATION AND CTRL LOOP CHCK | 3956904
783 | 0030-ELE-DD-168-BOILER INSTRUM | CALIBRATION AND CTRL LOOP CHCK | 30 | 30 | 1A - Adjust | 5050030BA | RO FILTER SKID | 505-0030-SKD-010-00 | 5050030BGG | RO FILTER PERMEATE CONDUCTIVITY TRANSMITTER | 505-0030CIT-0212 | Conductivity Transmitter | DD | E&I | Instrument and Control Loop Check. Re-calibrate | Calibration | Dysfunction |  | 168 |  |  |  | JDE |  | BOILER | Data created/will be sent for upload | 0030-ELE-DD-168-BOILER INSTRUM CALIBRATION AND CTRL LOOP CHCK | 3956904
784 | 0030-ELE-DD-168-BOILER INSTRUM | CALIBRATION AND CTRL LOOP CHCK | 30 | 30 | 1A - Adjust | 5050030BA | RO FILTER SKID | 505-0030-SKD-010-00 | 5050030BGH | RO FILTER REJECT CONDUCTIVITY TRANSMITTER | 505-0030CIT-0216 | Conductivity Transmitter | DD | E&I | Instrument and Control Loop Check. Re-calibrate | Calibration | Dysfunction |  | 168 |  |  |  | JDE |  | BOILER | Data created/will be sent for upload | 0030-ELE-DD-168-BOILER INSTRUM CALIBRATION AND CTRL LOOP CHCK | 3956904
785 | 0030-ELE-DD-168-BOILER INSTRUM | CALIBRATION AND CTRL LOOP CHCK | 30 | 30 | 1A - Adjust | 5050030BA | RO FILTER SKID | 505-0030-SKD-010-00 | 5050030BGI | RO FILTER CONCENTRATE FLOW ELEMENT | 505-0030FE-0210 | Flow Element | DD | E&I | Instrument and Control Loop Check. Re-calibrate | Calibration | Out of adjustment |  | 168 |  |  |  | JDE |  | BOILER | Data created/will be sent for upload | 0030-ELE-DD-168-BOILER INSTRUM CALIBRATION AND CTRL LOOP CHCK | 3956904
786 | 0030-ELE-DD-168-BOILER INSTRUM | CALIBRATION AND CTRL LOOP CHCK | 30 | 30 | 1A - Adjust | 5050030BA | RO FILTER SKID | 505-0030-SKD-010-00 | 5050030BGJ | RO FILTER PERMEATE FLOW ELEMENT | 505-0030FE-0213 | Flow Element | DD | E&I | Instrument and Control Loop Check. Re-calibrate | Calibration | Out of adjustment |  | 168 |  |  |  | JDE |  | BOILER | Data created/will be sent for upload | 0030-ELE-DD-168-BOILER INSTRUM CALIBRATION AND CTRL LOOP CHCK | 3956904
787 | 0030-ELE-DD-168-BOILER INSTRUM | CALIBRATION AND CTRL LOOP CHCK | 30 | 30 | 1A - Adjust | 5050030BA | RO FILTER SKID | 505-0030-SKD-010-00 | 5050030BGK | RO FILTER CONCENTRATE FLOW TRANSMITTER | 505-0030FT-0210 | Flow Transmitter | DD | E&I | Instrument and Control Loop Check. Re-calibrate | Calibration | Out of adjustment |  | 168 |  |  |  | JDE |  | BOILER | Data created/will be sent for upload | 0030-ELE-DD-168-BOILER INSTRUM CALIBRATION AND CTRL LOOP CHCK | 3956904
788 | 0030-ELE-DD-168-BOILER INSTRUM | CALIBRATION AND CTRL LOOP CHCK | 30 | 30 | 1A - Adjust | 5050030BA | RO FILTER SKID | 505-0030-SKD-010-00 | 5050030BGL | RO FILTER PERMEATE FLOW TRANSMITTER | 505-0030FT-0213 | Flow Transmitter | DD | E&I | Instrument and Control Loop Check. Re-calibrate | Calibration | Out of adjustment |  | 168 |  |  |  | JDE |  | BOILER | Data created/will be sent for upload | 0030-ELE-DD-168-BOILER INSTRUM CALIBRATION AND CTRL LOOP CHCK | 3956904
789 | 0030-ELE-DD-168-BOILER INSTRUM | CALIBRATION AND CTRL LOOP CHCK | 30 | 30 | 1A - Adjust | 5050030BA | RO FILTER SKID | 505-0030-SKD-010-00 | 5050030BGN | ANTI SCALANT TANK LEVEL SWITCH TRANSMITTER | 505-0030LT-0231 | Level transmitter | DD | E&I | Instrument and Control Loop Check. Re-calibrate | Calibration | Out of adjustment |  | 168 |  |  |  | JDE |  | BOILER | Data created/will be sent for upload | 0030-ELE-DD-168-BOILER INSTRUM CALIBRATION AND CTRL LOOP CHCK | 3956904
790 | 0030-ELE-DD-168-BOILER INSTRUM | CALIBRATION AND CTRL LOOP CHCK | 30 | 30 | 1A - Adjust | 5050030BA | RO FILTER SKID | 505-0030-SKD-010-00 | 5050030BGO | RO FILTER SKID BOOSTER PUMP INLET TEMPERATURE TRANSMITTER | 505-0030TIT-0204 | Temperature Transmitter | DD | E&I | Instrument and Control Loop Check. Re-calibrate | Calibration | out of adjustment |  | 168 |  |  |  | JDE |  | BOILER | Data created/will be sent for upload | 0030-ELE-DD-168-BOILER INSTRUM CALIBRATION AND CTRL LOOP CHCK | 3956904
791 | 0030-ELE-DD-168-BOILER INSTRUM | CALIBRATION AND CTRL LOOP CHCK | 30 | 30 | 1A - Adjust | 5050030BA | RO FILTER SKID | 505-0030-SKD-010-00 | 5050030BGA | RO FILTER SKID BOOSTER PUMP INLET PH ELEMENT | 505-0030AE-0203 | Analyzer Element | DD | E&I | Instrument and Control Loop Check. Re-calibrate | Calibration | Dysfunction |  | 168 |  |  |  | JDE |  | BOILER | Data created/will be sent for upload | 0030-ELE-DD-168-BOILER INSTRUM CALIBRATION AND CTRL LOOP CHCK | 3956904
792 | 0030-ELE-DD-168-BOILER INSTRUM | CALIBRATION AND CTRL LOOP CHCK | 30 | 30 | 1A - Adjust | 5050030BA | RO FILTER SKID | 505-0030-SKD-010-00 | 5050030BGB | RO FILTER SKID BOOSTER PUMP INLET PH TRANSMITTER | 505-0030AIT-0203 | Analyzer transmitter | DD | E&I | Instrument and Control Loop Check. Re-calibrate | Calibration | Dysfunction |  | 168 |  | Verify the reading on the PH and calibrate it as needed with the help of the buffer solution -7-10. |  | JDE |  | BOILER | Data created/will be sent for upload | 0030-ELE-DD-168-BOILER INSTRUM CALIBRATION AND CTRL LOOP CHCK | 3956904
793 | 0030-MEC-DD-168-BOILER | EXTERNAL SEMIANNUAL INSPECTION | 22 | 30 | 2 - Subj Inspection | 5050030EA | BOILER | 505-0030-BOL-001-00 | 5050030EAF | PLATFORMS AND LADDERS |  | Doors | DD | MEC | Inspect general condition | Wear | Cracked |  | 168 |  |  |  | JDE |  | BOILER | Data created/will be sent for upload | 0030-MEC-DD-168-BOILER EXTERNAL SEMIANNUAL INSPECTION | 3956904
833 | 0030-ELE-DD-378-BOILER INSTRUM | AND CONTROL LOOP CHECK | 30 | 22 | 2 - Subj Inspection | 5050030E | BOILER SYSTEM |  | 5050030CFA | CONTINUOUS BLOW DOWN AUTOMATIC VALVE OTHER | 505-0030AV-0017 | Valve | DD | E&I | Inspect general condition | Wear | Damaged | Leak | 378 |  |  |  | JDE |  | BOILER | Data created/will be sent for upload | 0030-ELE-DD-378-BOILER INSTRUM AND CONTROL LOOP CHECK | 3956904
834 | 0030-ELE-DD-378-BOILER INSTRUM | AND CONTROL LOOP CHECK | 30 | 22 | 1A - Adjust | 5050030E | BOILER SYSTEM |  | 5050030CFA | CONTINUOUS BLOW DOWN AUTOMATIC VALVE OTHER | 505-0030AV-0017 | Valve | DD | E&I | Test the valve | Calibration |  |  | 378 |  |  |  | JDE |  | BOILER | Data created/will be sent for upload | 0030-ELE-DD-378-BOILER INSTRUM AND CONTROL LOOP CHECK | 3956904
835 | 0030-ELE-DD-378-BOILER INSTRUM | AND CONTROL LOOP CHECK | 30 | 22 | 1C - Clean | 5050030E | BOILER SYSTEM |  | 5050030EEF | FEED WATER FLOW CONTROL VALVE | 505-0030LV-0013 | Valve | DD | E&I | Clean | Dirty |  |  | 378 |  |  |  | JDE |  | BOILER | Data created/will be sent for upload | 0030-ELE-DD-378-BOILER INSTRUM AND CONTROL LOOP CHECK | 3956904
836 | 0030-ELE-DD-378-BOILER INSTRUM | AND CONTROL LOOP CHECK | 30 | 22 | 2 - Subj Inspection | 5050030E | BOILER SYSTEM |  | 5050030EEF | FEED WATER FLOW CONTROL VALVE | 505-0030LV-0013 | Valve | DD | E&I | Inspect general condition | Wear | Damaged | Leak | 378 |  |  |  | JDE |  | BOILER | Data created/will be sent for upload | 0030-ELE-DD-378-BOILER INSTRUM AND CONTROL LOOP CHECK | 3956904
837 | 0030-ELE-DD-378-BOILER INSTRUM | AND CONTROL LOOP CHECK | 30 | 22 | 1A - Adjust | 5050030E | BOILER SYSTEM |  | 5050030EEF | FEED WATER FLOW CONTROL VALVE | 505-0030LV-0013 | Valve | DD | E&I | Test the valve | Calibration |  |  | 378 |  |  |  | JDE |  | BOILER | Data created/will be sent for upload | 0030-ELE-DD-378-BOILER INSTRUM AND CONTROL LOOP CHECK | 3956904
838 | 0030-ELE-DD-378-BOILER INSTRUM | AND CONTROL LOOP CHECK | 30 | 22 | 1C - Clean | 5050030E | BOILER SYSTEM |  | 5050030EEI | HIGH PRESSURE STEAM HEADER VENT VALVE | 505-0030PV-0019 | Valve | DD | E&I | Clean | Dirty |  |  | 378 |  |  |  | JDE |  | BOILER | Data created/will be sent for upload | 0030-ELE-DD-378-BOILER INSTRUM AND CONTROL LOOP CHECK | 3956904
839 | 0030-ELE-DD-378-BOILER INSTRUM | AND CONTROL LOOP CHECK | 30 | 22 | 2 - Subj Inspection | 5050030E | BOILER SYSTEM |  | 5050030EEI | HIGH PRESSURE STEAM HEADER VENT VALVE | 505-0030PV-0019 | Valve | DD | E&I | Inspect general condition | Leak | Wear |  | 378 |  |  |  | JDE |  | BOILER | Data created/will be sent for upload | 0030-ELE-DD-378-BOILER INSTRUM AND CONTROL LOOP CHECK | 3956904
840 | 0030-ELE-DD-378-BOILER INSTRUM | AND CONTROL LOOP CHECK | 30 | 22 | 1A - Adjust | 5050030E | BOILER SYSTEM |  | 5050030EEI | HIGH PRESSURE STEAM HEADER VENT VALVE | 505-0030PV-0019 | Valve | DD | E&I | Test the valve | Calibration |  |  | 378 |  |  |  | JDE |  | BOILER | Data created/will be sent for upload | 0030-ELE-DD-378-BOILER INSTRUM AND CONTROL LOOP CHECK | 3956904
841 | 0030-ELE-DD-378-BOILER INSTRUM | AND CONTROL LOOP CHECK | 30 | 22 | 1A - Adjust | 5050030E | BOILER SYSTEM |  | 5050030EEI | HIGH PRESSURE STEAM HEADER VENT VALVE | 505-0030PV-0019 | Valve | DD | E&I | Pressure test | Hight pressure | Low pressure |  | 378 |  | Pressure test via actual lift or alternate test device as per FM Data sheet 12-43. Rebuild or replace immediately if problems found during annual pressure test. |  | JDE |  | BOILER | Data created/will be sent for upload | 0030-ELE-DD-378-BOILER INSTRUM AND CONTROL LOOP CHECK | 3956904
842 | 0030-ELE-DD-378-BURNER INSTRUM | AND CONTROL LOOP CHECK | 30 | 22 | 1C - Clean | 5050030EB | BOILER MAIN BURNER | 505-0030-BRN-001-00 | 5050030EE38 | IGNITER AUTOMATIC VENT VALVE OTHER | 505-0030BSV-0052 | Solenoid Valves | DD | E&I | Clean | Dirty |  |  | 378 |  |  |  | JDE |  | BOILER | Data created/will be sent for upload | 0030-ELE-DD-378-BURNER INSTRUM AND CONTROL LOOP CHECK | 3956904
829 | 0030-ELE-DD-378-ANTISCALANT | TANK VALVE TEST AND INSPECT | 27 | 27 | 1C - Clean | 5050030BB | ANTI SCALANT TANK | 505-0030-TAN-012-00 |  |  |  | Back pressure valve | DD | COE | Clean | Dirty |  |  | 378 |  |  |  | JDE |  | BOILER | Data created/will be sent for upload | 0030-ELE-DD-378-ANTISCALANT TANK VALVE TEST AND INSPECT | 3956904
586 | 0030-UFO-IRD-7-BOILER PUMPS | WEEKLY INSPECT BOILER PUMP | 27 | 26 | 3 - Obj Inspection | 5050030CB | MAKEUP WATER PUMP 1 | 505-0030-PUM-001-00 |  |  |  | Pump | IRD | UFO | Verify surface Temperature |  |  |  | 7 |  | Check temperature in the volute casing, bearing housing and shaft seal (measured on the casing cover or the stuffing box housing) |  | JDE |  | BOILER | Data created/will be sent for upload | 0030-UFO-IRD-7-BOILER PUMPS WEEKLY INSPECT BOILER PUMP | 3956892
889 | 0030-EXT-DD-378-BOILER | INTERNAL INSPECTION / SERVICE | 22 | 29 | 2 - Subj Inspection | 5050030EA | BOILER | 505-0030-BOL-001-00 |  |  |  | Tank | DD | CON | Internal waterside inspection | Wear | Leak | Corrosion | 378 |  | Perform scheduled shutdown and internal waterside inspection where unit construction permits access. |  | JDE |  | BOILER | Data created/will be sent for upload | 0030-EXT-DD-378-BOILER INTERNAL INSPECTION / SERVICE | 3956904
890 | 0030-EXT-DD-378-BOILER | INTERNAL INSPECTION / SERVICE | 22 | 29 | 2 - Subj Inspection | 5050030EA | BOILER | 505-0030-BOL-001-00 |  |  |  | Tank | DD | CON | Internal fireside inspection | Wear | Leak | Corrosion | 378 |  | Perform internal fireside inspectio Annually all boilers where unit construction permits access |  | JDE |  | BOILER | Data created/will be sent for upload | 0030-EXT-DD-378-BOILER INTERNAL INSPECTION / SERVICE | 3956904
891 | 0030-EXT-DD-378-BOILER | INTERNAL INSPECTION / SERVICE | 22 | 29 | 2 - Subj Inspection | 5050030EA | BOILER | 505-0030-BOL-001-00 | 5050030EAE | STEAM TUBES |  | Gaskets | DD | CON | Inspect general condition and create an order to replace if needed. | Leak | Wear |  | 378 |  |  |  | JDE |  | BOILER | Data created/will be sent for upload | 0030-EXT-DD-378-BOILER INTERNAL INSPECTION / SERVICE | 3956904
892 | 0030-EXT-DD-378-BOILER | INTERNAL INSPECTION / SERVICE | 22 | 29 | 2 - Subj Inspection | 5050030EA | BOILER | 505-0030-BOL-001-00 | 5050030EAE | STEAM TUBES |  | Refractory liners | DD | CON | Inspect general condition and create an order to replace if needed. | Leak | Wear |  | 378 |  |  |  | JDE |  | BOILER | Data created/will be sent for upload | 0030-EXT-DD-378-BOILER INTERNAL INSPECTION / SERVICE | 3956904
893 | 0030-EXT-DD-378-BOILER | INTERNAL INSPECTION / SERVICE | 22 | 29 | 2 - Subj Inspection | 5050030EA | BOILER | 505-0030-BOL-001-00 | 5050030EAG | AIR AND GAS DUCTS |  | Cylindrical air slides | DD | CON | Inspect general condition | Blocked | Wear |  | 378 |  | Check that the movement of the air slide is operating smoothly. |  | JDE |  | BOILER | Data created/will be sent for upload | 0030-EXT-DD-378-BOILER INTERNAL INSPECTION / SERVICE | 3956904
894 | 0030-EXT-DD-378-BOILER | INTERNAL INSPECTION / SERVICE | 22 | 29 | 2 - Subj Inspection | 5050030EA | BOILER | 505-0030-BOL-001-00 | 5050030EAG | AIR AND GAS DUCTS |  | Windbox | DD | CON | Inspect general condition | Wear |  |  | 378 |  |  |  | JDE |  | BOILER | Data created/will be sent for upload | 0030-EXT-DD-378-BOILER INTERNAL INSPECTION / SERVICE | 3956904
895 | 0030-EXT-DD-378-BOILER | INTERNAL INSPECTION / SERVICE | 22 | 29 | 2 - Subj Inspection | 5050030EA | BOILER | 505-0030-BOL-001-00 | 5050030EAI | SUPERHEATER |  | Gauge Glass | DD | CON | Inspect to make sure Gauge Glasses are in operating condition. | Wear | Dysfunction |  | 378 |  |  |  | JDE |  | BOILER | Data created/will be sent for upload | 0030-EXT-DD-378-BOILER INTERNAL INSPECTION / SERVICE | 3956904
896 | 0030-EXT-DD-378-BOILER | INTERNAL INSPECTION / SERVICE | 22 | 29 | 2 - Subj Inspection | 5050030EA | BOILER | 505-0030-BOL-001-00 | 5050030EAI | SUPERHEATER |  | Water Column | DD | CON | Inspect to make sure drain lines are open | Plugged |  |  | 378 |  |  |  | JDE |  | BOILER | Data created/will be sent for upload | 0030-EXT-DD-378-BOILER INTERNAL INSPECTION / SERVICE | 3956904
897 | 0030-EXT-DD-378-BOILER | INTERNAL INSPECTION / SERVICE | 22 | 29 | 2 - Subj Inspection | 5050030EA | BOILER | 505-0030-BOL-001-00 | 5050030EAG | AIR AND GAS DUCTS |  | Ducts | DD | MEC | inspection for ash deposits and clean if needed | Dirty | Breakage | Wear | 378 |  |  |  | JDE |  | BOILER | Data created/will be sent for upload | 0030-EXT-DD-378-BOILER INTERNAL INSPECTION / SERVICE | 3956904
898 | 0030-EXT-DD-378-BOILER FAN | INSPECTION AND CLEAN | 26 | 20 | 1C - Clean | 5050030EC | BOILER FORCED DRAFT FAN | 505-0030-FAN-001-00 |  |  |  | Fans | DD | MEC | Inspect the impeller and clean if required | Dirty |  |  | 378 |  | If air handled by the fan contains corrosive, erosive or sticky materials, fan should be shut down regularly for inspection, cleaning and reconditioning of interior parts |  | JDE |  | BOILER | Data created/will be sent for upload | 0030-EXT-DD-378-BOILER FAN INSPECTION AND CLEAN | 3956904
794 | 0030-MEC-DD-168-BOILER | EXTERNAL SEMIANNUAL INSPECTION | 22 | 30 | 2 - Subj Inspection | 5050030EA | BOILER | 505-0030-BOL-001-00 | 5050030EAD | CASING ACCESS DOORS OBSERVATION PORTS |  | Casing | DD | MEC | Inspect casing for tightness. | Loose |  |  | 168 |  | Evidence of "hot-spots" indicates the need for repair of furnace refractory |  | JDE |  | BOILER | Data created/will be sent for upload | 0030-MEC-DD-168-BOILER EXTERNAL SEMIANNUAL INSPECTION | 3956904
795 | 0030-MEC-DD-168-BOILER BURNER | SEMI ANNUAL SERVICE | 29 | 19 | 1C - Clean | 5050030EB | BOILER MAIN BURNER | 505-0030-BRN-001-00 | 5050030EBB | REGISTER ASSEMBLY |  | Combustion air register | DD | MEC | Clean | Dirty |  |  | 168 |  |  |  | JDE |  | BOILER | Data created/will be sent for upload | 0030-MEC-DD-168-BOILER BURNER SEMI ANNUAL SERVICE | 3956904
699 | 0030-MEC-IRD-84-BOILER PUMPS | COUPLING STROBOSCOPE INSPECT | 28 | 28 | 2 - Subj Inspection | 5050030CC | MAKEUP WATER PUMP 2 | 505-0030-PUM-002-00 |  |  |  | Coupling | IRD | MEC | Verify the state of the coupling with a stroboscope (the metal-polymer junction). | Wear | Looseness | Clearance/alignment failure | 84 |  |  |  | JDE |  | BOILER | Data created/will be sent for upload | 0030-MEC-IRD-84-BOILER PUMPS COUPLING STROBOSCOPE INSPECT | 3956902
700 | 0030-MEC-IRD-84-BOILER PUMPS | COUPLING STROBOSCOPE INSPECT | 28 | 28 | 2 - Subj Inspection | 5050030DB | BOILER FEED PUMP 1 | 505-0030-PUM-003-00 |  |  |  | Coupling | IRD | MEC | Verify the state of the coupling with a stroboscope (the metal-polymer junction). | Wear | Looseness | Clearance/alignment failure | 84 |  |  |  | JDE |  | BOILER | Data created/will be sent for upload | 0030-MEC-IRD-84-BOILER PUMPS COUPLING STROBOSCOPE INSPECT | 3956902
701 | 0030-MEC-IRD-84-BOILER PUMPS | COUPLING STROBOSCOPE INSPECT | 28 | 28 | 2 - Subj Inspection | 5050030DC | BOILER FEED PUMP 2 | 505-0030-PUM-004-00 |  |  |  | Coupling | IRD | MEC | Verify the state of the coupling with a stroboscope (the metal-polymer junction). | Wear | Looseness | Clearance/alignment failure | 84 |  |  |  | JDE |  | BOILER | Data created/will be sent for upload | 0030-MEC-IRD-84-BOILER PUMPS COUPLING STROBOSCOPE INSPECT | 3956902
702 | 0030-MEC-IRD-84-BOILER PUMPS | COUPLING STROBOSCOPE INSPECT | 28 | 28 | 2 - Subj Inspection | 5050030DF | CONDENSATE RETURN PUMP 1 | 505-0030-PUM-005-00 |  |  |  | Coupling | IRD | MEC | Verify the state of the coupling with a stroboscope (the metal-polymer junction). | Wear | Looseness | Clearance/alignment failure | 84 |  |  |  | JDE |  | BOILER | Data created/will be sent for upload | 0030-MEC-IRD-84-BOILER PUMPS COUPLING STROBOSCOPE INSPECT | 3956902
703 | 0030-MEC-IRD-84-BOILER PUMPS | COUPLING STROBOSCOPE INSPECT | 28 | 28 | 2 - Subj Inspection | 5050030DG | CONDENSATE RETURN PUMP 2 | 505-0030-PUM-006-00 |  |  |  | Coupling | IRD | MEC | Verify the state of the coupling with a stroboscope (the metal-polymer junction). | Wear | Looseness | Clearance/alignment failure | 84 |  |  |  | JDE |  | BOILER | Data created/will be sent for upload | 0030-MEC-IRD-84-BOILER PUMPS COUPLING STROBOSCOPE INSPECT | 3956902
704 | 0030-MEC-IRD-84-BOILER PUMPS | COUPLING STROBOSCOPE INSPECT | 28 | 28 | 2 - Subj Inspection | 5050030BAE | REVERSE OSMOSIS FILTER SKID CIP PUMP | 505-0030-PUM-011-00 |  |  |  | Coupling | IRD | MEC | Verify the state of the coupling with a stroboscope (the metal-polymer junction). | Wear | Looseness | Clearance/alignment failure | 84 |  |  |  | JDE |  | BOILER | Data created/will be sent for upload | 0030-MEC-IRD-84-BOILER PUMPS COUPLING STROBOSCOPE INSPECT | 3956902
705 | 0030-MEC-IRD-84-BOILER PUMPS | COUPLING STROBOSCOPE INSPECT | 28 | 28 | 2 - Subj Inspection | 5050030BAD | RO FILTER SKID BOOSTER PUMP | 505-0030-PUM-010-00 |  |  |  | Coupling | IRD | MEC | Verify the state of the coupling with a stroboscope (the metal-polymer junction). | Wear | Looseness | Clearance/alignment failure | 84 |  |  |  | JDE |  | BOILER | Data created/will be sent for upload | 0030-MEC-IRD-84-BOILER PUMPS COUPLING STROBOSCOPE INSPECT | 3956902
706 | 0030-ELE-DD-168-AIR SWITCH | TEST AND INSPECTION | 26 | 19 | 1A - Adjust | 5050030E | BOILER SYSTEM |  | 5050030EEW | LOW COMBUSTION AIR FLOW SWITCH | 505-0030FSL-0065 | Air Flow Switch | DD | E&I | Test movement | Blocked |  |  | 168 |  |  |  | JDE |  | BOILER | Data created/will be sent for upload | 0030-ELE-DD-168-AIR SWITCH TEST AND INSPECTION | 3956902
843 | 0030-ELE-DD-378-BURNER INSTRUM | AND CONTROL LOOP CHECK | 30 | 22 | 2 - Subj Inspection | 5050030EB | BOILER MAIN BURNER | 505-0030-BRN-001-00 | 5050030EE38 | IGNITER AUTOMATIC VENT VALVE OTHER | 505-0030BSV-0052 | Solenoid Valves | DD | E&I | Inspect general condition | Wear | Damaged | Leak | 378 |  |  |  | JDE |  | BOILER | Data created/will be sent for upload | 0030-ELE-DD-378-BURNER INSTRUM AND CONTROL LOOP CHECK | 3956904
844 | 0030-ELE-DD-378-BURNER INSTRUM | AND CONTROL LOOP CHECK | 30 | 22 | 1A - Adjust | 5050030EB | BOILER MAIN BURNER | 505-0030-BRN-001-00 | 5050030EE38 | IGNITER AUTOMATIC VENT VALVE OTHER | 505-0030BSV-0052 | Solenoid Valves | DD | E&I | Test the valve | Calibration |  |  | 378 |  |  |  | JDE |  | BOILER | Data created/will be sent for upload | 0030-ELE-DD-378-BURNER INSTRUM AND CONTROL LOOP CHECK | 3956904
845 | 0030-ELE-DD-378-BURNER INSTRUM | AND CONTROL LOOP CHECK | 30 | 22 | 1A - Adjust | 5050030EB | BOILER MAIN BURNER | 505-0030-BRN-001-00 | 5050030EE38 | IGNITER AUTOMATIC VENT VALVE OTHER | 505-0030BSV-0052 | Solenoid Valves | DD | E&I | Pressure test | Hight pressure | Low pressure |  | 378 |  | Pressure test via actual lift or alternate test device as per FM Data sheet 12-43. Rebuild or replace immediately if problems found during annual pressure test. |  | JDE |  | BOILER | Data created/will be sent for upload | 0030-ELE-DD-378-BURNER INSTRUM AND CONTROL LOOP CHECK | 3956904
846 | 0030-ELE-DD-378-BURNER INSTRUM | AND CONTROL LOOP CHECK | 30 | 22 | 1C - Clean | 5050030EB | BOILER MAIN BURNER | 505-0030-BRN-001-00 | 5050030EE39 | IGNITER DOWN STREAM SAFETY SHUTOFF VALVE OTHER | 505-0030BSV-0053 | Solenoid Valves | DD | E&I | Clean | Dirty |  |  | 378 |  |  |  | JDE |  | BOILER | Data created/will be sent for upload | 0030-ELE-DD-378-BURNER INSTRUM AND CONTROL LOOP CHECK | 3956904
847 | 0030-ELE-DD-378-BURNER INSTRUM | AND CONTROL LOOP CHECK | 30 | 22 | 2 - Subj Inspection | 5050030EB | BOILER MAIN BURNER | 505-0030-BRN-001-00 | 5050030EE39 | IGNITER DOWN STREAM SAFETY SHUTOFF VALVE OTHER | 505-0030BSV-0053 | Solenoid Valves | DD | E&I | Inspect general condition | Wear | Damaged | Leak | 378 |  |  |  | JDE |  | BOILER | Data created/will be sent for upload | 0030-ELE-DD-378-BURNER INSTRUM AND CONTROL LOOP CHECK | 3956904
848 | 0030-ELE-DD-378-BURNER INSTRUM | AND CONTROL LOOP CHECK | 30 | 22 | 1A - Adjust | 5050030EB | BOILER MAIN BURNER | 505-0030-BRN-001-00 | 5050030EE39 | IGNITER DOWN STREAM SAFETY SHUTOFF VALVE OTHER | 505-0030BSV-0053 | Solenoid Valves | DD | E&I | Test the valve | Calibration |  |  | 378 |  |  |  | JDE |  | BOILER | Data created/will be sent for upload | 0030-ELE-DD-378-BURNER INSTRUM AND CONTROL LOOP CHECK | 3956904
849 | 0030-ELE-DD-378-BURNER INSTRUM | AND CONTROL LOOP CHECK | 30 | 22 | 1A - Adjust | 5050030EB | BOILER MAIN BURNER | 505-0030-BRN-001-00 | 5050030EE39 | IGNITER DOWN STREAM SAFETY SHUTOFF VALVE OTHER | 505-0030BSV-0053 | Solenoid Valves | DD | E&I | Pressure test | Hight pressure | Low pressure |  | 378 |  | Pressure test via actual lift or alternate test device as per FM Data sheet 12-43. Rebuild or replace immediately if problems found during annual pressure test. |  | JDE |  | BOILER | Data created/will be sent for upload | 0030-ELE-DD-378-BURNER INSTRUM AND CONTROL LOOP CHECK | 3956904
850 | 0030-ELE-DD-378-BURNER INSTRUM | AND CONTROL LOOP CHECK | 30 | 22 | 1A - Adjust | 5050030EB | BOILER MAIN BURNER | 505-0030-BRN-001-00 | 5050030EEW | LOW COMBUSTION AIR FLOW SWITCH | 505-0030FSL-0065 | Air Flow Switch | DD | E&I | Test the sitting by actuating the valve or positionner |  |  |  | 378 |  |  |  | JDE |  | BOILER | Data created/will be sent for upload | 0030-ELE-DD-378-BURNER INSTRUM AND CONTROL LOOP CHECK | 3956904
851 | 0030-ELE-DD-378-BURNER INSTRUM | AND CONTROL LOOP CHECK | 30 | 22 | 1A - Adjust | 5050030EB | BOILER MAIN BURNER | 505-0030-BRN-001-00 | 5050030EEX | LOW PURGE AIR FLOW SWITCH | 505-0030FSL-0066 | Air Flow Switch | DD | E&I | Test the sitting by actuating the valve or positionner |  |  |  | 378 |  |  |  | JDE |  | BOILER | Data created/will be sent for upload | 0030-ELE-DD-378-BURNER INSTRUM AND CONTROL LOOP CHECK | 3956904
852 | 0030-ELE-DD-378-BURNER INSTRUM | AND CONTROL LOOP CHECK | 30 | 22 | 2 - Subj Inspection | 5050030EB | BOILER MAIN BURNER | 505-0030-BRN-001-00 | 5050030EBB | REGISTER ASSEMBLY |  | Gas tips | DD | E&I | Inspect general condition | Oxidized | Wear |  | 378 |  | Inspect gas tip at plant shutdowns. Replace any oxidized tips |  | JDE |  | BOILER | Data created/will be sent for upload | 0030-ELE-DD-378-BURNER INSTRUM AND CONTROL LOOP CHECK | 3956904
853 | 0030-ELE-DD-378-BURNER INSTRUM | AND CONTROL LOOP CHECK | 30 | 22 | 1C - Clean | 5050030EB | BOILER MAIN BURNER | 505-0030-BRN-001-00 | 5050030EE34 | GAS BURNER UP STREAM SAFETY SHUTOFF VALVE OTHER | 505-0030BSV-0044 | Solenoid Valves | DD | E&I | Clean | Dirty |  |  | 378 |  |  |  | JDE |  | BOILER | Data created/will be sent for upload | 0030-ELE-DD-378-BURNER INSTRUM AND CONTROL LOOP CHECK | 3956904
854 | 0030-ELE-DD-378-BURNER INSTRUM | AND CONTROL LOOP CHECK | 30 | 22 | 2 - Subj Inspection | 5050030EB | BOILER MAIN BURNER | 505-0030-BRN-001-00 | 5050030EE34 | GAS BURNER UP STREAM SAFETY SHUTOFF VALVE OTHER | 505-0030BSV-0044 | Solenoid Valves | DD | E&I | Inspect general condition | Wear | Damaged | Leak | 378 |  |  |  | JDE |  | BOILER | Data created/will be sent for upload | 0030-ELE-DD-378-BURNER INSTRUM AND CONTROL LOOP CHECK | 3956904
855 | 0030-ELE-DD-378-BURNER INSTRUM | AND CONTROL LOOP CHECK | 30 | 22 | 1A - Adjust | 5050030EB | BOILER MAIN BURNER | 505-0030-BRN-001-00 | 5050030EE34 | GAS BURNER UP STREAM SAFETY SHUTOFF VALVE OTHER | 505-0030BSV-0044 | Solenoid Valves | DD | E&I | Test the valve | Calibration |  |  | 378 |  |  |  | JDE |  | BOILER | Data created/will be sent for upload | 0030-ELE-DD-378-BURNER INSTRUM AND CONTROL LOOP CHECK | 3956904
856 | 0030-ELE-DD-378-BURNER INSTRUM | AND CONTROL LOOP CHECK | 30 | 22 | 1A - Adjust | 5050030EB | BOILER MAIN BURNER | 505-0030-BRN-001-00 | 5050030EE34 | GAS BURNER UP STREAM SAFETY SHUTOFF VALVE OTHER | 505-0030BSV-0044 | Solenoid Valves | DD | E&I | Leak test | Leak |  |  | 378 |  | Test for leaks as per FM Data Sheet 6-0/12-1, section 2.12.6 Inspect motor, gears and lubrication |  | JDE |  | BOILER | Data created/will be sent for upload | 0030-ELE-DD-378-BURNER INSTRUM AND CONTROL LOOP CHECK | 3956904
857 | 0030-ELE-DD-378-BURNER INSTRUM | AND CONTROL LOOP CHECK | 30 | 22 | 1C - Clean | 5050030EB | BOILER MAIN BURNER | 505-0030-BRN-001-00 | 5050030EE35 | GAS BURNER AUTOMATIC VENT VALVE OTHER | 505-0030BSV-0045 | Solenoid Valves | DD | E&I | Clean | Dirty |  |  | 378 |  |  |  | JDE |  | BOILER | Data created/will be sent for upload | 0030-ELE-DD-378-BURNER INSTRUM AND CONTROL LOOP CHECK | 3956904
858 | 0030-ELE-DD-378-BURNER INSTRUM | AND CONTROL LOOP CHECK | 30 | 22 | 2 - Subj Inspection | 5050030EB | BOILER MAIN BURNER | 505-0030-BRN-001-00 | 5050030EE35 | GAS BURNER AUTOMATIC VENT VALVE OTHER | 505-0030BSV-0045 | Solenoid Valves | DD | E&I | Inspect general condition | Wear | Damaged | Leak | 378 |  | inspection of internal valve parts for damage or excessive wear |  | JDE |  | BOILER | Data created/will be sent for upload | 0030-ELE-DD-378-BURNER INSTRUM AND CONTROL LOOP CHECK | 3956904
859 | 0030-ELE-DD-378-BURNER INSTRUM | AND CONTROL LOOP CHECK | 30 | 22 | 1A - Adjust | 5050030EB | BOILER MAIN BURNER | 505-0030-BRN-001-00 | 5050030EE35 | GAS BURNER AUTOMATIC VENT VALVE OTHER | 505-0030BSV-0045 | Solenoid Valves | DD | E&I | Test the valve | Calibration |  |  | 378 |  |  |  | JDE |  | BOILER | Data created/will be sent for upload | 0030-ELE-DD-378-BURNER INSTRUM AND CONTROL LOOP CHECK | 3956904
860 | 0030-ELE-DD-378-BURNER INSTRUM | AND CONTROL LOOP CHECK | 30 | 22 | 1A - Adjust | 5050030EB | BOILER MAIN BURNER | 505-0030-BRN-001-00 | 5050030EE35 | GAS BURNER AUTOMATIC VENT VALVE OTHER | 505-0030BSV-0045 | Solenoid Valves | DD | E&I | Leak test | Leak |  |  | 378 |  | Test for leaks as per FM Data Sheet 6-0/12-1, section 2.12.6 Test coils for voltage and overloading if there are signs of overheating. |  | JDE |  | BOILER | Data created/will be sent for upload | 0030-ELE-DD-378-BURNER INSTRUM AND CONTROL LOOP CHECK | 3956904
861 | 0030-ELE-DD-378-BURNER INSTRUM | AND CONTROL LOOP CHECK | 30 | 22 | 1C - Clean | 5050030EB | BOILER MAIN BURNER | 505-0030-BRN-001-00 | 5050030EE36 | GAS BURNER DOWN STREAM SAFETY SHUTOFF VALVE OTHER | 505-0030BSV-0046 | Solenoid Valves | DD | E&I | Clean | Dirty |  |  | 378 |  |  |  | JDE |  | BOILER | Data created/will be sent for upload | 0030-ELE-DD-378-BURNER INSTRUM AND CONTROL LOOP CHECK | 3956904
862 | 0030-ELE-DD-378-BURNER INSTRUM | AND CONTROL LOOP CHECK | 30 | 22 | 2 - Subj Inspection | 5050030EB | BOILER MAIN BURNER | 505-0030-BRN-001-00 | 5050030EE36 | GAS BURNER DOWN STREAM SAFETY SHUTOFF VALVE OTHER | 505-0030BSV-0046 | Solenoid Valves | DD | E&I | Inspect general condition | Wear | Damaged | Leak | 378 |  |  |  | JDE |  | BOILER | Data created/will be sent for upload | 0030-ELE-DD-378-BURNER INSTRUM AND CONTROL LOOP CHECK | 3956904
863 | 0030-ELE-DD-378-BURNER INSTRUM | AND CONTROL LOOP CHECK | 30 | 22 | 1A - Adjust | 5050030EB | BOILER MAIN BURNER | 505-0030-BRN-001-00 | 5050030EE36 | GAS BURNER DOWN STREAM SAFETY SHUTOFF VALVE OTHER | 505-0030BSV-0046 | Solenoid Valves | DD | E&I | Test the valve | Calibration |  |  | 378 |  |  |  | JDE |  | BOILER | Data created/will be sent for upload | 0030-ELE-DD-378-BURNER INSTRUM AND CONTROL LOOP CHECK | 3956904
864 | 0030-ELE-DD-378-BURNER INSTRUM | AND CONTROL LOOP CHECK | 30 | 22 | 1A - Adjust | 5050030EB | BOILER MAIN BURNER | 505-0030-BRN-001-00 | 5050030EE36 | GAS BURNER DOWN STREAM SAFETY SHUTOFF VALVE OTHER | 505-0030BSV-0046 | Solenoid Valves | DD | E&I | Leak test | Leak |  |  | 378 |  | Test for leaks as per FM Data Sheet 6-0/12-1, section 2.12.6 Inspect motor, gears and lubrication |  | JDE |  | BOILER | Data created/will be sent for upload | 0030-ELE-DD-378-BURNER INSTRUM AND CONTROL LOOP CHECK | 3956904
865 | 0030-ELE-DD-378-BURNER INSTRUM | AND CONTROL LOOP CHECK | 30 | 22 | 1C - Clean | 5050030EB | BOILER MAIN BURNER | 505-0030-BRN-001-00 | 5050030EE40 | MAIN BURNER GAS FLOW CONTROL VALVE | 505-0030FCV-0041 | Control valves | DD | E&I | Clean | Dirty |  |  | 378 |  |  |  | JDE |  | BOILER | Data created/will be sent for upload | 0030-ELE-DD-378-BURNER INSTRUM AND CONTROL LOOP CHECK | 3956904
866 | 0030-ELE-DD-378-BURNER INSTRUM | AND CONTROL LOOP CHECK | 30 | 22 | 2 - Subj Inspection | 5050030EB | BOILER MAIN BURNER | 505-0030-BRN-001-00 | 5050030EE40 | MAIN BURNER GAS FLOW CONTROL VALVE | 505-0030FCV-0041 | Control valves | DD | E&I | Inspect general condition | Wear | Obstruction |  | 378 |  | Remove and inspecte to ensure there is no partial or full obstruction |  | JDE |  | BOILER | Data created/will be sent for upload | 0030-ELE-DD-378-BURNER INSTRUM AND CONTROL LOOP CHECK | 3956904
867 | 0030-ELE-DD-378-BURNER INSTRUM | AND CONTROL LOOP CHECK | 30 | 22 | 1A - Adjust | 5050030EB | BOILER MAIN BURNER | 505-0030-BRN-001-00 | 5050030EE40 | MAIN BURNER GAS FLOW CONTROL VALVE | 505-0030FCV-0041 | Control valves | DD | E&I | Test the valve | Calibration |  |  | 378 |  |  |  | JDE |  | BOILER | Data created/will be sent for upload | 0030-ELE-DD-378-BURNER INSTRUM AND CONTROL LOOP CHECK | 3956904
868 | 0030-ELE-DD-378-BURNER INSTRUM | AND CONTROL LOOP CHECK | 30 | 22 | 1C - Clean | 5050030EB | BOILER MAIN BURNER | 505-0030-BRN-001-00 | 5050030EE37 | IGNITER UP STREAM SAFETY SHUTOFF VALVE OTHER | 505-0030BSV-0051 | Solenoid Valves | DD | E&I | Clean | Dirty |  |  | 378 |  |  |  | JDE |  | BOILER | Data created/will be sent for upload | 0030-ELE-DD-378-BURNER INSTRUM AND CONTROL LOOP CHECK | 3956904
869 | 0030-ELE-DD-378-BURNER INSTRUM | AND CONTROL LOOP CHECK | 30 | 22 | 2 - Subj Inspection | 5050030EB | BOILER MAIN BURNER | 505-0030-BRN-001-00 | 5050030EE37 | IGNITER UP STREAM SAFETY SHUTOFF VALVE OTHER | 505-0030BSV-0051 | Solenoid Valves | DD | E&I | Inspect general condition | Wear | Damaged | Leak | 378 |  |  |  | JDE |  | BOILER | Data created/will be sent for upload | 0030-ELE-DD-378-BURNER INSTRUM AND CONTROL LOOP CHECK | 3956904
870 | 0030-ELE-DD-378-BURNER INSTRUM | AND CONTROL LOOP CHECK | 30 | 22 | 1A - Adjust | 5050030EB | BOILER MAIN BURNER | 505-0030-BRN-001-00 | 5050030EE37 | IGNITER UP STREAM SAFETY SHUTOFF VALVE OTHER | 505-0030BSV-0051 | Solenoid Valves | DD | E&I | Test the valve | Calibration |  |  | 378 |  |  |  | JDE |  | BOILER | Data created/will be sent for upload | 0030-ELE-DD-378-BURNER INSTRUM AND CONTROL LOOP CHECK | 3956904
871 | 0030-ELE-DD-378-BURNER INSTRUM | AND CONTROL LOOP CHECK | 30 | 22 | 1A - Adjust | 5050030EB | BOILER MAIN BURNER | 505-0030-BRN-001-00 | 5050030EE37 | IGNITER UP STREAM SAFETY SHUTOFF VALVE OTHER | 505-0030BSV-0051 | Solenoid Valves | DD | E&I | Pressure test | Hight pressure | Low pressure |  | 378 |  | Pressure test via actual lift or alternate test device as per FM Data sheet 12-43. Rebuild or replace immediately if problems found during annual pressure test. |  | JDE |  | BOILER | Data created/will be sent for upload | 0030-ELE-DD-378-BURNER INSTRUM AND CONTROL LOOP CHECK | 3956904
872 | 0030-ELE-DD-378-CHEM FEED SKID | BACK PRESSURE VALVES TEST | 30 | 25 | 1A - Adjust | 5050030F | BOILER CHEMICAL FEED SYSTEM |  | 5050030FA | ALKALINITY ADJUSTER METERING SKID | 505-0030-SKD-050-00 | Back pressure valves | DD | E&I | Test the valve | Calibration |  |  | 378 |  |  |  | JDE |  | BOILER | Data created/will be sent for upload | 0030-ELE-DD-378-CHEM FEED SKID BACK PRESSURE VALVES TEST | 3956904
796 | 0030-MEC-DD-168-BOILER BURNER | SEMI ANNUAL SERVICE | 29 | 19 | 2 - Subj Inspection | 5050030EB | BOILER MAIN BURNER | 505-0030-BRN-001-00 | 5050030EBB | REGISTER ASSEMBLY |  | Combustion air register | DD | MEC | Inspect general condition | Wear |  |  | 168 |  |  |  | JDE |  | BOILER | Data created/will be sent for upload | 0030-MEC-DD-168-BOILER BURNER SEMI ANNUAL SERVICE | 3956904
797 | 0030-MEC-DD-168-BOILER BURNER | SEMI ANNUAL SERVICE | 29 | 19 | 2 - Subj Inspection | 5050030EB | BOILER MAIN BURNER | 505-0030-BRN-001-00 | 5050030EBB | REGISTER ASSEMBLY |  | Cylinders | DD | MEC | Inspect general condition | Wear | Contamination |  | 168 |  |  |  | JDE |  | BOILER | Data created/will be sent for upload | 0030-MEC-DD-168-BOILER BURNER SEMI ANNUAL SERVICE | 3956904
798 | 0030-MEC-DD-168-BOILER BURNER | SEMI ANNUAL SERVICE | 29 | 19 | 2 - Subj Inspection | 5050030EB | BOILER MAIN BURNER | 505-0030-BRN-001-00 | 5050030EBD | SWIRLER |  | Swirlers | DD | MEC | Inspect general condition | Wear | Corrosion |  | 168 |  |  |  | JDE |  | BOILER | Data created/will be sent for upload | 0030-MEC-DD-168-BOILER BURNER SEMI ANNUAL SERVICE | 3956904
799 | 0030-MEC-DD-168-BOILER BURNER | SEMI ANNUAL SERVICE | 29 | 19 | 2 - Subj Inspection | 5050030EB | BOILER MAIN BURNER | 505-0030-BRN-001-00 | 5050030EBE | IGNITER ASSEMBLY |  | Electrodes | DD | MEC | Inspect general condition | Wear |  |  | 168 |  | The electrode may be easily removed for cleaning by loosening the electrode connector and withdrawing the full length of the electrode |  | JDE |  | BOILER | Data created/will be sent for upload | 0030-MEC-DD-168-BOILER BURNER SEMI ANNUAL SERVICE | 3956904
800 | 0030-MEC-DD-168-BOILER BURNER | SEMI ANNUAL SERVICE | 29 | 19 | 1C - Clean | 5050030EB | BOILER MAIN BURNER | 505-0030-BRN-001-00 | 5050030EBE | IGNITER ASSEMBLY |  | Electrodes | DD | MEC | Clean | Dirty |  |  | 168 |  |  |  | JDE |  | BOILER | Data created/will be sent for upload | 0030-MEC-DD-168-BOILER BURNER SEMI ANNUAL SERVICE | 3956904
801 | 0030-MEC-DD-168-BOILER BURNER | SEMI ANNUAL SERVICE | 29 | 19 | 2 - Subj Inspection | 5050030EB | BOILER MAIN BURNER | 505-0030-BRN-001-00 | 5050030EBF | FUEL INJECTORS ASSEMBLY |  | Air filter | DD | MEC | Check that air filter are operating and are in good order | Dirty Filter |  |  | 168 |  |  |  | JDE |  | BOILER | Data created/will be sent for upload | 0030-MEC-DD-168-BOILER BURNER SEMI ANNUAL SERVICE | 3956904
802 | 0030-MEC-DD-168-BOILER BURNER | SEMI ANNUAL SERVICE | 29 | 19 | 2 - Subj Inspection | 5050030EB | BOILER MAIN BURNER | 505-0030-BRN-001-00 | 5050030EBF | FUEL INJECTORS ASSEMBLY |  | Air regulators | DD | MEC | Inspect general condition | Wear | Contamination |  | 168 |  |  |  | JDE |  | BOILER | Data created/will be sent for upload | 0030-MEC-DD-168-BOILER BURNER SEMI ANNUAL SERVICE | 3956904
803 | 0030-MEC-DD-168-BOILER BURNER | SEMI ANNUAL SERVICE | 29 | 19 | 2 - Subj Inspection | 5050030EB | BOILER MAIN BURNER | 505-0030-BRN-001-00 | 5050030EBF | FUEL INJECTORS ASSEMBLY |  | Oil filters | DD | MEC | Inspect general condition and clean or replace if needed | Dirty |  |  | 168 |  |  |  | JDE |  | BOILER | Data created/will be sent for upload | 0030-MEC-DD-168-BOILER BURNER SEMI ANNUAL SERVICE | 3956904
804 | 0030-MEC-DD-168-BOILER BURNER | SEMI ANNUAL SERVICE | 29 | 19 | 2 - Subj Inspection | 5050030EB | BOILER MAIN BURNER | 505-0030-BRN-001-00 | 5050030EBF | FUEL INJECTORS ASSEMBLY |  | Pipework | DD | MEC | Check pipework for leaks, particularly on flanges, joints, and connections | Leak | Wear |  | 168 |  |  |  | JDE |  | BOILER | Data created/will be sent for upload | 0030-MEC-DD-168-BOILER BURNER SEMI ANNUAL SERVICE | 3956904
805 | 0030-MEC-DD-168-BOILER BURNER | SEMI ANNUAL SERVICE | 29 | 19 | 2 - Subj Inspection | 5050030EB | BOILER MAIN BURNER | 505-0030-BRN-001-00 | 5050030EBI | GUIDE RING ASSEMBLY |  | Refractory throat | DD | MEC | Inspect general condition and create an order to replace if needed. | Leak | Wear |  | 168 |  |  |  | JDE |  | BOILER | Data created/will be sent for upload | 0030-MEC-DD-168-BOILER BURNER SEMI ANNUAL SERVICE | 3956904
806 | 0030-MEC-DD-168-BOILER BURNER | SEMI ANNUAL SERVICE | 29 | 19 | 1A - Adjust | 5050030EB | BOILER MAIN BURNER | 505-0030-BRN-001-00 | 5050030EEP | BURNER FLAME SCANNER OTHER | 505-0030BS-0072 | Flame scanners | DD | E&I | Test mechanical and electrical operation. |  |  |  | 168 |  |  |  | JDE |  | BOILER | Data created/will be sent for upload | 0030-MEC-DD-168-BOILER BURNER SEMI ANNUAL SERVICE | 3956904
807 | 0030-MEC-DD-168-BOILER BURNER | SEMI ANNUAL SERVICE | 29 | 19 | 1A - Adjust | 5050030EB | BOILER MAIN BURNER | 505-0030-BRN-001-00 | 5050030EEQ | BURNER FLAME SCANNER OTHER | 505-0030BS-0073 | Flame scanners | DD | E&I | Test mechanical and electrical operation. |  |  |  | 168 |  |  |  | JDE |  | BOILER | Data created/will be sent for upload | 0030-MEC-DD-168-BOILER BURNER SEMI ANNUAL SERVICE | 3956904
808 | 0030-MEC-DD-168-COND PUMP 1 | SEMI ANNUAL PUMP INSPECTION | 27 | 27 | 2 - Subj Inspection | 5050030DF | CONDENSATE RETURN PUMP 1 | 505-0030-PUM-005-00 |  |  |  | Pump | DD | MEC | Check the general state of the pump. Clean surface as needed. |  |  |  | 168 |  |  |  | JDE |  | BOILER | Data created/will be sent for upload | 0030-MEC-DD-168-COND PUMP 1 SEMI ANNUAL PUMP INSPECTION | 3956904
666 | 0030-UFO-DD-42-BOILER BURNER | INSPECT AND CLEAN MAIN BURNER | 28 | 29 | 2 - Subj Inspection | 5050030EB | BOILER MAIN BURNER | 505-0030-BRN-001-00 | 5050030EBE | IGNITER ASSEMBLY |  | Igniter body | DD | UFO | Inspect general condition. Create an order to replace if needed. | Wear |  |  | 42 |  | Inspect igniter , either by viewing through burner viewport or removing igniter from burner. Soot and other debris can build up on the igniter over time. If debris is present, remove igniter fromburner, clean, and reinstall. |  | JDE |  | BOILER | Data created/will be sent for upload | 0030-UFO-DD-42-BOILER BURNER INSPECT AND CLEAN MAIN BURNER | 3956901
667 | 0030-UFO-DD-42-BOILER BURNER | INSPECT AND CLEAN MAIN BURNER | 28 | 29 | 1C - Clean | 5050030EB | BOILER MAIN BURNER | 505-0030-BRN-001-00 | 5050030EBE | IGNITER ASSEMBLY |  | Igniter body | DD | UFO | Clean | Dirty |  |  | 42 |  |  |  | JDE |  | BOILER | Data created/will be sent for upload | 0030-UFO-DD-42-BOILER BURNER INSPECT AND CLEAN MAIN BURNER | 3956901
668 | 0030-UFO-DD-42-BOILER BURNER | INSPECT AND CLEAN MAIN BURNER | 28 | 29 | 2 - Subj Inspection | 5050030EB | BOILER MAIN BURNER | 505-0030-BRN-001-00 | 5050030EEP | BURNER FLAME SCANNER OTHER | 505-0030BS-0072 | Flame scanners | DD | UFO | Inspect general condition | Contaminated |  |  | 42 |  |  |  | JDE |  | BOILER | Data created/will be sent for upload | 0030-UFO-DD-42-BOILER BURNER INSPECT AND CLEAN MAIN BURNER | 3956901
669 | 0030-UFO-DD-42-BOILER BURNER | INSPECT AND CLEAN MAIN BURNER | 28 | 29 | 1C - Clean | 5050030EB | BOILER MAIN BURNER | 505-0030-BRN-001-00 | 5050030EEP | BURNER FLAME SCANNER OTHER | 505-0030BS-0072 | Flame scanners | DD | UFO | Clean | Dirty |  |  | 42 |  |  |  | JDE |  | BOILER | Data created/will be sent for upload | 0030-UFO-DD-42-BOILER BURNER INSPECT AND CLEAN MAIN BURNER | 3956901
670 | 0030-UFO-DD-42-BOILER BURNER | INSPECT AND CLEAN MAIN BURNER | 28 | 29 | 2 - Subj Inspection | 5050030EB | BOILER MAIN BURNER | 505-0030-BRN-001-00 | 5050030EEQ | BURNER FLAME SCANNER OTHER | 505-0030BS-0073 | Flame scanners | DD | UFO | Inspect general condition | Contaminated |  |  | 42 |  |  |  | JDE |  | BOILER | Data created/will be sent for upload | 0030-UFO-DD-42-BOILER BURNER INSPECT AND CLEAN MAIN BURNER | 3956901
671 | 0030-UFO-DD-42-BOILER BURNER | INSPECT AND CLEAN MAIN BURNER | 28 | 29 | 1C - Clean | 5050030EB | BOILER MAIN BURNER | 505-0030-BRN-001-00 | 5050030EEQ | BURNER FLAME SCANNER OTHER | 505-0030BS-0073 | Flame scanners | DD | UFO | Clean | Dirty |  |  | 42 |  |  |  | JDE |  | BOILER | Data created/will be sent for upload | 0030-UFO-DD-42-BOILER BURNER INSPECT AND CLEAN MAIN BURNER | 3956901
672 | 0030-UFO-DD-42-RO SKID | CLEAN AND INSPECT RO FILTERS | 22 | 28 | 1R - Replace | 5050030BA | RO FILTER SKID | 505-0030-SKD-010-00 | 5050030BAA | RO FILTER SKID FILTER 1 | 505-0030-FIL-010-00 | Filter | DD | UFO | Perform filter inspection. Clean if dirty. Create an order to replace if required | Dirty | Clogged | Leak | 42 |  |  |  | JDE | Frequency needs to be reviewed with Boiler operations team | BOILER | Data created/will be sent for upload | 0030-UFO-DD-42-RO SKID CLEAN AND INSPECT RO FILTERS | 3956901
899 | 0030-EXT-DD-378-BRINE REGEN. | INTERNAL ANNUAL INSPECTION | 28 | 26 | 2 - Subj Inspection | 5050030AC | BRINE REGENERATION TANK | 505-0030-TAN-020-00 |  |  |  | Tank | DD | CON | Inspect internally for condition and proper operation. Clean if required | Leak | Corrosion | Wear | 378 |  |  |  | JDE |  | BOILER | Data created/will be sent for upload | 0030-EXT-DD-378-BRINE REGEN. INTERNAL ANNUAL INSPECTION | 3956904
936 | 0030-MEC-DD-378-ECONOMIZER | ANNUAL MAINTENANCE ECONOMIZER | 26 | 29 | 2 - Subj Inspection | 5050030ED | ECONOMIZER | 505-0030-HEX-001-00 |  |  |  | Gaskets | QI | MEC | Inspect general condition and replace if needed. | Leak | Wear |  | 378 |  |  |  | JDE |  | BOILER | Data created/will be sent for upload | 0030-MEC-DD-378-ECONOMIZER ANNUAL MAINTENANCE ECONOMIZER | 3956906
937 | 0030-MEC-DD-378-ECONOMIZER | ANNUAL MAINTENANCE ECONOMIZER | 26 | 29 | 2 - Subj Inspection | 5050030ED | ECONOMIZER | 505-0030-HEX-001-00 |  |  |  | Pressure vessel | DD | MEC | Inspect general condition | Wear | Leak |  | 378 |  | Insurance regulations or local laws will require a periodic inspection of the pressure vessel by an Authorized Inspector. Sufficient notice is generally given to permit removal of the economizer from service and preparation for inspection. This major inspection can often be used to accomplish the general inspection |  | JDE |  | BOILER | Data created/will be sent for upload | 0030-MEC-DD-378-ECONOMIZER ANNUAL MAINTENANCE ECONOMIZER | 3956906
938 | 0030-MEC-DD-378-ECONOMIZER | ANNUAL MAINTENANCE ECONOMIZER | 26 | 29 | 1C - Clean | 5050030ED | ECONOMIZER | 505-0030-HEX-001-00 |  |  |  | Pressure vessel | DD | MEC | Clean | Dirty |  |  | 378 |  |  |  | JDE |  | BOILER | Data created/will be sent for upload | 0030-MEC-DD-378-ECONOMIZER ANNUAL MAINTENANCE ECONOMIZER | 3956906
939 | 0030-MEC-DD-378-ECONOMIZER | ANNUAL MAINTENANCE ECONOMIZER | 26 | 29 | 2 - Subj Inspection | 5050030ED | ECONOMIZER | 505-0030-HEX-001-00 |  |  |  | Safety valve | DD | E&I | Inspect general condition | Wear | Leak |  | 378 |  |  |  | JDE |  | BOILER | Data created/will be sent for upload | 0030-MEC-DD-378-ECONOMIZER ANNUAL MAINTENANCE ECONOMIZER | 3956906
940 | 0030-MEC-DD-378-ECONOMIZER | ANNUAL MAINTENANCE ECONOMIZER | 26 | 29 | 1A - Adjust | 5050030ED | ECONOMIZER | 505-0030-HEX-001-00 |  |  |  | Safety valve | DD | E&I | Test the valve | Calibration |  |  | 378 |  |  |  | JDE |  | BOILER | Data created/will be sent for upload | 0030-MEC-DD-378-ECONOMIZER ANNUAL MAINTENANCE ECONOMIZER | 3956906
941 | 0030-MEC-DD-378-ECONOMIZER | ANNUAL MAINTENANCE ECONOMIZER | 26 | 29 | 1A - Adjust | 5050030ED | ECONOMIZER | 505-0030-HEX-001-00 |  |  |  | Safety valve | IRD | E&I | Pressure test | Hight pressure | Low pressure |  | 378 |  | Pressure test via actual lift or alternate test device as per FM Data sheet 12-43. Rebuild or replace immediately if problems found during annual pressure test. |  | JDE |  | BOILER | Data created/will be sent for upload | 0030-MEC-DD-378-ECONOMIZER ANNUAL MAINTENANCE ECONOMIZER | 3956906
942 | 0030-MEC-DD-378-RO BOOSTER PMP | ANNUAL PUMP INSPECTION | 30 | 22 | 2 - Subj Inspection | 5050030BAD | RO FILTER SKID BOOSTER PUMP | 505-0030-PUM-010-00 |  |  |  | Coupling | DD | MEC | Ensure that there is no play on the shaft and no wear on the part. | Wear | Looseness | Clearance/alignment failure | 378 |  |  |  | JDE |  | BOILER | Data created/will be sent for upload | 0030-MEC-DD-378-RO BOOSTER PMP ANNUAL PUMP INSPECTION | 3956906
873 | 0030-ELE-DD-378-CHEM FEED SKID | BACK PRESSURE VALVES TEST | 30 | 25 | 1A - Adjust | 5050030F | BOILER CHEMICAL FEED SYSTEM |  | 5050030FB | AMINE METERING SKID | 505-0030-SKD-060-00 | Back pressure valve | DD | E&I | Test the valve | Calibration |  |  | 378 |  |  |  | JDE |  | BOILER | Data created/will be sent for upload | 0030-ELE-DD-378-CHEM FEED SKID BACK PRESSURE VALVES TEST | 3956904
874 | 0030-ELE-DD-378-CHEM FEED SKID | BACK PRESSURE VALVES TEST | 30 | 25 | 1A - Adjust | 5050030F | BOILER CHEMICAL FEED SYSTEM |  | 5050030FC | OXYGEN SCAVENGER METERING SKID | 505-0030-SKD-070-00 | Back pressure valve | DD | E&I | Test the valve | Calibration |  |  | 378 |  |  |  | JDE |  | BOILER | Data created/will be sent for upload | 0030-ELE-DD-378-CHEM FEED SKID BACK PRESSURE VALVES TEST | 3956904
875 | 0030-ELE-DD-378-CHEM FEED SKID | BACK PRESSURE VALVES TEST | 30 | 25 | 1A - Adjust | 5050030F | BOILER CHEMICAL FEED SYSTEM |  | 5050030FD | POLYMER DILUTION SKID | 505-0030-SKD-040-00 | Valve | DD | E&I | Test the valve | Calibration |  |  | 378 |  |  |  | JDE |  | BOILER | Data created/will be sent for upload | 0030-ELE-DD-378-CHEM FEED SKID BACK PRESSURE VALVES TEST | 3956904
876 | 0030-ELE-DD-378-CHEM FEED SKID | BACK PRESSURE VALVES TEST | 30 | 25 | 1A - Adjust | 5050030F | BOILER CHEMICAL FEED SYSTEM |  | 5050030FE | POLYMER METERING SKID | 505-0030-SKD-030-00 | Back pressure valve | DD | E&I | Test the valve | Calibration |  |  | 378 |  |  |  | JDE |  | BOILER | Data created/will be sent for upload | 0030-ELE-DD-378-CHEM FEED SKID BACK PRESSURE VALVES TEST | 3956904
877 | 0030-ELE-DD-378-RO FILTER SKID | HEATER INSPECTION | 30 | 17 | 2 - Subj Inspection | 5050030BA | RO FILTER SKID | 505-0030-SKD-010-00 |  |  |  | Heater | DD | ELE | Verify heater operation |  |  |  | 378 |  |  |  | JDE |  | BOILER | Data created/will be sent for upload | 0030-ELE-DD-378-RO FILTER SKID HEATER INSPECTION | 3956904
684 | 0030-UFO-IRD-84-BOILER CHEM | SKIDS INSPECTION | 27 | 16 | 2 - Subj Inspection | 5050030F | BOILER CHEMICAL FEED SYSTEM |  | 5050030FA | ALKALINITY ADJUSTER METERING SKID | 505-0030-SKD-050-00 | Tank | IRD | UFO | Inspect general condition | Wear | Leak |  | 84 |  |  |  | JDE |  | BOILER | Data created/will be sent for upload | 0030-UFO-IRD-84-BOILER CHEM SKIDS INSPECTION | 3956902
685 | 0030-UFO-IRD-84-BOILER CHEM | SKIDS INSPECTION | 27 | 16 | 2 - Subj Inspection | 5050030F | BOILER CHEMICAL FEED SYSTEM |  | 5050030FAA | ALKALINITY ADJUSTER METERING PUMP | 505-0030-PUM-050-00 | Pump and motor bearings | IRD | UFO | Check running noise for possible bearing damage | Noise | Damaged |  | 84 |  |  |  | JDE |  | BOILER | Data created/will be sent for upload | 0030-UFO-IRD-84-BOILER CHEM SKIDS INSPECTION | 3956902
686 | 0030-UFO-IRD-84-BOILER CHEM | SKIDS INSPECTION | 27 | 16 | 2 - Subj Inspection | 5050030F | BOILER CHEMICAL FEED SYSTEM |  | 5050030FB | AMINE METERING SKID | 505-0030-SKD-060-00 | Back pressure valve | IRD | UFO | Inspect general condition | Wear | Damaged | Leak | 84 |  |  |  | JDE |  | BOILER | Data created/will be sent for upload | 0030-UFO-IRD-84-BOILER CHEM SKIDS INSPECTION | 3956902
687 | 0030-UFO-IRD-84-BOILER CHEM | SKIDS INSPECTION | 27 | 16 | 2 - Subj Inspection | 5050030F | BOILER CHEMICAL FEED SYSTEM |  | 5050030FBA | AMINE METERING PUMP | 505-0030-PUM-060-00 | Pump and motor bearings | IRD | UFO | Check running noise for possible bearing damage | Noise | Damaged |  | 84 |  |  |  | JDE |  | BOILER | Data created/will be sent for upload | 0030-UFO-IRD-84-BOILER CHEM SKIDS INSPECTION | 3956902
688 | 0030-UFO-IRD-84-BOILER CHEM | SKIDS INSPECTION | 27 | 16 | 2 - Subj Inspection | 5050030F | BOILER CHEMICAL FEED SYSTEM |  | 5050030FBB | AMINE TANK | 505-0030-TAN-060-00 | Tank | IRD | UFO | Inspect general condition | Wear | Leak |  | 84 |  |  |  | JDE |  | BOILER | Data created/will be sent for upload | 0030-UFO-IRD-84-BOILER CHEM SKIDS INSPECTION | 3956902
689 | 0030-UFO-IRD-84-BOILER CHEM | SKIDS INSPECTION | 27 | 16 | 2 - Subj Inspection | 5050030F | BOILER CHEMICAL FEED SYSTEM |  | 5050030FC | OXYGEN SCAVENGER METERING SKID | 505-0030-SKD-070-00 | Back pressure valve | IRD | UFO | Inspect general condition | Wear | Damaged | Leak | 84 |  |  |  | JDE |  | BOILER | Data created/will be sent for upload | 0030-UFO-IRD-84-BOILER CHEM SKIDS INSPECTION | 3956902
690 | 0030-UFO-IRD-84-BOILER CHEM | SKIDS INSPECTION | 27 | 16 | 2 - Subj Inspection | 5050030F | BOILER CHEMICAL FEED SYSTEM |  | 5050030FCA | OXYGEN SCAVENGER METERING PUMP | 505-0030-PUM-070-00 | Pump and motor bearings | IRD | UFO | Check running noise for possible bearing damage | Noise | Damaged |  | 84 |  |  |  | JDE |  | BOILER | Data created/will be sent for upload | 0030-UFO-IRD-84-BOILER CHEM SKIDS INSPECTION | 3956902
691 | 0030-UFO-IRD-84-BOILER CHEM | SKIDS INSPECTION | 27 | 16 | 2 - Subj Inspection | 5050030F | BOILER CHEMICAL FEED SYSTEM |  | 5050030FCB | OXYGEN SCAVENGER TANK | 505-0030-TAN-070-00 | Tank | IRD | UFO | Inspect general condition | Wear | Leak |  | 84 |  |  |  | JDE |  | BOILER | Data created/will be sent for upload | 0030-UFO-IRD-84-BOILER CHEM SKIDS INSPECTION | 3956902
692 | 0030-UFO-IRD-84-BOILER CHEM | SKIDS INSPECTION | 27 | 16 | 2 - Subj Inspection | 5050030F | BOILER CHEMICAL FEED SYSTEM |  | 5050030FD | POLYMER DILUTION SKID | 505-0030-SKD-040-00 | Valve | IRD | UFO | Inspect general condition | Wear | Damaged | Leak | 84 |  |  |  | JDE |  | BOILER | Data created/will be sent for upload | 0030-UFO-IRD-84-BOILER CHEM SKIDS INSPECTION | 3956902
693 | 0030-UFO-IRD-84-BOILER CHEM | SKIDS INSPECTION | 27 | 16 | 2 - Subj Inspection | 5050030F | BOILER CHEMICAL FEED SYSTEM |  | 5050030FDA | POLYMER DILUTION PUMP | 505-0030-PUM-040-00 | Pump and motor bearings | IRD | UFO | Check running noise for possible bearing damage | Noise | Damaged |  | 84 |  |  |  | JDE |  | BOILER | Data created/will be sent for upload | 0030-UFO-IRD-84-BOILER CHEM SKIDS INSPECTION | 3956902
694 | 0030-UFO-IRD-84-BOILER CHEM | SKIDS INSPECTION | 27 | 16 | 2 - Subj Inspection | 5050030F | BOILER CHEMICAL FEED SYSTEM |  | 5050030FDB | POLYMER DILUTION TANK | 505-0030-TAN-040-00 | Tank | IRD | UFO | Inspect general condition | Wear | Leak |  | 84 |  |  |  | JDE |  | BOILER | Data created/will be sent for upload | 0030-UFO-IRD-84-BOILER CHEM SKIDS INSPECTION | 3956902
695 | 0030-UFO-IRD-84-BOILER CHEM | SKIDS INSPECTION | 27 | 16 | 2 - Subj Inspection | 5050030F | BOILER CHEMICAL FEED SYSTEM |  | 5050030FE | POLYMER METERING SKID | 505-0030-SKD-030-00 | Back pressure valve | IRD | UFO | Inspect general condition | Wear | Damaged | Leak | 84 |  |  |  | JDE |  | BOILER | Data created/will be sent for upload | 0030-UFO-IRD-84-BOILER CHEM SKIDS INSPECTION | 3956902
696 | 0030-UFO-IRD-84-BOILER CHEM | SKIDS INSPECTION | 27 | 16 | 2 - Subj Inspection | 5050030F | BOILER CHEMICAL FEED SYSTEM |  | 5050030FEA | POLYMER METERING PUMP | 505-0030-PUM-030-00 | Pump and motor bearings | IRD | UFO | Check running noise for possible bearing damage | Noise | Damaged |  | 84 |  |  |  | JDE |  | BOILER | Data created/will be sent for upload | 0030-UFO-IRD-84-BOILER CHEM SKIDS INSPECTION | 3956902
697 | 0030-UFO-IRD-84-BOILER CHEM | SKIDS INSPECTION | 27 | 16 | 2 - Subj Inspection | 5050030F | BOILER CHEMICAL FEED SYSTEM |  | 5050030FEB | POLYMER TANK | 505-0030-TAN-030-00 | Tank | IRD | UFO | Inspect general condition | Wear | Leak |  | 84 |  |  |  | JDE |  | BOILER | Data created/will be sent for upload | 0030-UFO-IRD-84-BOILER CHEM SKIDS INSPECTION | 3956902
698 | 0030-MEC-IRD-84-BOILER PUMPS | COUPLING STROBOSCOPE INSPECT | 28 | 28 | 2 - Subj Inspection | 5050030CB | MAKEUP WATER PUMP 1 | 505-0030-PUM-001-00 |  |  |  | Coupling | IRD | MEC | Verify the state of the coupling with a stroboscope (the metal-polymer junction). | Wear | Looseness | Clearance/alignment failure | 84 |  |  |  | JDE |  | BOILER | Data created/will be sent for upload | 0030-MEC-IRD-84-BOILER PUMPS COUPLING STROBOSCOPE INSPECT | 3956902
308 | 0870-MEC-IRD-7-TM 8 DRIVE SIDE | DMSI INSPECTION | 30 | 15 | 2 - Subj Inspection | 0100870BD | OUTER WIRE GUIDE ROLL 4 | 010-0870-ROL-004-00 |  |  |  |  | IRD | MEC | DMSI Inspection |  |  |  | 7 |  |  |  | DMSI |  | DMSI | Data created/will be sent for upload | 0870-MEC-IRD-7-TM 8 DRIVE SIDE DMSI INSPECTION | 3956803
309 | 0870-MEC-IRD-7-TM 8 DRIVE SIDE | DMSI INSPECTION | 30 | 15 | 2 - Subj Inspection | 0100870BFA | INNER WIRE FORMING ROLL 1 | 010-0870-ROL-006-00 |  |  |  |  | IRD | MEC | DMSI Inspection |  |  |  | 7 |  |  |  | DMSI |  | DMSI | Data created/will be sent for upload | 0870-MEC-IRD-7-TM 8 DRIVE SIDE DMSI INSPECTION | 3956855
310 | 0870-MEC-IRD-7-TM 8 DRIVE SIDE | DMSI INSPECTION | 30 | 15 | 2 - Subj Inspection | 0100870BFB | FORMING ROLL MOTOR | 010-0870-ROL-006-M1 |  |  |  |  | IRD | MEC | DMSI Inspection |  |  |  | 7 |  |  |  | DMSI |  | DMSI | Data created/will be sent for upload | 0870-MEC-IRD-7-TM 8 DRIVE SIDE DMSI INSPECTION | 3956855
311 | 0870-MEC-IRD-7-TM 8 DRIVE SIDE | DMSI INSPECTION | 30 | 15 | 2 - Subj Inspection | 0100870BE | BREAST ROLL 5 | 010-0870-ROL-005-00 |  |  |  |  | IRD | MEC | DMSI Inspection |  |  |  | 7 |  |  |  | DMSI |  | DMSI | Data created/will be sent for upload | 0870-MEC-IRD-7-TM 8 DRIVE SIDE DMSI INSPECTION | 3956855
312 | 0870-MEC-IRD-7-TM 8 DRIVE SIDE | DMSI INSPECTION | 30 | 15 | 2 - Subj Inspection | 0100870BL | LEAD ROLL 7 | 010-0870-ROL-012-00 |  |  |  |  | IRD | MEC | DMSI Inspection |  |  |  | 7 |  |  |  | DMSI |  | DMSI | Data created/will be sent for upload | 0870-MEC-IRD-7-TM 8 DRIVE SIDE DMSI INSPECTION | 3956855
313 | 0870-MEC-IRD-7-TM 8 DRIVE SIDE | DMSI INSPECTION | 30 | 15 | 2 - Subj Inspection | 0100870BK | INNER WIRE STRETCHER ROLL 6 | 010-0870-ROL-011-00 |  |  |  |  | IRD | MEC | DMSI Inspection |  |  |  | 7 |  |  |  | DMSI |  | DMSI | Data created/will be sent for upload | 0870-MEC-IRD-7-TM 8 DRIVE SIDE DMSI INSPECTION | 3956855
314 | 0870-MEC-IRD-7-TM 8 DRIVE SIDE | DMSI INSPECTION | 30 | 15 | 2 - Subj Inspection | 0100870BJ | INNER WIDE GUIDE ROLL 5 | 010-0870-ROL-010-00 |  |  |  |  | IRD | MEC | DMSI Inspection |  |  |  | 7 |  |  |  | DMSI |  | DMSI | Data created/will be sent for upload | 0870-MEC-IRD-7-TM 8 DRIVE SIDE DMSI INSPECTION | 3956897
315 | 0870-MEC-IRD-7-TM 8 DRIVE SIDE | DMSI INSPECTION | 30 | 15 | 2 - Subj Inspection | 0100870BB | OUTER WIRE STRETCHER ROLL 2 | 010-0870-ROL-002-00 |  |  |  |  | IRD | MEC | DMSI Inspection |  |  |  | 7 |  |  |  | DMSI |  | DMSI | Data created/will be sent for upload | 0870-MEC-IRD-7-TM 8 DRIVE SIDE DMSI INSPECTION | 3956856
316 | 0870-MEC-IRD-7-TM 8 DRIVE SIDE | DMSI INSPECTION | 30 | 15 | 2 - Subj Inspection | 0100870BA | SEPARATION FLY ROLL 1 | 010-0870-ROL-001-00 |  |  |  |  | IRD | MEC | DMSI Inspection |  |  |  | 7 |  |  |  | DMSI |  | DMSI | Data created/will be sent for upload | 0870-MEC-IRD-7-TM 8 DRIVE SIDE DMSI INSPECTION | 3956856
317 | 0870-MEC-IRD-7-TM 8 DRIVE SIDE | DMSI INSPECTION | 30 | 15 | 2 - Subj Inspection | 0100870BG | INNER WIRE TENSION ROLL 2 | 010-0870-ROL-007-00 |  |  |  |  | IRD | MEC | DMSI Inspection |  |  |  | 7 |  |  |  | DMSI |  | DMSI | Data created/will be sent for upload | 0870-MEC-IRD-7-TM 8 DRIVE SIDE DMSI INSPECTION | 3956856
318 | 0870-MEC-IRD-7-TM 8 DRIVE SIDE | DMSI INSPECTION | 30 | 15 | 2 - Subj Inspection | 0100870BH | LEAD ROLL 3 | 010-0870-ROL-008-00 |  |  |  |  | IRD | MEC | DMSI Inspection |  |  |  | 7 |  |  |  | DMSI |  | DMSI | Data created/will be sent for upload | 0870-MEC-IRD-7-TM 8 DRIVE SIDE DMSI INSPECTION | 3956856
319 | 0870-MEC-IRD-7-TM 8 DRIVE SIDE | DMSI INSPECTION | 30 | 15 | 2 - Subj Inspection | 0100870CL | TAD FABRIC RELEASE ROLL 12 | 010-0870-ROL-022-00 |  |  |  |  | IRD | MEC | DMSI Inspection |  |  |  | 7 |  |  |  | DMSI |  | DMSI | Data created/will be sent for upload | 0870-MEC-IRD-7-TM 8 DRIVE SIDE DMSI INSPECTION | 3956856
320 | 0870-MEC-IRD-7-TM 8 DRIVE SIDE | DMSI INSPECTION | 30 | 15 | 2 - Subj Inspection | 0100870CLAB | TAD RELEASE ROLL MOTOR | 010-0870-ROL-022-M1 |  |  |  |  | IRD | MEC | DMSI Inspection |  |  |  | 7 |  |  |  | DMSI |  | DMSI | Data created/will be sent for upload | 0870-MEC-IRD-7-TM 8 DRIVE SIDE DMSI INSPECTION | 3956874
321 | 0870-MEC-IRD-7-TM 8 DRIVE SIDE | DMSI INSPECTION | 30 | 15 | 2 - Subj Inspection | 0100870CN | LAST TAD FABRIC RETURN ROLL 14 | 010-0870-ROL-024-00 |  |  |  |  | IRD | MEC | DMSI Inspection |  |  |  | 7 |  |  |  | DMSI |  | DMSI | Data created/will be sent for upload | 0870-MEC-IRD-7-TM 8 DRIVE SIDE DMSI INSPECTION | 3956857
322 | 0870-MEC-IRD-7-TM 8 DRIVE SIDE | DMSI INSPECTION | 30 | 15 | 2 - Subj Inspection | 0100870CM | TAD FABRIC STRETCH ROLL 13 | 010-0870-ROL-023-00 |  |  |  |  | IRD | MEC | DMSI Inspection |  |  |  | 7 |  |  |  | DMSI |  | DMSI | Data created/will be sent for upload | 0870-MEC-IRD-7-TM 8 DRIVE SIDE DMSI INSPECTION | 3956857
323 | 0870-MEC-IRD-7-TM 8 DRIVE SIDE | DMSI INSPECTION | 30 | 15 | 2 - Subj Inspection | 0100870CK | TAD FABRIC 3RD RETURN ROLL 11 | 010-0870-ROL-021-00 |  |  |  |  | IRD | MEC | DMSI Inspection |  |  |  | 7 |  |  |  | DMSI |  | DMSI | Data created/will be sent for upload | 0870-MEC-IRD-7-TM 8 DRIVE SIDE DMSI INSPECTION | 3956857
324 | 0870-MEC-IRD-7-TM 8 DRIVE SIDE | DMSI INSPECTION | 30 | 15 | 2 - Subj Inspection | 0100870CJ | TAD FABRIC FLOODED NIP ROLL 10 | 010-0870-ROL-020-00 |  |  |  |  | IRD | MEC | DMSI Inspection |  |  |  | 7 |  |  |  | DMSI |  | DMSI | Data created/will be sent for upload | 0870-MEC-IRD-7-TM 8 DRIVE SIDE DMSI INSPECTION | 3956857
325 | 0870-MEC-IRD-7-TM 8 DRIVE SIDE | DMSI INSPECTION | 30 | 15 | 2 - Subj Inspection | 0100870CI | TAD FABRIC GUIDE ROLL 9 | 010-0870-ROL-019-00 |  |  |  |  | IRD | MEC | DMSI Inspection |  |  |  | 7 |  |  |  | DMSI |  | DMSI | Data created/will be sent for upload | 0870-MEC-IRD-7-TM 8 DRIVE SIDE DMSI INSPECTION | 3956891
326 | 0870-MEC-IRD-7-TM 8 DRIVE SIDE | DMSI INSPECTION | 30 | 15 | 2 - Subj Inspection | 0100870CH | TAD FABRIC UPPER BOWED SPREADER ROLL 8 | 010-0870-ROL-018-00 |  |  |  |  | IRD | MEC | DMSI Inspection |  |  |  | 7 |  |  |  | DMSI |  | DMSI | Data created/will be sent for upload | 0870-MEC-IRD-7-TM 8 DRIVE SIDE DMSI INSPECTION | 3956858
327 | 0870-MEC-IRD-7-TM 8 DRIVE SIDE | DMSI INSPECTION | 30 | 15 | 2 - Subj Inspection | 0100870CB | TAD 1 EXIT ROLL 2 | 010-0870-ROL-013-00 |  |  |  |  | IRD | MEC | DMSI Inspection |  |  |  | 7 |  |  |  | DMSI |  | DMSI | Data created/will be sent for upload | 0870-MEC-IRD-7-TM 8 DRIVE SIDE DMSI INSPECTION | 3956858
328 | 0870-MEC-IRD-7-TM 8 DRIVE SIDE | DMSI INSPECTION | 30 | 15 | 2 - Subj Inspection | 0100870CC | TAD 1 LEAD IN ROLL 3 | 010-0870-ROL-014-00 |  |  |  |  | IRD | MEC | DMSI Inspection |  |  |  | 7 |  |  |  | DMSI |  | DMSI | Data created/will be sent for upload | 0870-MEC-IRD-7-TM 8 DRIVE SIDE DMSI INSPECTION | 3956858
329 | 0870-MEC-IRD-7-TM 8 DRIVE SIDE | DMSI INSPECTION | 30 | 15 | 2 - Subj Inspection | 0100870CE | TAD 2 EXIT ROLL 5 | 010-0870-ROL-015-00 |  |  |  |  | IRD | MEC | DMSI Inspection |  |  |  | 7 |  |  |  | DMSI |  | DMSI | Data created/will be sent for upload | 0870-MEC-IRD-7-TM 8 DRIVE SIDE DMSI INSPECTION | 3956858
330 | 0870-MEC-IRD-7-TM 8 DRIVE SIDE | DMSI INSPECTION | 30 | 15 | 2 - Subj Inspection | 0100870EA | YANKEE CYLINDER PRESSURE VESSEL ASSEMBLY | 010-0870-YDS-001-00 |  |  |  |  | IRD | MEC | DMSI Inspection |  |  |  | 7 |  |  |  | DMSI |  | DMSI | Data created/will be sent for upload | 0870-MEC-IRD-7-TM 8 DRIVE SIDE DMSI INSPECTION | 3956858
331 | 0870-MEC-IRD-7-TM 8 DRIVE SIDE | DMSI INSPECTION | 30 | 15 | 2 - Subj Inspection | 0100870DAB | YANKEE ROLL MOTOR 1 | 010-0870-YDS-001-M1 |  |  |  |  | IRD | MEC | DMSI Inspection |  |  |  | 7 |  |  |  | DMSI |  | DMSI | Data created/will be sent for upload | 0870-MEC-IRD-7-TM 8 DRIVE SIDE DMSI INSPECTION | 3956858
332 | 0870-MEC-IRD-7-TM 8 DRIVE SIDE | DMSI INSPECTION | 30 | 15 | 2 - Subj Inspection | 0100870CG | PRESS ROLL 7 | 010-0870-ROL-017-00 |  |  |  |  | IRD | MEC | DMSI Inspection |  |  |  | 7 |  |  |  | DMSI |  | DMSI | Data created/will be sent for upload | 0870-MEC-IRD-7-TM 8 DRIVE SIDE DMSI INSPECTION | 3956858
333 | 0870-MEC-IRD-7-TM 8 DRIVE SIDE | DMSI INSPECTION | 30 | 15 | 2 - Subj Inspection | 0100870CD | TAD 2 CYLINDER ASSEMBLY | [5 empty] | IRD | MEC | DMSI Inspection |  |  |  | 7 |  |  |  | DMSI |  | DMSI | Data created/will be sent for upload | 0870-MEC-IRD-7-TM 8 DRIVE SIDE DMSI INSPECTION | 3956858
334 | 0870-MEC-IRD-7-TM 8 DRIVE SIDE | DMSI INSPECTION | 30 | 15 | 2 - Subj Inspection | 0100870CGAB | PRESS ROLL MOTOR | 010-0870-ROL-017-M1 |  |  |  |  | IRD | MEC | DMSI Inspection |  |  |  | 7 |  |  |  | DMSI |  | DMSI | Data created/will be sent for upload | 0870-MEC-IRD-7-TM 8 DRIVE SIDE DMSI INSPECTION | 3956858
335 | 0870-MEC-IRD-7-TM 8 DRIVE SIDE | DMSI INSPECTION | 30 | 15 | 2 - Subj Inspection | 0100870CA | TAD 1 CYLINDER ASSEMBLY | [5 empty] | IRD | MEC | DMSI Inspection |  |  |  | 7 |  |  |  | DMSI |  | DMSI | Data created/will be sent for upload | 0870-MEC-IRD-7-TM 8 DRIVE SIDE DMSI INSPECTION | 3956858
336 | 0870-MEC-IRD-7-TM 8 DRIVE SIDE | DMSI INSPECTION | 30 | 15 | 2 - Subj Inspection | 0100870CDDB | TAD CYLINDER 2 MOTOR | 010-0870-TAD-002-M1 |  |  |  |  | IRD | MEC | DMSI Inspection |  |  |  | 7 |  |  |  | DMSI |  | DMSI | Data created/will be sent for upload | 0870-MEC-IRD-7-TM 8 DRIVE SIDE DMSI INSPECTION | 3956858
337 | 0870-MEC-IRD-7-TM 8 DRIVE SIDE | DMSI INSPECTION | 30 | 15 | 2 - Subj Inspection | 0100870CADB | TAD CYLINDER 1 MOTOR | 010-0870-TAD-001-M1 |  |  |  |  | IRD | MEC | DMSI Inspection |  |  |  | 7 |  |  |  | DMSI |  | DMSI | Data created/will be sent for upload | 0870-MEC-IRD-7-TM 8 DRIVE SIDE DMSI INSPECTION | 3956858
338 | 0870-MEC-IRD-7-TM 8 OP SIDE | DMSI INSPECTION | 27 | 15 | 2 - Subj Inspection | 0100870FFA | BOTTOM CALENDER ROLL ASSEMBLY | 010-0870-CAL-001-00 |  |  |  |  | IRD | MEC | DMSI Inspection |  |  |  | 7 |  |  |  | DMSI |  | DMSI | Data created/will be sent for upload | 0870-MEC-IRD-7-TM 8 OP SIDE DMSI INSPECTION | 3956858
339 | 0870-MEC-IRD-7-TM 8 OP SIDE | DMSI INSPECTION | 27 | 15 | 2 - Subj Inspection | 0100870FFAAB | LOWER CALENDER MOTOR | 010-0870-CAL-001-M1 |  |  |  |  | IRD | MEC | DMSI Inspection |  |  |  | 7 |  |  |  | DMSI |  | DMSI | Data created/will be sent for upload | 0870-MEC-IRD-7-TM 8 OP SIDE DMSI INSPECTION | 3956858
340 | 0870-MEC-IRD-7-TM 8 OP SIDE | DMSI INSPECTION | 27 | 15 | 2 - Subj Inspection | 0100870FFB | TOP CALENDER ROLL ASSEMBLY | 010-0870-CAL-002-00 |  |  |  |  | IRD | MEC | DMSI Inspection |  |  |  | 7 |  |  |  | DMSI |  | DMSI | Data created/will be sent for upload | 0870-MEC-IRD-7-TM 8 OP SIDE DMSI INSPECTION | 3956858
341 | 0870-MEC-IRD-7-TM 8 OP SIDE | DMSI INSPECTION | 27 | 15 | 2 - Subj Inspection | 0100870FFBAB | UPPER CALENDER MOTOR | 010-0870-CAL-002-M1 |  |  |  |  | IRD | MEC | DMSI Inspection |  |  |  | 7 |  |  |  | DMSI |  | DMSI | Data created/will be sent for upload | 0870-MEC-IRD-7-TM 8 OP SIDE DMSI INSPECTION | 3956858
342 | 0870-MEC-IRD-7-TM 8 OP SIDE | DMSI INSPECTION | 27 | 15 | 2 - Subj Inspection | 0100870EA | YANKEE CYLINDER PRESSURE VESSEL ASSEMBLY | 010-0870-YDS-001-00 |  |  |  |  | IRD | MEC | DMSI Inspection |  |  |  | 7 |  |  |  | DMSI |  | DMSI | Data created/will be sent for upload | 0870-MEC-IRD-7-TM 8 OP SIDE DMSI INSPECTION | 3956858
343 | 0870-MEC-IRD-7-TM 8 OP SIDE | DMSI INSPECTION | 27 | 15 | 2 - Subj Inspection | 0100870CH | TAD FABRIC UPPER BOWED SPREADER ROLL 8 | 010-0870-ROL-018-00 |  |  |  |  | IRD | MEC | DMSI Inspection |  |  |  | 7 |  |  |  | DMSI |  | DMSI | Data created/will be sent for upload | 0870-MEC-IRD-7-TM 8 OP SIDE DMSI INSPECTION | 3956858
344 | 0870-MEC-IRD-7-TM 8 OP SIDE | DMSI INSPECTION | 27 | 15 | 2 - Subj Inspection | 0100870CI | TAD FABRIC GUIDE ROLL 9 | 010-0870-ROL-019-00 |  |  |  |  | IRD | MEC | DMSI Inspection |  |  |  | 7 |  |  |  | DMSI |  | DMSI | Data created/will be sent for upload | 0870-MEC-IRD-7-TM 8 OP SIDE DMSI INSPECTION | 3956858
345 | 0870-MEC-IRD-7-TM 8 OP SIDE | DMSI INSPECTION | 27 | 15 | 2 - Subj Inspection | 0100870CJ | TAD FABRIC FLOODED NIP ROLL 10 | 010-0870-ROL-020-00 |  |  |  |  | IRD | MEC | DMSI Inspection |  |  |  | 7 |  |  |  | DMSI |  | DMSI | Data created/will be sent for upload | 0870-MEC-IRD-7-TM 8 OP SIDE DMSI INSPECTION | 3956858
346 | 0870-MEC-IRD-7-TM 8 OP SIDE | DMSI INSPECTION | 27 | 15 | 2 - Subj Inspection | 0100870CK | TAD FABRIC 3RD RETURN ROLL 11 | 010-0870-ROL-021-00 |  |  |  |  | IRD | MEC | DMSI Inspection |  |  |  | 7 |  |  |  | DMSI |  | DMSI | Data created/will be sent for upload | 0870-MEC-IRD-7-TM 8 OP SIDE DMSI INSPECTION | 3956858
347 | 0870-MEC-IRD-7-TM 8 OP SIDE | DMSI INSPECTION | 27 | 15 | 2 - Subj Inspection | 0100870CL | TAD FABRIC RELEASE ROLL 12 | 010-0870-ROL-022-00 |  |  |  |  | IRD | MEC | DMSI Inspection |  |  |  | 7 |  |  |  | DMSI |  | DMSI | Data created/will be sent for upload | 0870-MEC-IRD-7-TM 8 OP SIDE DMSI INSPECTION | 3956858
348 | 0870-MEC-IRD-7-TM 8 OP SIDE | DMSI INSPECTION | 27 | 15 | 2 - Subj Inspection | 0100870CM | TAD FABRIC STRETCH ROLL 13 | 010-0870-ROL-023-00 |  |  |  |  | IRD | MEC | DMSI Inspection |  |  |  | 7 |  |  |  | DMSI |  | DMSI | Data created/will be sent for upload | 0870-MEC-IRD-7-TM 8 OP SIDE DMSI INSPECTION | 3956858
349 | 0870-MEC-IRD-7-TM 8 OP SIDE | DMSI INSPECTION | 27 | 15 | 2 - Subj Inspection | 0100870CN | LAST TAD FABRIC RETURN ROLL 14 | 010-0870-ROL-024-00 |  |  |  |  | IRD | MEC | DMSI Inspection |  |  |  | 7 |  |  |  | DMSI |  | DMSI | Data created/will be sent for upload | 0870-MEC-IRD-7-TM 8 OP SIDE DMSI INSPECTION | 3956858
350 | 0870-MEC-IRD-7-TM 8 OP SIDE | DMSI INSPECTION | 27 | 15 | 2 - Subj Inspection | 0100870BH | LEAD ROLL 3 | 010-0870-ROL-008-00 |  |  |  |  | IRD | MEC | DMSI Inspection |  |  |  | 7 |  |  |  | DMSI |  | DMSI | Data created/will be sent for upload | 0870-MEC-IRD-7-TM 8 OP SIDE DMSI INSPECTION | 3956858
351 | 0870-MEC-IRD-7-TM 8 OP SIDE | DMSI INSPECTION | 27 | 15 | 2 - Subj Inspection | 0100870BG | INNER WIRE TENSION ROLL 2 | 010-0870-ROL-007-00 |  |  |  |  | IRD | MEC | DMSI Inspection |  |  |  | 7 |  |  |  | DMSI |  | DMSI | Data created/will be sent for upload | 0870-MEC-IRD-7-TM 8 OP SIDE DMSI INSPECTION | 3956858
352 | 0870-MEC-IRD-7-TM 8 OP SIDE | DMSI INSPECTION | 27 | 15 | 2 - Subj Inspection | 0100870BA | SEPARATION FLY ROLL 1 | 010-0870-ROL-001-00 |  |  |  |  | IRD | MEC | DMSI Inspection |  |  |  | 7 |  |  |  | DMSI |  | DMSI | Data created/will be sent for upload | 0870-MEC-IRD-7-TM 8 OP SIDE DMSI INSPECTION | 3956858
353 | 0870-MEC-IRD-7-TM 8 OP SIDE | DMSI INSPECTION | 27 | 15 | 2 - Subj Inspection | 0100870BB | OUTER WIRE STRETCHER ROLL 2 | 010-0870-ROL-002-00 |  |  |  |  | IRD | MEC | DMSI Inspection |  |  |  | 7 |  |  |  | DMSI |  | DMSI | Data created/will be sent for upload | 0870-MEC-IRD-7-TM 8 OP SIDE DMSI INSPECTION | 3956858
354 | 0870-MEC-IRD-7-TM 8 OP SIDE | DMSI INSPECTION | 27 | 15 | 2 - Subj Inspection | 0100870BFA | INNER WIRE FORMING ROLL 1 | 010-0870-ROL-006-00 |  |  |  |  | IRD | MEC | DMSI Inspection |  |  |  | 7 |  |  |  | DMSI |  | DMSI | Data created/will be sent for upload | 0870-MEC-IRD-7-TM 8 OP SIDE DMSI INSPECTION | 3956858
355 | 0870-MEC-IRD-7-TM 8 OP SIDE | DMSI INSPECTION | 27 | 15 | 2 - Subj Inspection | 0100870BL | LEAD ROLL 7 | 010-0870-ROL-012-00 |  |  |  |  | IRD | MEC | DMSI Inspection |  |  |  | 7 |  |  |  | DMSI |  | DMSI | Data created/will be sent for upload | 0870-MEC-IRD-7-TM 8 OP SIDE DMSI INSPECTION | 3956858
356 | 0870-MEC-IRD-7-TM 8 OP SIDE | DMSI INSPECTION | 27 | 15 | 2 - Subj Inspection | 0100870BK | INNER WIRE STRETCHER ROLL 6 | 010-0870-ROL-011-00 |  |  |  |  | IRD | MEC | DMSI Inspection |  |  |  | 7 |  |  |  | DMSI |  | DMSI | Data created/will be sent for upload | 0870-MEC-IRD-7-TM 8 OP SIDE DMSI INSPECTION | 3956858
357 | 0870-MEC-IRD-7-TM 8 OP SIDE | DMSI INSPECTION | 27 | 15 | 2 - Subj Inspection | 0100870BJ | INNER WIDE GUIDE ROLL 5 | 010-0870-ROL-010-00 |  |  |  |  | IRD | MEC | DMSI Inspection |  |  |  | 7 |  |  |  | DMSI |  | DMSI | Data created/will be sent for upload | 0870-MEC-IRD-7-TM 8 OP SIDE DMSI INSPECTION | 3956858
358 | 0870-MEC-IRD-7-TM 8 OP SIDE | DMSI INSPECTION | 27 | 15 | 2 - Subj Inspection | 0100870BI | DRIVE ROLL 4 | 010-0870-ROL-009-00 |  |  |  |  | IRD | MEC | DMSI Inspection |  |  |  | 7 |  |  |  | DMSI |  | DMSI | Data created/will be sent for upload | 0870-MEC-IRD-7-TM 8 OP SIDE DMSI INSPECTION | 3956858
359 | 0870-MEC-IRD-7-TM 8 OP SIDE | DMSI INSPECTION | 27 | 15 | 2 - Subj Inspection | 0100870BIA | INNER WIRE DRIVE ROLL MOTOR | 010-0870-ROL-009-M1 |  |  |  |  | IRD | MEC | DMSI Inspection |  |  |  | 7 |  |  |  | DMSI |  | DMSI | Data created/will be sent for upload | 0870-MEC-IRD-7-TM 8 OP SIDE DMSI INSPECTION | 3956858
360 | 0870-MEC-IRD-7-TM 8 OP SIDE | DMSI INSPECTION | 27 | 15 | 2 - Subj Inspection | 0100870CB | TAD 1 EXIT ROLL 2 | 010-0870-ROL-013-00 |  |  |  |  | IRD | MEC | DMSI Inspection |  |  |  | 7 |  |  |  | DMSI |  | DMSI | Data created/will be sent for upload | 0870-MEC-IRD-7-TM 8 OP SIDE DMSI INSPECTION | 3956858
361 | 0870-MEC-IRD-7-TM 8 OP SIDE | DMSI INSPECTION | 27 | 15 | 2 - Subj Inspection | 0100870CC | TAD 1 LEAD IN ROLL 3 | 010-0870-ROL-014-00 |  |  |  |  | IRD | MEC | DMSI Inspection |  |  |  | 7 |  |  |  | DMSI |  | DMSI | Data created/will be sent for upload | 0870-MEC-IRD-7-TM 8 OP SIDE DMSI INSPECTION | 3956858
362 | 0870-MEC-IRD-7-TM 8 OP SIDE | DMSI INSPECTION | 27 | 15 | 2 - Subj Inspection | 0100870CE | TAD 2 EXIT ROLL 5 | 010-0870-ROL-015-00 |  |  |  |  | IRD | MEC | DMSI Inspection |  |  |  | 7 |  |  |  | DMSI |  | DMSI | Data created/will be sent for upload | 0870-MEC-IRD-7-TM 8 OP SIDE DMSI INSPECTION | 3956858
363 | 0870-MEC-IRD-7-TM 8 OP SIDE | DMSI INSPECTION | 27 | 15 | 2 - Subj Inspection | 0100870CG | PRESS ROLL 7 | 010-0870-ROL-017-00 |  |  |  |  | IRD | MEC | DMSI Inspection |  |  |  | 7 |  |  |  | DMSI |  | DMSI | Data created/will be sent for upload | 0870-MEC-IRD-7-TM 8 OP SIDE DMSI INSPECTION | 3956858
364 | 0870-MEC-IRD-7-TM 8 OP SIDE | DMSI INSPECTION | 27 | 15 | 2 - Subj Inspection | 0100870CF | TAD FABRIC LOWER BOWED SPREADER ROLL 6 | 010-0870-ROL-016-00 |  |  |  |  | IRD | MEC | DMSI Inspection |  |  |  | 7 |  |  |  | DMSI |  | DMSI | Data created/will be sent for upload | 0870-MEC-IRD-7-TM 8 OP SIDE DMSI INSPECTION | 3956858
365 | 0870-MEC-IRD-7-TM 8 OP SIDE | DMSI INSPECTION | 27 | 15 | 2 - Subj Inspection | 0100870CD | TAD 2 CYLINDER ASSEMBLY | [5 empty] | IRD | MEC | DMSI Inspection |  |  |  | 7 |  |  |  | DMSI |  | DMSI | Data created/will be sent for upload | 0870-MEC-IRD-7-TM 8 OP SIDE DMSI INSPECTION | 3956858
366 | 0870-MEC-IRD-7-TM 8 OP SIDE | DMSI INSPECTION | 27 | 15 | 2 - Subj Inspection | 0100870CA | TAD 1 CYLINDER ASSEMBLY | [5 empty] | IRD | MEC | DMSI Inspection |  |  |  | 7 |  |  |  | DMSI |  | DMSI | Data created/will be sent for upload | 0870-MEC-IRD-7-TM 8 OP SIDE DMSI INSPECTION | 3956858
367 | 0870-MEC-IRD-7-TM 8 OP SIDE | DMSI INSPECTION | 27 | 15 | 2 - Subj Inspection | 0100870BE | BREAST ROLL 5 | 010-0870-ROL-005-00 |  |  |  |  | IRD | MEC | DMSI Inspection |  |  |  | 7 |  |  |  | DMSI |  | DMSI | Data created/will be sent for upload | 0870-MEC-IRD-7-TM 8 OP SIDE DMSI INSPECTION | 3956858
368 | 0870-MEC-IRD-7-TM 8 OP SIDE | DMSI INSPECTION | 27 | 15 | 2 - Subj Inspection | 0100870BD | OUTER WIRE GUIDE ROLL 4 | 010-0870-ROL-004-00 |  |  |  |  | IRD | MEC | DMSI Inspection |  |  |  | 7 |  |  |  | DMSI |  | DMSI | Data created/will be sent for upload | 0870-MEC-IRD-7-TM 8 OP SIDE DMSI INSPECTION | 3956858
369 | 0870-MEC-IRD-7-TM 8 OP SIDE | DMSI INSPECTION | 27 | 15 | 2 - Subj Inspection | 0100870BC | OUTER WIRE TENSION ROLL 3 | 010-0870-ROL-003-00 |  |  |  |  | IRD | MEC | DMSI Inspection |  |  |  | 7 |  |  |  | DMSI |  | DMSI | Data created/will be sent for upload | 0870-MEC-IRD-7-TM 8 OP SIDE DMSI INSPECTION | 3956858
370 | 0870-MEC-IRD-7-TM 8 OP SIDE | DMSI INSPECTION | 27 | 15 | 2 - Subj Inspection | 0100870BFB | FORMING ROLL MOTOR | 010-0870-ROL-006-M1 |  |  |  |  | IRD | MEC | DMSI Inspection |  |  |  | 7 |  |  |  | DMSI |  | DMSI | Data created/will be sent for upload | 0870-MEC-IRD-7-TM 8 OP SIDE DMSI INSPECTION | 3956858
371 | 0870-MEC-IRD-7-TM 8 OP SIDE | DMSI INSPECTION | 27 | 15 | 2 - Subj Inspection | 0100870CLAB | TAD RELEASE ROLL MOTOR | 010-0870-ROL-022-M1 |  |  |  |  | IRD | MEC | DMSI Inspection |  |  |  | 7 |  |  |  | DMSI |  | DMSI | Data created/will be sent for upload | 0870-MEC-IRD-7-TM 8 OP SIDE DMSI INSPECTION | 3956858
372 | 0870-MEC-IRD-7-TM 8 OP SIDE | DMSI INSPECTION | 27 | 15 | 2 - Subj Inspection | 0100870DAB | YANKEE ROLL MOTOR 1 | 010-0870-YDS-001-M1 |  |  |  |  | IRD | MEC | DMSI Inspection |  |  |  | 7 |  |  |  | DMSI |  | DMSI | Data created/will be sent for upload | 0870-MEC-IRD-7-TM 8 OP SIDE DMSI INSPECTION | 3956858
373 | 0870-MEC-IRD-7-TM 8 OP SIDE | DMSI INSPECTION | 27 | 15 | 2 - Subj Inspection | 0100870CGAB | PRESS ROLL MOTOR | 010-0870-ROL-017-M1 |  |  |  |  | IRD | MEC | DMSI Inspection |  |  |  | 7 |  |  |  | DMSI |  | DMSI | Data created/will be sent for upload | 0870-MEC-IRD-7-TM 8 OP SIDE DMSI INSPECTION | 3956858
374 | 0870-MEC-IRD-7-TM 8 OP SIDE | DMSI INSPECTION | 27 | 15 | 2 - Subj Inspection | 0100870CDDB | TAD CYLINDER 2 MOTOR | 010-0870-TAD-002-M1 |  |  |  |  | IRD | MEC | DMSI Inspection |  |  |  | 7 |  |  |  | DMSI |  | DMSI | Data created/will be sent for upload | 0870-MEC-IRD-7-TM 8 OP SIDE DMSI INSPECTION | 3956858
375 | 0870-MEC-IRD-7-TM 8 OP SIDE | DMSI INSPECTION | 27 | 15 | 2 - Subj Inspection | 0100870CADB | TAD CYLINDER 1 MOTOR | 010-0870-TAD-001-M1 |  |  |  |  | IRD | MEC | DMSI Inspection |  |  |  | 7 |  |  |  | DMSI |  | DMSI | Data created/will be sent for upload | 0870-MEC-IRD-7-TM 8 OP SIDE DMSI INSPECTION | 3956858
376 | 0870-MEC-IRD-7-TM 8 BASEMENT | DMSI INSPECTION | 28 | 15 | 2 - Subj Inspection | 5050030BA | RO FILTER SKID | 505-0030-SKD-010-00 |  |  |  |  | IRD | MEC | DMSI Inspection |  |  |  | 7 |  |  |  | DMSI |  | DMSI | Data created/will be sent for upload | 0870-MEC-IRD-7-TM 8 BASEMENT DMSI INSPECTION | 3956858
377 | 0870-MEC-IRD-7-TM 8 BASEMENT | DMSI INSPECTION | 28 | 15 | 2 - Subj Inspection | 5050030DG | CONDENSATE RETURN PUMP 2 | 505-0030-PUM-006-00 |  |  |  |  | IRD | MEC | DMSI Inspection |  |  |  | 7 |  |  |  | DMSI |  | DMSI | Data created/will be sent for upload | 0870-MEC-IRD-7-TM 8 BASEMENT DMSI INSPECTION | 3956858
378 | 0870-MEC-IRD-7-TM 8 BASEMENT | DMSI INSPECTION | 28 | 15 | 2 - Subj Inspection | 5050030DF | CONDENSATE RETURN PUMP 1 | 505-0030-PUM-005-00 |  |  |  |  | IRD | MEC | DMSI Inspection |  |  |  | 7 |  |  |  | DMSI |  | DMSI | Data created/will be sent for upload | 0870-MEC-IRD-7-TM 8 BASEMENT DMSI INSPECTION | 3956858
379 | 0870-MEC-IRD-7-TM 8 BASEMENT | DMSI INSPECTION | 28 | 15 | 2 - Subj Inspection | 5050030DB | BOILER FEED PUMP 1 | 505-0030-PUM-003-00 |  |  |  |  | IRD | MEC | DMSI Inspection |  |  |  | 7 |  |  |  | DMSI |  | DMSI | Data created/will be sent for upload | 0870-MEC-IRD-7-TM 8 BASEMENT DMSI INSPECTION | 3956863
380 | 0870-MEC-IRD-7-TM 8 BASEMENT | DMSI INSPECTION | 28 | 15 | 2 - Subj Inspection | 5050030DBA | BOILER FEED PUMP 1 MOTOR | 505-0030-PUM-003-M1 |  |  |  |  | IRD | MEC | DMSI Inspection |  |  |  | 7 |  |  |  | DMSI |  | DMSI | Data created/will be sent for upload | 0870-MEC-IRD-7-TM 8 BASEMENT DMSI INSPECTION | 3956859
381 | 0870-MEC-IRD-7-TM 8 BASEMENT | DMSI INSPECTION | 28 | 15 | 2 - Subj Inspection | 5050030DC | BOILER FEED PUMP 2 | 505-0030-PUM-004-00 |  |  |  |  | IRD | MEC | DMSI Inspection |  |  |  | 7 |  |  |  | DMSI |  | DMSI | Data created/will be sent for upload | 0870-MEC-IRD-7-TM 8 BASEMENT DMSI INSPECTION | 3956859
382 | 0870-MEC-IRD-7-TM 8 BASEMENT | DMSI INSPECTION | 28 | 15 | 2 - Subj Inspection | 5050030CC | MAKEUP WATER PUMP 2 | 505-0030-PUM-002-00 |  |  |  |  | IRD | MEC | DMSI Inspection |  |  |  | 7 |  |  |  | DMSI |  | DMSI | Data created/will be sent for upload | 0870-MEC-IRD-7-TM 8 BASEMENT DMSI INSPECTION | 3956859
383 | 0870-MEC-IRD-7-TM 8 BASEMENT | DMSI INSPECTION | 28 | 15 | 2 - Subj Inspection | 5050030DCA | BOILER FEED PUMP 2 MOTOR | 505-0030-PUM-004-M1 |  |  |  |  | IRD | MEC | DMSI Inspection |  |  |  | 7 |  |  |  | DMSI |  | DMSI | Data created/will be sent for upload | 0870-MEC-IRD-7-TM 8 BASEMENT DMSI INSPECTION | 3956859
384 | 0870-MEC-IRD-7-TM 8 BASEMENT | DMSI INSPECTION | 28 | 15 | 2 - Subj Inspection | 5050030CB | MAKEUP WATER PUMP 1 | 505-0030-PUM-001-00 |  |  |  |  | IRD | MEC | DMSI Inspection |  |  |  | 7 |  |  |  | DMSI |  | DMSI | Data created/will be sent for upload | 0870-MEC-IRD-7-TM 8 BASEMENT DMSI INSPECTION | 3956859
385 | 0870-MEC-IRD-7-TM 8 BASEMENT | DMSI INSPECTION | 28 | 15 | 2 - Subj Inspection | 0100880B | WARM FRESH WATER CHEMICAL DILUTION PUMP | 010-0880-PUM-004-00 |  |  |  |  | IRD | MEC | DMSI Inspection |  |  |  | 7 |  |  |  | DMSI |  | DMSI | Data created/will be sent for upload | 0870-MEC-IRD-7-TM 8 BASEMENT DMSI INSPECTION | 3956859
386 | 0870-MEC-IRD-7-TM 8 BASEMENT | DMSI INSPECTION | 28 | 15 | 2 - Subj Inspection | 0100844BD | ATMOSPHERIC CONDT RECEIVER PUMP 2 | 010-0844-PUM-002-00 |  |  |  |  | IRD | MEC | DMSI Inspection |  |  |  | 7 |  |  |  | DMSI |  | DMSI | Data created/will be sent for upload | 0870-MEC-IRD-7-TM 8 BASEMENT DMSI INSPECTION | 3956901
387 | 0870-MEC-IRD-7-TM 8 BASEMENT | DMSI INSPECTION | 28 | 15 | 2 - Subj Inspection | 0100880BA | WARM FRESH WATER CHEMICAL DILUTION PUMP MOTOR | 010-0880-PUM-004-M1 |  |  |  |  | IRD | MEC | DMSI Inspection |  |  |  | 7 |  |  |  | DMSI |  | DMSI | Data created/will be sent for upload | 0870-MEC-IRD-7-TM 8 BASEMENT DMSI INSPECTION | 3956860
388 | 0870-MEC-IRD-7-TM 8 BASEMENT | DMSI INSPECTION | 28 | 15 | 2 - Subj Inspection | 0100844BC | ATMOSPHERIC CONDT RECEIVER PUMP 1 | 010-0844-PUM-001-00 |  |  |  |  | IRD | MEC | DMSI Inspection |  |  |  | 7 |  |  |  | DMSI |  | DMSI | Data created/will be sent for upload | 0870-MEC-IRD-7-TM 8 BASEMENT DMSI INSPECTION | 3956871
389 | 0870-MEC-IRD-7-TM 8 BASEMENT | DMSI INSPECTION | 28 | 15 | 2 - Subj Inspection | 0100880C | WARM FRESH WATER HIGH PRESSURE SHOWER PUMP | 010-0880-PUM-001-00 |  |  |  |  | IRD | MEC | DMSI Inspection |  |  |  | 7 |  |  |  | DMSI |  | DMSI | Data created/will be sent for upload | 0870-MEC-IRD-7-TM 8 BASEMENT DMSI INSPECTION | 3956862
390 | 0870-MEC-IRD-7-TM 8 BASEMENT | DMSI INSPECTION | 28 | 15 | 2 - Subj Inspection | 0100880CA | WARM FRESH WATER HIGH PRESSURE SHOWER PUMP MOTOR | 010-0880-PUM-001-M1 |  |  |  |  | IRD | MEC | DMSI Inspection |  |  |  | 7 |  |  |  | DMSI |  | DMSI | Data created/will be sent for upload | 0870-MEC-IRD-7-TM 8 BASEMENT DMSI INSPECTION | 3956868
391 | 0870-MEC-IRD-7-TM 8 BASEMENT | DMSI INSPECTION | 28 | 15 | 2 - Subj Inspection | 0100880D | WARM FRESH WATER LOW PRESSURE SHOWER PUMP | 010-0880-PUM-002-00 |  |  |  |  | IRD | MEC | DMSI Inspection |  |  |  | 7 |  |  |  | DMSI |  | DMSI | Data created/will be sent for upload | 0870-MEC-IRD-7-TM 8 BASEMENT DMSI INSPECTION | 3956863
392 | 0870-MEC-IRD-7-TM 8 BASEMENT | DMSI INSPECTION | 28 | 15 | 2 - Subj Inspection | 0100880E | WARM FRESH WATER MAKEUP PUMP | 010-0880-PUM-003-00 |  |  |  |  | IRD | MEC | DMSI Inspection |  |  |  | 7 |  |  |  | DMSI |  | DMSI | Data created/will be sent for upload | 0870-MEC-IRD-7-TM 8 BASEMENT DMSI INSPECTION | 3956863
393 | 0870-MEC-IRD-7-TM 8 BASEMENT | DMSI INSPECTION | 28 | 15 | 2 - Subj Inspection | 0100833B | TAD TRAY WATER PUMP | 010-0833-PUM-001-00 |  |  |  |  | IRD | MEC | DMSI Inspection |  |  |  | 7 |  |  |  | DMSI |  | DMSI | Data created/will be sent for upload | 0870-MEC-IRD-7-TM 8 BASEMENT DMSI INSPECTION | 3956863
394 | 0870-MEC-IRD-7-TM 8 BASEMENT | DMSI INSPECTION | 28 | 15 | 2 - Subj Inspection | 0100833AA | TAD TRAY WATER TANK AGITATOR | 010-0833-AGT-001-00 |  |  |  |  | IRD | MEC | DMSI Inspection |  |  |  | 7 |  |  |  | DMSI |  | DMSI | Data created/will be sent for upload | 0870-MEC-IRD-7-TM 8 BASEMENT DMSI INSPECTION | 3956863
395 | 0870-MEC-IRD-7-TM 8 BASEMENT | DMSI INSPECTION | 28 | 15 | 2 - Subj Inspection | 0100833BA | TAD TRAY WATER PUMP MOTOR | 010-0833-PUM-001-M1 |  |  |  |  | IRD | MEC | DMSI Inspection |  |  |  | 7 |  |  |  | DMSI |  | DMSI | Data created/will be sent for upload | 0870-MEC-IRD-7-TM 8 BASEMENT DMSI INSPECTION | 3956863
396 | 0870-MEC-IRD-7-TM 8 BASEMENT | DMSI INSPECTION | 28 | 15 | 2 - Subj Inspection | 0100833C | TAD TRAY WATER SCREEN | 010-0833-SCR-001-00 |  |  |  |  | IRD | MEC | DMSI Inspection |  |  |  | 7 |  |  |  | DMSI |  | DMSI | Data created/will be sent for upload | 0870-MEC-IRD-7-TM 8 BASEMENT DMSI INSPECTION | 3956863
397 | 0870-MEC-IRD-7-TM 8 BASEMENT | DMSI INSPECTION | 28 | 15 | 2 - Subj Inspection | 0100833CA | TAD TRAY WATER SCREEN MOTOR | 010-0833-SCR-001-M1 |  |  |  |  | IRD | MEC | DMSI Inspection |  |  |  | 7 |  |  |  | DMSI |  | DMSI | Data created/will be sent for upload | 0870-MEC-IRD-7-TM 8 BASEMENT DMSI INSPECTION | 3956863
398 | 0870-MEC-IRD-7-TM 8 BASEMENT | DMSI INSPECTION | 28 | 15 | 2 - Subj Inspection | 0100833EA | CLARIFIED TAD TRAY WATER TANK AGITATOR | 010-0833-AGT-002-00 |  |  |  |  | IRD | MEC | DMSI Inspection |  |  |  | 7 |  |  |  | DMSI |  | DMSI | Data created/will be sent for upload | 0870-MEC-IRD-7-TM 8 BASEMENT DMSI INSPECTION | 3956863
399 | 0870-MEC-IRD-7-TM 8 BASEMENT | DMSI INSPECTION | 28 | 15 | 2 - Subj Inspection | 0100833D | CLARIFIED TAD TRAY WATER PUMP | 010-0833-PUM-002-00 |  |  |  |  | IRD | MEC | DMSI Inspection |  |  |  | 7 |  |  |  | DMSI |  | DMSI | Data created/will be sent for upload | 0870-MEC-IRD-7-TM 8 BASEMENT DMSI INSPECTION | 3956863
400 | 0870-MEC-IRD-7-TM 8 BASEMENT | DMSI INSPECTION | 28 | 15 | 2 - Subj Inspection | 0100833DA | CLARIFIED TAD TRAY WATER PUMP MOTOR | 010-0833-PUM-002-M1 |  |  |  |  | IRD | MEC | DMSI Inspection |  |  |  | 7 |  |  |  | DMSI |  | DMSI | Data created/will be sent for upload | 0870-MEC-IRD-7-TM 8 BASEMENT DMSI INSPECTION | 3956863
401 | 0870-MEC-IRD-7-TM 8 BASEMENT | DMSI INSPECTION | 28 | 15 | 2 - Subj Inspection | 0100833G | TAD FABRIC HI PRESS FAN SHOWER PUMP | 010-0833-PUM-003-00 |  |  |  |  | IRD | MEC | DMSI Inspection |  |  |  | 7 |  |  |  | DMSI |  | DMSI | Data created/will be sent for upload | 0870-MEC-IRD-7-TM 8 BASEMENT DMSI INSPECTION | 3956863
402 | 0870-MEC-IRD-7-TM 8 BASEMENT | DMSI INSPECTION | 28 | 15 | 2 - Subj Inspection | 0100833F | TAD FABRIC FLOODED NIP SHOWER PUMP | 010-0833-PUM-004-00 |  |  |  |  | IRD | MEC | DMSI Inspection |  |  |  | 7 |  |  |  | DMSI |  | DMSI | Data created/will be sent for upload | 0870-MEC-IRD-7-TM 8 BASEMENT DMSI INSPECTION | 3956863
403 | 0870-MEC-IRD-7-TM 8 BASEMENT | DMSI INSPECTION | 28 | 15 | 2 - Subj Inspection | 0100833GA | TAD FABRIC HI PRESS FAN SHOWER PUMP MOTOR | 010-0833-PUM-003-M1 |  |  |  |  | IRD | MEC | DMSI Inspection |  |  |  | 7 |  |  |  | DMSI |  | DMSI | Data created/will be sent for upload | 0870-MEC-IRD-7-TM 8 BASEMENT DMSI INSPECTION | 3956863
404 | 0870-MEC-IRD-7-TM 8 BASEMENT | DMSI INSPECTION | 28 | 15 | 2 - Subj Inspection | 0100833FA | TAD FABRIC FLOODED NIP SHOWER PUMP MOTOR | 010-0833-PUM-004-M1 |  |  |  |  | IRD | MEC | DMSI Inspection |  |  |  | 7 |  |  |  | DMSI |  | DMSI | Data created/will be sent for upload | 0870-MEC-IRD-7-TM 8 BASEMENT DMSI INSPECTION | 3956863
405 | 0870-MEC-IRD-7-TM 8 BASEMENT | DMSI INSPECTION | 28 | 15 | 2 - Subj Inspection | 0100870KAC | HYD UNIT 1 PRESS ROLL PUMP | 010-0870-PUM-018-00 |  |  |  |  | IRD | MEC | DMSI Inspection |  |  |  | 7 |  |  |  | DMSI |  | DMSI | Data created/will be sent for upload | 0870-MEC-IRD-7-TM 8 BASEMENT DMSI INSPECTION | 3956863
406 | 0870-MEC-IRD-7-TM 8 BASEMENT | DMSI INSPECTION | 28 | 15 | 2 - Subj Inspection | 0100870KACA | HYD UNIT 1 PRESS ROLL PUMP MOTOR | 010-0870-PUM-018-M1 |  |  |  |  | IRD | MEC | DMSI Inspection |  |  |  | 7 |  |  |  | DMSI |  | DMSI | Data created/will be sent for upload | 0870-MEC-IRD-7-TM 8 BASEMENT DMSI INSPECTION | 3956863
407 | 0870-MEC-IRD-7-TM 8 BASEMENT | DMSI INSPECTION | 28 | 15 | 2 - Subj Inspection | 0100870KAD | HYD UNIT 1 SPARE PUMP | 010-0870-PUM-019-00 |  |  |  |  | IRD | MEC | DMSI Inspection |  |  |  | 7 |  |  |  | DMSI |  | DMSI | Data created/will be sent for upload | 0870-MEC-IRD-7-TM 8 BASEMENT DMSI INSPECTION | 3956863
408 | 0870-MEC-IRD-7-TM 8 BASEMENT | DMSI INSPECTION | 28 | 15 | 2 - Subj Inspection | 0100870KADA | HYD UNIT 1 SPARE PUMP MOTOR | 010-0870-PUM-019-M1 |  |  |  |  | IRD | MEC | DMSI Inspection |  |  |  | 7 |  |  |  | DMSI |  | DMSI | Data created/will be sent for upload | 0870-MEC-IRD-7-TM 8 BASEMENT DMSI INSPECTION | 3956863
409 | 0870-MEC-IRD-7-TM 8 BASEMENT | DMSI INSPECTION | 28 | 15 | 2 - Subj Inspection | 0100870KAE | HYD UNIT 1 CANTILEVER PUMP | 010-0870-PUM-020-00 |  |  |  |  | IRD | MEC | DMSI Inspection |  |  |  | 7 |  |  |  | DMSI |  | DMSI | Data created/will be sent for upload | 0870-MEC-IRD-7-TM 8 BASEMENT DMSI INSPECTION | 3956855
410 | 0870-MEC-IRD-7-TM 8 BASEMENT | DMSI INSPECTION | 28 | 15 | 2 - Subj Inspection | 0100864BB | REEL DRUM VACUUM EXHAUST FAN | 010-0864-FAN-002-00 |  |  |  |  | IRD | MEC | DMSI Inspection |  |  |  | 7 |  |  |  | DMSI |  | DMSI | Data created/will be sent for upload | 0870-MEC-IRD-7-TM 8 BASEMENT DMSI INSPECTION | 3956877
411 | 0870-MEC-IRD-7-TM 8 BASEMENT | DMSI INSPECTION | 28 | 15 | 2 - Subj Inspection | 0100870KAEA | HYD UNIT 1 CANTILEVER PUMP MOTOR | 010-0870-PUM-020-M1 |  |  |  |  | IRD | MEC | DMSI Inspection |  |  |  | 7 |  |  |  | DMSI |  | DMSI | Data created/will be sent for upload | 0870-MEC-IRD-7-TM 8 BASEMENT DMSI INSPECTION | 3956870
412 | 0870-MEC-IRD-7-TM 8 BASEMENT | DMSI INSPECTION | 28 | 15 | 2 - Subj Inspection | 0100864BBA | REEL DRUM VACUUM EXH FAN MOTOR | 010-0864-FAN-002-M1 |  |  |  |  | IRD | MEC | DMSI Inspection |  |  |  | 7 |  |  |  | DMSI |  | DMSI | Data created/will be sent for upload | 0870-MEC-IRD-7-TM 8 BASEMENT DMSI INSPECTION | 3956866
413 | 0870-MEC-IRD-7-TM 8 BASEMENT | DMSI INSPECTION | 28 | 15 | 2 - Subj Inspection | 0100870KBC | HYD UNIT 2 REEL AND CALENDER LIFTING PUMP | 010-0870-PUM-021-00 |  |  |  |  | IRD | MEC | DMSI Inspection |  |  |  | 7 |  |  |  | DMSI |  | DMSI | Data created/will be sent for upload | 0870-MEC-IRD-7-TM 8 BASEMENT DMSI INSPECTION | 3956866
414 | 0870-MEC-IRD-7-TM 8 BASEMENT | DMSI INSPECTION | 28 | 15 | 2 - Subj Inspection | 0100870KBCA | HYD UNIT 2 REEL AND CALENDER LIFTING PUMP MOTOR | 010-0870-PUM-021-M1 |  |  |  |  | IRD | MEC | DMSI Inspection |  |  |  | 7 |  |  |  | DMSI |  | DMSI | Data created/will be sent for upload | 0870-MEC-IRD-7-TM 8 BASEMENT DMSI INSPECTION | 3956866
415 | 0870-MEC-IRD-7-TM 8 BASEMENT | DMSI INSPECTION | 28 | 15 | 2 - Subj Inspection | 0100870KBD | HYD UNIT 2 SPARE PUMP | 010-0870-PUM-022-00 |  |  |  |  | IRD | MEC | DMSI Inspection |  |  |  | 7 |  |  |  | DMSI |  | DMSI | Data created/will be sent for upload | 0870-MEC-IRD-7-TM 8 BASEMENT DMSI INSPECTION | 3956859
416 | 0870-MEC-IRD-7-TM 8 BASEMENT | DMSI INSPECTION | 28 | 15 | 2 - Subj Inspection | 0100870KBDA | HYD UNIT 2 SPARE PUMP MOTOR | 010-0870-PUM-022-M1 |  |  |  |  | IRD | MEC | DMSI Inspection |  |  |  | 7 |  |  |  | DMSI |  | DMSI | Data created/will be sent for upload | 0870-MEC-IRD-7-TM 8 BASEMENT DMSI INSPECTION | 3956867
417 | 0870-MEC-IRD-7-TM 8 BASEMENT | DMSI INSPECTION | 28 | 15 | 2 - Subj Inspection | 0100870KBE | HYD UNIT 2 LIFTING TABLE AND OFF MACHINE ROLL HANDLING PUMP | 010-0870-PUM-023-00 |  |  |  |  | IRD | MEC | DMSI Inspection |  |  |  | 7 |  |  |  | DMSI |  | DMSI | Data created/will be sent for upload | 0870-MEC-IRD-7-TM 8 BASEMENT DMSI INSPECTION | 3956856
418 | 0870-MEC-IRD-7-TM 8 BASEMENT | DMSI INSPECTION | 28 | 15 | 2 - Subj Inspection | 0100826MA | UTM PULPER PUMP | 010-0826-PUM-007-00 |  |  |  |  | IRD | MEC | DMSI Inspection |  |  |  | 7 |  |  |  | DMSI |  | DMSI | Data created/will be sent for upload | 0870-MEC-IRD-7-TM 8 BASEMENT DMSI INSPECTION | 3956868
419 | 0870-MEC-IRD-7-TM 8 BASEMENT | DMSI INSPECTION | 28 | 15 | 2 - Subj Inspection | 0100870KBEA | HYD UNIT 2 LIFTING TABLE OFF MACHINE ROLL HNDLG PUMP MOTOR | 010-0870-PUM-023-M1 |  |  |  |  | IRD | MEC | DMSI Inspection |  |  |  | 7 |  |  |  | DMSI |  | DMSI | Data created/will be sent for upload | 0870-MEC-IRD-7-TM 8 BASEMENT DMSI INSPECTION | 3956868
420 | 0870-MEC-IRD-7-TM 8 BASEMENT | DMSI INSPECTION | 28 | 15 | 2 - Subj Inspection | 0100826MAA | UTM PULPER PUMP MOTOR | 010-0826-PUM-007-M1 |  |  |  |  | IRD | MEC | DMSI Inspection |  |  |  | 7 |  |  |  | DMSI |  | DMSI | Data created/will be sent for upload | 0870-MEC-IRD-7-TM 8 BASEMENT DMSI INSPECTION | 3956868
421 | 0870-MEC-IRD-7-TM 8 BASEMENT | DMSI INSPECTION | 28 | 15 | 2 - Subj Inspection | 0100826MB | UTM PULPER ROTOR 1 | 010-0826-AGT-005-00 |  |  |  |  | IRD | MEC | DMSI Inspection |  |  |  | 7 |  |  |  | DMSI |  | DMSI | Data created/will be sent for upload | 0870-MEC-IRD-7-TM 8 BASEMENT DMSI INSPECTION | 3956899
422 | 0870-MEC-IRD-7-TM 8 BASEMENT | DMSI INSPECTION | 28 | 15 | 2 - Subj Inspection | 0100826MBC | UTM PULPER ROTOR 1 MOTOR | 010-0826-AGT-005-M1 |  |  |  |  | IRD | MEC | DMSI Inspection |  |  |  | 7 |  |  |  | DMSI |  | DMSI | Data created/will be sent for upload | 0870-MEC-IRD-7-TM 8 BASEMENT DMSI INSPECTION | 3956869
423 | 0870-MEC-IRD-7-TM 8 BASEMENT | DMSI INSPECTION | 28 | 15 | 2 - Subj Inspection | 0100826MC | UTM PULPER ROTOR 2 | 010-0826-AGT-006-00 |  |  |  |  | IRD | MEC | DMSI Inspection |  |  |  | 7 |  |  |  | DMSI |  | DMSI | Data created/will be sent for upload | 0870-MEC-IRD-7-TM 8 BASEMENT DMSI INSPECTION | 3956869
424 | 0870-MEC-IRD-7-TM 8 BASEMENT | DMSI INSPECTION | 28 | 15 | 2 - Subj Inspection | 0100826MCC | UTM PULPER ROTOR 2 MOTOR | 010-0826-AGT-006-M1 |  |  |  |  | IRD | MEC | DMSI Inspection |  |  |  | 7 |  |  |  | DMSI |  | DMSI | Data created/will be sent for upload | 0870-MEC-IRD-7-TM 8 BASEMENT DMSI INSPECTION | 3956889
425 | 0870-MEC-IRD-7-TM 8 BASEMENT | DMSI INSPECTION | 28 | 15 | 2 - Subj Inspection | 0100826MD | UTM PULPER SUMP PUMP | 010-0826-PUM-008-00 |  |  |  |  | IRD | MEC | DMSI Inspection |  |  |  | 7 |  |  |  | DMSI |  | DMSI | Data created/will be sent for upload | 0870-MEC-IRD-7-TM 8 BASEMENT DMSI INSPECTION | 3956870
426 | 0870-MEC-IRD-7-TM 8 BASEMENT | DMSI INSPECTION | 28 | 15 | 2 - Subj Inspection | 0100864AZ | WET DUST RECIRCULATION PUMP | 010-0864-PUM-001-00 |  |  |  |  | IRD | MEC | DMSI Inspection |  |  |  | 7 |  |  |  | DMSI |  | DMSI | Data created/will be sent for upload | 0870-MEC-IRD-7-TM 8 BASEMENT DMSI INSPECTION | 3956870
427 | 0870-MEC-IRD-7-TM 8 BASEMENT | DMSI INSPECTION | 28 | 15 | 2 - Subj Inspection | 0100864AZA | WET DUST RECIRCULATION PUMP MOTOR | 010-0864-PUM-001-M1 |  |  |  |  | IRD | MEC | DMSI Inspection |  |  |  | 7 |  |  |  | DMSI |  | DMSI | Data created/will be sent for upload | 0870-MEC-IRD-7-TM 8 BASEMENT DMSI INSPECTION | 3956860
428 | 0870-MEC-IRD-7-TM 8 BASEMENT | DMSI INSPECTION | 28 | 15 | 2 - Subj Inspection | 0100870CPAB | TAD 2 EXHAUST FAN | 010-0872-FAN-003-00 |  |  |  |  | IRD | MEC | DMSI Inspection |  |  |  | 7 |  |  |  | DMSI |  | DMSI | Data created/will be sent for upload | 0870-MEC-IRD-7-TM 8 BASEMENT DMSI INSPECTION | 3956871
429 | 0870-MEC-IRD-7-TM 8 BASEMENT | DMSI INSPECTION | 28 | 15 | 2 - Subj Inspection | 0100870CPABA | TAD 2 EXHAUST FAN MOTOR | 010-0872-FAN-003-M1 |  |  |  |  | IRD | MEC | DMSI Inspection |  |  |  | 7 |  |  |  | DMSI |  | DMSI | Data created/will be sent for upload | 0870-MEC-IRD-7-TM 8 BASEMENT DMSI INSPECTION | 3956871
430 | 0870-MEC-IRD-7-TM 8 BASEMENT | DMSI INSPECTION | 28 | 15 | 2 - Subj Inspection | 0100870JADA | LUBRICATION RETURN STATION 2 MAIN PUMP | 010-0870-PUM-014-00 |  |  |  |  | IRD | MEC | DMSI Inspection |  |  |  | 7 |  |  |  | DMSI |  | DMSI | Data created/will be sent for upload | 0870-MEC-IRD-7-TM 8 BASEMENT DMSI INSPECTION | 3956871
431 | 0870-MEC-IRD-7-TM 8 BASEMENT | DMSI INSPECTION | 28 | 15 | 2 - Subj Inspection | 0100870JADB | LUBRICATION RETURN STATION 2 SPARE PUMP | 010-0870-PUM-015-00 |  |  |  |  | IRD | MEC | DMSI Inspection |  |  |  | 7 |  |  |  | DMSI |  | DMSI | Data created/will be sent for upload | 0870-MEC-IRD-7-TM 8 BASEMENT DMSI INSPECTION | 3956871
432 | 0870-MEC-IRD-7-TM 8 BASEMENT | DMSI INSPECTION | 28 | 15 | 2 - Subj Inspection | 0100870CPAC | TAD 2 MAIN SUPPLY FAN | 010-0872-FAN-002-00 |  |  |  |  | IRD | MEC | DMSI Inspection |  |  |  | 7 |  |  |  | DMSI |  | DMSI | Data created/will be sent for upload | 0870-MEC-IRD-7-TM 8 BASEMENT DMSI INSPECTION | 3956892
433 | 0870-MEC-IRD-7-TM 8 BASEMENT | DMSI INSPECTION | 28 | 15 | 2 - Subj Inspection | 0100870CPAA | TAD 2 COMBUSTION AIR FAN | 010-0872-FAN-001-00 |  |  |  |  | IRD | MEC | DMSI Inspection |  |  |  | 7 |  |  |  | DMSI |  | DMSI | Data created/will be sent for upload | 0870-MEC-IRD-7-TM 8 BASEMENT DMSI INSPECTION | 3956872
434 | 0870-MEC-IRD-7-TM 8 BASEMENT | DMSI INSPECTION | 28 | 15 | 2 - Subj Inspection | 0100870CPACA | TAD 2 MAIN SUPPLY FAN MOTOR | 010-0872-FAN-002-M1 |  |  |  |  | IRD | MEC | DMSI Inspection |  |  |  | 7 |  |  |  | DMSI |  | DMSI | Data created/will be sent for upload | 0870-MEC-IRD-7-TM 8 BASEMENT DMSI INSPECTION | 3956873
435 | 0870-MEC-IRD-7-TM 8 BASEMENT | DMSI INSPECTION | 28 | 15 | 2 - Subj Inspection | 0100836XA | DB TAD SEAL PIT PUMP | 010-0836-PUM-004-00 |  |  |  |  | IRD | MEC | DMSI Inspection |  |  |  | 7 |  |  |  | DMSI |  | DMSI | Data created/will be sent for upload | 0870-MEC-IRD-7-TM 8 BASEMENT DMSI INSPECTION | 3956873
436 | 0870-MEC-IRD-7-TM 8 BASEMENT | DMSI INSPECTION | 28 | 15 | 2 - Subj Inspection | 0100870CPAAA | TAD 2 COMBUSTION AIR FAN MOTOR | 010-0872-FAN-001-M1 |  |  |  |  | IRD | MEC | DMSI Inspection |  |  |  | 7 |  |  |  | DMSI |  | DMSI | Data created/will be sent for upload | 0870-MEC-IRD-7-TM 8 BASEMENT DMSI INSPECTION | 3956861
437 | 0870-MEC-IRD-7-TM 8 BASEMENT | DMSI INSPECTION | 28 | 15 | 2 - Subj Inspection | 010083627 | VACUUM SYSTEM SEAL PIT PUMP | 010-0836-PUM-001-00 |  |  |  |  | IRD | MEC | DMSI Inspection |  |  |  | 7 |  |  |  | DMSI |  | DMSI | Data created/will be sent for upload | 0870-MEC-IRD-7-TM 8 BASEMENT DMSI INSPECTION | 3956882
438 | 0870-MEC-IRD-7-TM 8 BASEMENT | DMSI INSPECTION | 28 | 15 | 2 - Subj Inspection | 0100870COAC | TAD 1 MAIN SUPPLY FAN | 010-0871-FAN-002-00 |  |  |  |  | IRD | MEC | DMSI Inspection |  |  |  | 7 |  |  |  | DMSI |  | DMSI | Data created/will be sent for upload | 0870-MEC-IRD-7-TM 8 BASEMENT DMSI INSPECTION | 3956875
439 | 0870-MEC-IRD-7-TM 8 BASEMENT | DMSI INSPECTION | 28 | 15 | 2 - Subj Inspection | 0100830N | DILUTION PUMP | 010-0830-PUM-010-00 |  |  |  |  | IRD | MEC | DMSI Inspection |  |  |  | 7 |  |  |  | DMSI |  | DMSI | Data created/will be sent for upload | 0870-MEC-IRD-7-TM 8 BASEMENT DMSI INSPECTION | 3956875
440 | 0870-MEC-IRD-7-TM 8 BASEMENT | DMSI INSPECTION | 28 | 15 | 2 - Subj Inspection | 0100870COACA | TAD 1 MAIN SUPPLY FAN MOTOR | 010-0871-FAN-002-M1 |  |  |  |  | IRD | MEC | DMSI Inspection |  |  |  | 7 |  |  |  | DMSI |  | DMSI | Data created/will be sent for upload | 0870-MEC-IRD-7-TM 8 BASEMENT DMSI INSPECTION | 3956876
441 | 0870-MEC-IRD-7-TM 8 BASEMENT | DMSI INSPECTION | 28 | 15 | 2 - Subj Inspection | 0100830NA | DILUTION PUMP MOTOR | 010-0830-PUM-010-M1 |  |  |  |  | IRD | MEC | DMSI Inspection |  |  |  | 7 |  |  |  | DMSI |  | DMSI | Data created/will be sent for upload | 0870-MEC-IRD-7-TM 8 BASEMENT DMSI INSPECTION | 3956876
442 | 0870-MEC-IRD-7-TM 8 BASEMENT | DMSI INSPECTION | 28 | 15 | 2 - Subj Inspection | 0100830O | DILUTION PRIMARY SCREEN | 010-0830-SCR-004-00 |  |  |  |  | IRD | MEC | DMSI Inspection |  |  |  | 7 |  |  |  | DMSI |  | DMSI | Data created/will be sent for upload | 0870-MEC-IRD-7-TM 8 BASEMENT DMSI INSPECTION | 3956876
443 | 0870-MEC-IRD-7-TM 8 BASEMENT | DMSI INSPECTION | 28 | 15 | 2 - Subj Inspection | 0100870JACA | LUBRICATION RETURN STATION 1 MAIN PUMP | 010-0870-PUM-012-00 |  |  |  |  | IRD | MEC | DMSI Inspection |  |  |  | 7 |  |  |  | DMSI |  | DMSI | Data created/will be sent for upload | 0870-MEC-IRD-7-TM 8 BASEMENT DMSI INSPECTION | 3956885
444 | 0870-MEC-IRD-7-TM 8 BASEMENT | DMSI INSPECTION | 28 | 15 | 2 - Subj Inspection | 0100870JACB | LUBRICATION RETURN STATION 1 LUBRICATION SPARE PUMP | 010-0870-PUM-013-00 |  |  |  |  | IRD | MEC | DMSI Inspection |  |  |  | 7 |  |  |  | DMSI |  | DMSI | Data created/will be sent for upload | 0870-MEC-IRD-7-TM 8 BASEMENT DMSI INSPECTION | 3956877
445 | 0870-MEC-IRD-7-TM 8 BASEMENT | DMSI INSPECTION | 28 | 15 | 2 - Subj Inspection | 0100832NB | WIRE PIT PUMP | 010-0832-PUM-002-00 |  |  |  |  | IRD | MEC | DMSI Inspection |  |  |  | 7 |  |  |  | DMSI |  | DMSI | Data created/will be sent for upload | 0870-MEC-IRD-7-TM 8 BASEMENT DMSI INSPECTION | 3956877
446 | 0870-MEC-IRD-7-TM 8 BASEMENT | DMSI INSPECTION | 28 | 15 | 2 - Subj Inspection | 0100832NBA | WIRE PIT PUMP MOTOR | 010-0832-PUM-002-M1 |  |  |  |  | IRD | MEC | DMSI Inspection |  |  |  | 7 |  |  |  | DMSI |  | DMSI | Data created/will be sent for upload | 0870-MEC-IRD-7-TM 8 BASEMENT DMSI INSPECTION | 3956877
447 | 0870-MEC-IRD-7-TM 8 BASEMENT | DMSI INSPECTION | 28 | 15 | 2 - Subj Inspection | 0100830K | YANKEE FAN PUMP | 010-0830-PUM-007-00 |  |  |  |  | IRD | MEC | DMSI Inspection |  |  |  | 7 |  |  |  | DMSI |  | DMSI | Data created/will be sent for upload | 0870-MEC-IRD-7-TM 8 BASEMENT DMSI INSPECTION | 3956877
448 | 0870-MEC-IRD-7-TM 8 BASEMENT | DMSI INSPECTION | 28 | 15 | 2 - Subj Inspection | 0100830KA | YANKEE FAN PUMP MOTOR 1 | 010-0830-PUM-007-M1 |  |  |  |  | IRD | MEC | DMSI Inspection |  |  |  | 7 |  |  |  | DMSI |  | DMSI | Data created/will be sent for upload | 0870-MEC-IRD-7-TM 8 BASEMENT DMSI INSPECTION | 3956877
449 | 0870-MEC-IRD-7-TM 8 BASEMENT | DMSI INSPECTION | 28 | 15 | 2 - Subj Inspection | 0100830G | CORE FAN PUMP | 010-0830-PUM-008-00 |  |  |  |  | IRD | MEC | DMSI Inspection |  |  |  | 7 |  |  |  | DMSI |  | DMSI | Data created/will be sent for upload | 0870-MEC-IRD-7-TM 8 BASEMENT DMSI INSPECTION | 3956877
450 | 0870-MEC-IRD-7-TM 8 BASEMENT | DMSI INSPECTION | 28 | 15 | 2 - Subj Inspection | 0100830GA | CORE FAN PUMP MOTOR 1 | 010-0830-PUM-008-M1 |  |  |  |  | IRD | MEC | DMSI Inspection |  |  |  | 7 |  |  |  | DMSI |  | DMSI | Data created/will be sent for upload | 0870-MEC-IRD-7-TM 8 BASEMENT DMSI INSPECTION | 3956877
451 | 0870-MEC-IRD-7-TM 8 BASEMENT | DMSI INSPECTION | 28 | 15 | 2 - Subj Inspection | 0100830D | TAD PRIMARY SCREEN | 010-0830-SCR-003-00 |  |  |  |  | IRD | MEC | DMSI Inspection |  |  |  | 7 |  |  |  | DMSI |  | DMSI | Data created/will be sent for upload | 0870-MEC-IRD-7-TM 8 BASEMENT DMSI INSPECTION | 3956879
452 | 0870-MEC-IRD-7-TM 8 BASEMENT | DMSI INSPECTION | 28 | 15 | 2 - Subj Inspection | 0100830DA | TAD PRIMARY SCREEN MOTOR | 010-0830-SCR-003-M1 |  |  |  |  | IRD | MEC | DMSI Inspection |  |  |  | 7 |  |  |  | DMSI |  | DMSI | Data created/will be sent for upload | 0870-MEC-IRD-7-TM 8 BASEMENT DMSI INSPECTION | 3956879
453 | 0870-MEC-IRD-7-TM 8 BASEMENT | DMSI INSPECTION | 28 | 15 | 2 - Subj Inspection | 0100830H | CORE PRIMARY SCREEN | 010-0830-SCR-002-00 |  |  |  |  | IRD | MEC | DMSI Inspection |  |  |  | 7 |  |  |  | DMSI |  | DMSI | Data created/will be sent for upload | 0870-MEC-IRD-7-TM 8 BASEMENT DMSI INSPECTION | 3956879
454 | 0870-MEC-IRD-7-TM 8 BASEMENT | DMSI INSPECTION | 28 | 15 | 2 - Subj Inspection | 0100830HA | CORE PRIMARY SCREEN MOTOR | 010-0830-SCR-002-M1 |  |  |  |  | IRD | MEC | DMSI Inspection |  |  |  | 7 |  |  |  | DMSI |  | DMSI | Data created/will be sent for upload | 0870-MEC-IRD-7-TM 8 BASEMENT DMSI INSPECTION | 3956879
455 | 0870-MEC-IRD-7-TM 8 BASEMENT | DMSI INSPECTION | 28 | 15 | 2 - Subj Inspection | 0100830L | YANKEE PRIMARY SCREEN | 010-0830-SCR-001-00 |  |  |  |  | IRD | MEC | DMSI Inspection |  |  |  | 7 |  |  |  | DMSI |  | DMSI | Data created/will be sent for upload | 0870-MEC-IRD-7-TM 8 BASEMENT DMSI INSPECTION | 3956879
456 | 0870-MEC-IRD-7-TM 8 BASEMENT | DMSI INSPECTION | 28 | 15 | 2 - Subj Inspection | 0100830LA | YANKEE PRIMARY SCREEN MOTOR | 010-0830-SCR-001-M1 |  |  |  |  | IRD | MEC | DMSI Inspection |  |  |  | 7 |  |  |  | DMSI |  | DMSI | Data created/will be sent for upload | 0870-MEC-IRD-7-TM 8 BASEMENT DMSI INSPECTION | 3956879
457 | 0870-MEC-IRD-7-TM 8 BASEMENT | DMSI INSPECTION | 28 | 15 | 2 - Subj Inspection | 0100832HHA | DAF RECOVERED FIBER TANK AGITATOR | 010-0832-AGT-004-00 |  |  |  |  | IRD | MEC | DMSI Inspection |  |  |  | 7 |  |  |  | DMSI |  | DMSI | Data created/will be sent for upload | 0870-MEC-IRD-7-TM 8 BASEMENT DMSI INSPECTION | 3956879
458 | 0870-MEC-IRD-7-TM 8 BASEMENT | DMSI INSPECTION | 28 | 15 | 2 - Subj Inspection | 0100832HG | DAF RECOVERED FIBER PUMP | 010-0832-PUM-010-00 |  |  |  |  | IRD | MEC | DMSI Inspection |  |  |  | 7 |  |  |  | DMSI |  | DMSI | Data created/will be sent for upload | 0870-MEC-IRD-7-TM 8 BASEMENT DMSI INSPECTION | 3956879
459 | 0870-MEC-IRD-7-TM 8 BASEMENT | DMSI INSPECTION | 28 | 15 | 2 - Subj Inspection | 0100830BB | TAD MACHINE CHEST PUMP | 010-0830-PUM-006-00 |  |  |  |  | IRD | MEC | DMSI Inspection |  |  |  | 7 |  |  |  | DMSI |  | DMSI | Data created/will be sent for upload | 0870-MEC-IRD-7-TM 8 BASEMENT DMSI INSPECTION | 3956879
460 | 0870-MEC-IRD-7-TM 8 BASEMENT | DMSI INSPECTION | 28 | 15 | 2 - Subj Inspection | 0100830BBA | TAD MACHINE CHEST PUMP MOTOR | 010-0830-PUM-006-M1 |  |  |  |  | IRD | MEC | DMSI Inspection |  |  |  | 7 |  |  |  | DMSI |  | DMSI | Data created/will be sent for upload | 0870-MEC-IRD-7-TM 8 BASEMENT DMSI INSPECTION | 3956879
461 | 0870-MEC-IRD-7-TM 8 BASEMENT | DMSI INSPECTION | 28 | 15 | 2 - Subj Inspection | 0100830BA | TAD MACHINE CHEST AGITATOR | 010-0830-AGT-006-00 |  |  |  |  | IRD | MEC | DMSI Inspection |  |  |  | 7 |  |  |  | DMSI |  | DMSI | Data created/will be sent for upload | 0870-MEC-IRD-7-TM 8 BASEMENT DMSI INSPECTION | 3956879
462 | 0870-MEC-IRD-7-TM 8 BASEMENT | DMSI INSPECTION | 28 | 15 | 2 - Subj Inspection | 0100830FB | CORE MACHINE CHEST PUMP | 010-0830-PUM-004-00 |  |  |  |  | IRD | MEC | DMSI Inspection |  |  |  | 7 |  |  |  | DMSI |  | DMSI | Data created/will be sent for upload | 0870-MEC-IRD-7-TM 8 BASEMENT DMSI INSPECTION | 3956879
463 | 0870-MEC-IRD-7-TM 8 BASEMENT | DMSI INSPECTION | 28 | 15 | 2 - Subj Inspection | 0100830FBA | CORE MACHINE CHEST PUMP MOTOR | 010-0830-PUM-004-M1 |  |  |  |  | IRD | MEC | DMSI Inspection |  |  |  | 7 |  |  |  | DMSI |  | DMSI | Data created/will be sent for upload | 0870-MEC-IRD-7-TM 8 BASEMENT DMSI INSPECTION | 3956879
464 | 0870-MEC-IRD-7-TM 8 BASEMENT | DMSI INSPECTION | 28 | 15 | 2 - Subj Inspection | 0100830FA | CORE MACHINE CHEST AGITATOR | 010-0830-AGT-004-00 |  |  |  |  | IRD | MEC | DMSI Inspection |  |  |  | 7 |  |  |  | DMSI |  | DMSI | Data created/will be sent for upload | 0870-MEC-IRD-7-TM 8 BASEMENT DMSI INSPECTION | 3956879
465 | 0870-MEC-IRD-7-TM 8 BASEMENT | DMSI INSPECTION | 28 | 15 | 2 - Subj Inspection | 0100830JB | YANKEE MACHINE CHEST PUMP | 010-0830-PUM-002-00 |  |  |  |  | IRD | MEC | DMSI Inspection |  |  |  | 7 |  |  |  | DMSI |  | DMSI | Data created/will be sent for upload | 0870-MEC-IRD-7-TM 8 BASEMENT DMSI INSPECTION | 3956879
466 | 0870-MEC-IRD-7-TM 8 BASEMENT | DMSI INSPECTION | 28 | 15 | 2 - Subj Inspection | 0100830JBA | YANKEE MACHINE CHEST PUMP MOTOR | 010-0830-PUM-002-M1 |  |  |  |  | IRD | MEC | DMSI Inspection |  |  |  | 7 |  |  |  | DMSI |  | DMSI | Data created/will be sent for upload | 0870-MEC-IRD-7-TM 8 BASEMENT DMSI INSPECTION | 3956879
467 | 0870-MEC-IRD-7-TM 8 BASEMENT | DMSI INSPECTION | 28 | 15 | 2 - Subj Inspection | 0100830JA | YANKEE MACHINE CHEST AGITATOR | 010-0830-AGT-002-00 |  |  |  |  | IRD | MEC | DMSI Inspection |  |  |  | 7 |  |  |  | DMSI |  | DMSI | Data created/will be sent for upload | 0870-MEC-IRD-7-TM 8 BASEMENT DMSI INSPECTION | 3956879
468 | 0870-MEC-IRD-7-TM 8 BASEMENT | DMSI INSPECTION | 28 | 15 | 2 - Subj Inspection | 0100880M | HOSE STATION BOOSTER PUMP | 010-0880-PUM-008-00 |  |  |  |  | IRD | MEC | DMSI Inspection |  |  |  | 7 |  |  |  | DMSI |  | DMSI | Data created/will be sent for upload | 0870-MEC-IRD-7-TM 8 BASEMENT DMSI INSPECTION | 3956872
469 | 0870-MEC-IRD-7-TM 8 BASEMENT | DMSI INSPECTION | 28 | 15 | 2 - Subj Inspection | 0100880MA | HOSE STATION BOOSTER PUMP MOTOR | 010-0880-PUM-008-M1 |  |  |  |  | IRD | MEC | DMSI Inspection |  |  |  | 7 |  |  |  | DMSI |  | DMSI | Data created/will be sent for upload | 0870-MEC-IRD-7-TM 8 BASEMENT DMSI INSPECTION | 3956880
470 | 0870-MEC-IRD-7-TM 8 BASEMENT | DMSI INSPECTION | 28 | 15 | 2 - Subj Inspection | 0100832I | EXCESS WHITE WATER PUMP | 010-0832-PUM-001-00 |  |  |  |  | IRD | MEC | DMSI Inspection |  |  |  | 7 |  |  |  | DMSI |  | DMSI | Data created/will be sent for upload | 0870-MEC-IRD-7-TM 8 BASEMENT DMSI INSPECTION | 3956880
471 | 0870-MEC-IRD-7-TM 8 BASEMENT | DMSI INSPECTION | 28 | 15 | 2 - Subj Inspection | 0100880H | SEAL WATER PUMP 1 | 010-0880-PUM-005-00 |  |  |  |  | IRD | MEC | DMSI Inspection |  |  |  | 7 |  |  |  | DMSI |  | DMSI | Data created/will be sent for upload | 0870-MEC-IRD-7-TM 8 BASEMENT DMSI INSPECTION | 3956881
472 | 0870-MEC-IRD-7-TM 8 BASEMENT | DMSI INSPECTION | 28 | 15 | 2 - Subj Inspection | 0100870FHD | CALENDER HEATING UNIT MAKEUP WATER PUMP | 010-0870-PUM-003-00 |  |  |  |  | IRD | MEC | DMSI Inspection |  |  |  | 7 |  |  |  | DMSI |  | DMSI | Data created/will be sent for upload | 0870-MEC-IRD-7-TM 8 BASEMENT DMSI INSPECTION | 3956881
473 | 0870-MEC-IRD-7-TM 8 BASEMENT | DMSI INSPECTION | 28 | 15 | 2 - Subj Inspection | 0100832JA | EXCESS WHITE WATER TANK AGITATOR | 010-0832-AGT-003-00 |  |  |  |  | IRD | MEC | DMSI Inspection |  |  |  | 7 |  |  |  | DMSI |  | DMSI | Data created/will be sent for upload | 0870-MEC-IRD-7-TM 8 BASEMENT DMSI INSPECTION | 3956881
474 | 0870-MEC-IRD-7-TM 8 BASEMENT | DMSI INSPECTION | 28 | 15 | 2 - Subj Inspection | 0100870COAA | TAD 1 COMBUSTION AIR FAN | 010-0871-FAN-001-00 |  |  |  |  | IRD | MEC | DMSI Inspection |  |  |  | 7 |  |  |  | DMSI |  | DMSI | Data created/will be sent for upload | 0870-MEC-IRD-7-TM 8 BASEMENT DMSI INSPECTION | 3956875
475 | 0870-MEC-IRD-7-TM 8 BASEMENT | DMSI INSPECTION | 28 | 15 | 2 - Subj Inspection | 0100870COAAA | TAD 1 COMBUSTION AIR FAN MOTOR | 010-0871-FAN-001-M1 |  |  |  |  | IRD | MEC | DMSI Inspection |  |  |  | 7 |  |  |  | DMSI |  | DMSI | Data created/will be sent for upload | 0870-MEC-IRD-7-TM 8 BASEMENT DMSI INSPECTION | 3956878
476 | 0870-MEC-IRD-7-TM 8 BASEMENT | DMSI INSPECTION | 28 | 15 | 2 - Subj Inspection | 0100826D | BROKE DEFLAKER 1 | 010-0826-DFL-001-00 |  |  |  |  | IRD | MEC | DMSI Inspection |  |  |  | 7 |  |  |  | DMSI |  | DMSI | Data created/will be sent for upload | 0870-MEC-IRD-7-TM 8 BASEMENT DMSI INSPECTION | 3956883
477 | 0870-MEC-IRD-7-TM 8 BASEMENT | DMSI INSPECTION | 28 | 15 | 2 - Subj Inspection | 0100826DA | BROKE DEFLAKER 1 MOTOR | 010-0826-DFL-001-M1 |  |  |  |  | IRD | MEC | DMSI Inspection |  |  |  | 7 |  |  |  | DMSI |  | DMSI | Data created/will be sent for upload | 0870-MEC-IRD-7-TM 8 BASEMENT DMSI INSPECTION | 3956883
478 | 0870-MEC-IRD-7-TM 8 BASEMENT | DMSI INSPECTION | 28 | 15 | 2 - Subj Inspection | 0100826E | BROKE DEFLAKER 2 | 010-0826-DFL-002-00 |  |  |  |  | IRD | MEC | DMSI Inspection |  |  |  | 7 |  |  |  | DMSI |  | DMSI | Data created/will be sent for upload | 0870-MEC-IRD-7-TM 8 BASEMENT DMSI INSPECTION | 3956884
479 | 0870-MEC-IRD-7-TM 8 BASEMENT | DMSI INSPECTION | 28 | 15 | 2 - Subj Inspection | 0100826EA | BROKE DEFLAKER 2 MOTOR | 010-0826-DFL-002-M1 |  |  |  |  | IRD | MEC | DMSI Inspection |  |  |  | 7 |  |  |  | DMSI |  | DMSI | Data created/will be sent for upload | 0870-MEC-IRD-7-TM 8 BASEMENT DMSI INSPECTION | 3956884
480 | 0870-MEC-IRD-7-TM 8 BASEMENT | DMSI INSPECTION | 28 | 15 | 2 - Subj Inspection | 0100826AD | BROKE DUMP CHEST PUMP 1 | 010-0826-PUM-001-00 |  |  |  |  | IRD | MEC | DMSI Inspection |  |  |  | 7 |  |  |  | DMSI |  | DMSI | Data created/will be sent for upload | 0870-MEC-IRD-7-TM 8 BASEMENT DMSI INSPECTION | 3956884
481 | 0870-MEC-IRD-7-TM 8 BASEMENT | DMSI INSPECTION | 28 | 15 | 2 - Subj Inspection | 0100826ADA | BROKE DUMP CHEST PUMP 1 MOTOR | 010-0826-PUM-001-M1 |  |  |  |  | IRD | MEC | DMSI Inspection |  |  |  | 7 |  |  |  | DMSI |  | DMSI | Data created/will be sent for upload | 0870-MEC-IRD-7-TM 8 BASEMENT DMSI INSPECTION | 3956880
482 | 0870-MEC-IRD-7-TM 8 BASEMENT | DMSI INSPECTION | 28 | 15 | 2 - Subj Inspection | 0100826AA | BROKE DUMP CHEST AGITATOR | 010-0826-AGT-001-00 |  |  |  |  | IRD | MEC | DMSI Inspection |  |  |  | 7 |  |  |  | DMSI |  | DMSI | Data created/will be sent for upload | 0870-MEC-IRD-7-TM 8 BASEMENT DMSI INSPECTION | 3956885
483 | 0870-MEC-IRD-7-TM 8 BASEMENT | DMSI INSPECTION | 28 | 15 | 2 - Subj Inspection | 0100826AAA | BROKE DUMP CHEST AGITATOR MOTOR | 010-0826-AGT-001-M1 |  |  |  |  | IRD | MEC | DMSI Inspection |  |  |  | 7 |  |  |  | DMSI |  | DMSI | Data created/will be sent for upload | 0870-MEC-IRD-7-TM 8 BASEMENT DMSI INSPECTION | 3956890
484 | 0870-MEC-IRD-7-TM 8 BASEMENT | DMSI INSPECTION | 28 | 15 | 2 - Subj Inspection | 0100826AE | BROKE DUMP CHEST PUMP 2 | 010-0826-PUM-002-00 |  |  |  |  | IRD | MEC | DMSI Inspection |  |  |  | 7 |  |  |  | DMSI |  | DMSI | Data created/will be sent for upload | 0870-MEC-IRD-7-TM 8 BASEMENT DMSI INSPECTION | 3956886
485 | 0870-MEC-IRD-7-TM 8 BASEMENT | DMSI INSPECTION | 28 | 15 | 2 - Subj Inspection | 0100826AEA | BROKE DUMP CHEST PUMP 2 MOTOR | 010-0826-PUM-002-M1 |  |  |  |  | IRD | MEC | DMSI Inspection |  |  |  | 7 |  |  |  | DMSI |  | DMSI | Data created/will be sent for upload | 0870-MEC-IRD-7-TM 8 BASEMENT DMSI INSPECTION | 3956886
486 | 0870-MEC-IRD-7-TM 8 BASEMENT | DMSI INSPECTION | 28 | 15 | 2 - Subj Inspection | 0100826G | BROKE SCREEN 1 | 010-0826-SCR-001-00 |  |  |  |  | IRD | MEC | DMSI Inspection |  |  |  | 7 |  |  |  | DMSI |  | DMSI | Data created/will be sent for upload | 0870-MEC-IRD-7-TM 8 BASEMENT DMSI INSPECTION | 3956886
487 | 0870-MEC-IRD-7-TM 8 BASEMENT | DMSI INSPECTION | 28 | 15 | 2 - Subj Inspection | 0100826GA | BROKE SCREEN 1 MOTOR | 010-0826-SCR-001-M1 |  |  |  |  | IRD | MEC | DMSI Inspection |  |  |  | 7 |  |  |  | DMSI |  | DMSI | Data created/will be sent for upload | 0870-MEC-IRD-7-TM 8 BASEMENT DMSI INSPECTION | 3956886
488 | 0870-MEC-IRD-7-TM 8 BASEMENT | DMSI INSPECTION | 28 | 15 | 2 - Subj Inspection | 0100826I | BROKE SCREEN 3 | 010-0826-SCR-003-00 |  |  |  |  | IRD | MEC | DMSI Inspection |  |  |  | 7 |  |  |  | DMSI |  | DMSI | Data created/will be sent for upload | 0870-MEC-IRD-7-TM 8 BASEMENT DMSI INSPECTION | 3956886
489 | 0870-MEC-IRD-7-TM 8 BASEMENT | DMSI INSPECTION | 28 | 15 | 2 - Subj Inspection | 0100826IA | BROKE SCREEN 3 MOTOR | 010-0826-SCR-003-M1 |  |  |  |  | IRD | MEC | DMSI Inspection |  |  |  | 7 |  |  |  | DMSI |  | DMSI | Data created/will be sent for upload | 0870-MEC-IRD-7-TM 8 BASEMENT DMSI INSPECTION | 3956887
490 | 0870-MEC-IRD-7-TM 8 BASEMENT | DMSI INSPECTION | 28 | 15 | 2 - Subj Inspection | 0100826H | BROKE SCREEN 2 | 010-0826-SCR-002-00 |  |  |  |  | IRD | MEC | DMSI Inspection |  |  |  | 7 |  |  |  | DMSI |  | DMSI | Data created/will be sent for upload | 0870-MEC-IRD-7-TM 8 BASEMENT DMSI INSPECTION | 3956887
491 | 0870-MEC-IRD-7-TM 8 BASEMENT | DMSI INSPECTION | 28 | 15 | 2 - Subj Inspection | 0100826HA | BROKE SCREEN 2 MOTOR | 010-0826-SCR-002-M1 |  |  |  |  | IRD | MEC | DMSI Inspection |  |  |  | 7 |  |  |  | DMSI |  | DMSI | Data created/will be sent for upload | 0870-MEC-IRD-7-TM 8 BASEMENT DMSI INSPECTION | 3956887
492 | 0870-MEC-IRD-7-TM 8 BASEMENT | DMSI INSPECTION | 28 | 15 | 2 - Subj Inspection | 0100826FA | DEFLAKED BROKE CHEST AGITATOR | 010-0826-AGT-002-00 |  |  |  |  | IRD | MEC | DMSI Inspection |  |  |  | 7 |  |  |  | DMSI |  | DMSI | Data created/will be sent for upload | 0870-MEC-IRD-7-TM 8 BASEMENT DMSI INSPECTION | 3956887
493 | 0870-MEC-IRD-7-TM 8 BASEMENT | DMSI INSPECTION | 28 | 15 | 2 - Subj Inspection | 0100826FAA | DEFLAKED BROKE CHEST AGITATOR MOTOR | 010-0826-AGT-002-M1 |  |  |  |  | IRD | MEC | DMSI Inspection |  |  |  | 7 |  |  |  | DMSI |  | DMSI | Data created/will be sent for upload | 0870-MEC-IRD-7-TM 8 BASEMENT DMSI INSPECTION | 3956887
494 | 0870-MEC-IRD-7-TM 8 BASEMENT | DMSI INSPECTION | 28 | 15 | 2 - Subj Inspection | 0100826FB | DEFLAKED BROKE CHEST PUMP 1 | 010-0826-PUM-003-00 |  |  |  |  | IRD | MEC | DMSI Inspection |  |  |  | 7 |  |  |  | DMSI |  | DMSI | Data created/will be sent for upload | 0870-MEC-IRD-7-TM 8 BASEMENT DMSI INSPECTION | 3956887
495 | 0870-MEC-IRD-7-TM 8 BASEMENT | DMSI INSPECTION | 28 | 15 | 2 - Subj Inspection | 0100826FBA | DEFLAKED BROKE CHEST PUMP 1 MOTOR | 010-0826-PUM-003-M1 |  |  |  |  | IRD | MEC | DMSI Inspection |  |  |  | 7 |  |  |  | DMSI |  | DMSI | Data created/will be sent for upload | 0870-MEC-IRD-7-TM 8 BASEMENT DMSI INSPECTION | 3956887
496 | 0870-MEC-IRD-7-TM 8 BASEMENT | DMSI INSPECTION | 28 | 15 | 2 - Subj Inspection | 0100826FC | DEFLAKED BROKE CHEST PUMP 2 | 010-0826-PUM-004-00 |  |  |  |  | IRD | MEC | DMSI Inspection |  |  |  | 7 |  |  |  | DMSI |  | DMSI | Data created/will be sent for upload | 0870-MEC-IRD-7-TM 8 BASEMENT DMSI INSPECTION | 3956887
497 | 0870-MEC-IRD-7-TM 8 BASEMENT | DMSI INSPECTION | 28 | 15 | 2 - Subj Inspection | 0100826FCA | DEFLAKED BROKE CHEST PUMP 2 MOTOR | 010-0826-PUM-004-M1 |  |  |  |  | IRD | MEC | DMSI Inspection |  |  |  | 7 |  |  |  | DMSI |  | DMSI | Data created/will be sent for upload | 0870-MEC-IRD-7-TM 8 BASEMENT DMSI INSPECTION | 3956887
498 | 0870-MEC-IRD-7-TM 8 BASEMENT | DMSI INSPECTION | 28 | 15 | 2 - Subj Inspection | 0100834F | CWW HI PRESS SHOWER PUMP 2 | 010-0834-PUM-004-00 |  |  |  |  | IRD | MEC | DMSI Inspection |  |  |  | 7 |  |  |  | DMSI |  | DMSI | Data created/will be sent for upload | 0870-MEC-IRD-7-TM 8 BASEMENT DMSI INSPECTION | 3956887
499 | 0870-MEC-IRD-7-TM 8 BASEMENT | DMSI INSPECTION | 28 | 15 | 2 - Subj Inspection | 0100834FA | CWW HI PRESS SHOWER PUMP 2 MOTOR | 010-0834-PUM-004-M1 |  |  |  |  | IRD | MEC | DMSI Inspection |  |  |  | 7 |  |  |  | DMSI |  | DMSI | Data created/will be sent for upload | 0870-MEC-IRD-7-TM 8 BASEMENT DMSI INSPECTION | 3956887
500 | 0870-MEC-IRD-7-TM 8 BASEMENT | DMSI INSPECTION | 28 | 15 | 2 - Subj Inspection | 0100834E | CWW HI PRESS SHOWER PUMP 1 | 010-0834-PUM-003-00 |  |  |  |  | IRD | MEC | DMSI Inspection |  |  |  | 7 |  |  |  | DMSI |  | DMSI | Data created/will be sent for upload | 0870-MEC-IRD-7-TM 8 BASEMENT DMSI INSPECTION | 3956887
501 | 0870-MEC-IRD-7-TM 8 BASEMENT | DMSI INSPECTION | 28 | 15 | 2 - Subj Inspection | 0100834EA | CWW HI PRESS SHOWER PUMP 1 MOTOR | 010-0834-PUM-003-M1 |  |  |  |  | IRD | MEC | DMSI Inspection |  |  |  | 7 |  |  |  | DMSI |  | DMSI | Data created/will be sent for upload | 0870-MEC-IRD-7-TM 8 BASEMENT DMSI INSPECTION | 3956888
502 | 0870-MEC-IRD-7-TM 8 BASEMENT | DMSI INSPECTION | 28 | 15 | 2 - Subj Inspection | 0100834H | CWW MED PRESS SHOWER PUMP | 010-0834-PUM-005-00 |  |  |  |  | IRD | MEC | DMSI Inspection |  |  |  | 7 |  |  |  | DMSI |  | DMSI | Data created/will be sent for upload | 0870-MEC-IRD-7-TM 8 BASEMENT DMSI INSPECTION | 3956888
503 | 0870-MEC-IRD-7-TM 8 BASEMENT | DMSI INSPECTION | 28 | 15 | 2 - Subj Inspection | 0100834HA | CWW MED PRESS SHOWER PUMP MOTOR | 010-0834-PUM-005-M1 |  |  |  |  | IRD | MEC | DMSI Inspection |  |  |  | 7 |  |  |  | DMSI |  | DMSI | Data created/will be sent for upload | 0870-MEC-IRD-7-TM 8 BASEMENT DMSI INSPECTION | 3956888
504 | 0870-MEC-IRD-7-TM 8 BASEMENT | DMSI INSPECTION | 28 | 15 | 2 - Subj Inspection | 0100826JA | BROKE ACCEPTS TANK AGITATOR | 010-0826-AGT-004-00 |  |  |  |  | IRD | MEC | DMSI Inspection |  |  |  | 7 |  |  |  | DMSI |  | DMSI | Data created/will be sent for upload | 0870-MEC-IRD-7-TM 8 BASEMENT DMSI INSPECTION | 3956888
505 | 0870-MEC-IRD-7-TM 8 BASEMENT | DMSI INSPECTION | 28 | 15 | 2 - Subj Inspection | 0100826JAA | BROKE ACCEPTS TANK AGITATOR MOTOR | 010-0826-AGT-004-M1 |  |  |  |  | IRD | MEC | DMSI Inspection |  |  |  | 7 |  |  |  | DMSI |  | DMSI | Data created/will be sent for upload | 0870-MEC-IRD-7-TM 8 BASEMENT DMSI INSPECTION | 3956888
506 | 0870-MEC-IRD-7-TM 8 BASEMENT | DMSI INSPECTION | 28 | 15 | 2 - Subj Inspection | 0100826JB | BROKE ACCEPTS TANK PUMP | 010-0826-PUM-006-00 |  |  |  |  | IRD | MEC | DMSI Inspection |  |  |  | 7 |  |  |  | DMSI |  | DMSI | Data created/will be sent for upload | 0870-MEC-IRD-7-TM 8 BASEMENT DMSI INSPECTION | 3956888
507 | 0870-MEC-IRD-7-TM 8 BASEMENT | DMSI INSPECTION | 28 | 15 | 2 - Subj Inspection | 0100826JBA | BROKE ACCEPTS TANK PUMP MOTOR | 010-0826-PUM-006-M1 |  |  |  |  | IRD | MEC | DMSI Inspection |  |  |  | 7 |  |  |  | DMSI |  | DMSI | Data created/will be sent for upload | 0870-MEC-IRD-7-TM 8 BASEMENT DMSI INSPECTION | 3956888
508 | 0870-MEC-IRD-7-TM 8 BASEMENT | DMSI INSPECTION | 28 | 15 | 2 - Subj Inspection | 0100832E | BOW SCREEN RECOVERED FIBER PUMP | 010-0832-PUM-003-00 |  |  |  |  | IRD | MEC | DMSI Inspection |  |  |  | 7 |  |  |  | DMSI |  | DMSI | Data created/will be sent for upload | 0870-MEC-IRD-7-TM 8 BASEMENT DMSI INSPECTION | 3956888
509 | 0870-MEC-IRD-7-TM 8 BASEMENT | DMSI INSPECTION | 28 | 15 | 2 - Subj Inspection | 0100826KB | BROKE REJECTS TANK PUMP | 010-0826-PUM-005-00 |  |  |  |  | IRD | MEC | DMSI Inspection |  |  |  | 7 |  |  |  | DMSI |  | DMSI | Data created/will be sent for upload | 0870-MEC-IRD-7-TM 8 BASEMENT DMSI INSPECTION | 3956888
510 | 0870-MEC-IRD-7-TM 8 BASEMENT | DMSI INSPECTION | 28 | 15 | 2 - Subj Inspection | 0100826KBA | BROKE REJECTS TANK PUMP MOTOR | 010-0826-PUM-005-M1 |  |  |  |  | IRD | MEC | DMSI Inspection |  |  |  | 7 |  |  |  | DMSI |  | DMSI | Data created/will be sent for upload | 0870-MEC-IRD-7-TM 8 BASEMENT DMSI INSPECTION | 3956888
511 | 0870-MEC-IRD-7-TM 8 BASEMENT | DMSI INSPECTION | 28 | 15 | 2 - Subj Inspection | 0100826KA | BROKE REJECTS TANK AGITATOR | 010-0826-AGT-003-00 |  |  |  |  | IRD | MEC | DMSI Inspection |  |  |  | 7 |  |  |  | DMSI |  | DMSI | Data created/will be sent for upload | 0870-MEC-IRD-7-TM 8 BASEMENT DMSI INSPECTION | 3956888
512 | 0870-MEC-IRD-7-TM 8 BASEMENT | DMSI INSPECTION | 28 | 15 | 2 - Subj Inspection | 0100832HE | DAF FEED PUMP | 010-0832-PUM-008-00 |  |  |  |  | IRD | MEC | DMSI Inspection |  |  |  | 7 |  |  |  | DMSI |  | DMSI | Data created/will be sent for upload | 0870-MEC-IRD-7-TM 8 BASEMENT DMSI INSPECTION | 3956888
513 | 0870-MEC-IRD-7-TM 8 BASEMENT | DMSI INSPECTION | 28 | 15 | 2 - Subj Inspection | 0100832HEA | DAF FEED PUMP MOTOR | 010-0832-PUM-008-M1 |  |  |  |  | IRD | MEC | DMSI Inspection |  |  |  | 7 |  |  |  | DMSI |  | DMSI | Data created/will be sent for upload | 0870-MEC-IRD-7-TM 8 BASEMENT DMSI INSPECTION | 3956888
514 | 0870-MEC-IRD-7-TM 8 BASEMENT | DMSI INSPECTION | 28 | 15 | 2 - Subj Inspection | 0100834B | CLARIFIED WHITE WATER PUMP | 010-0834-PUM-002-00 |  |  |  |  | IRD | MEC | DMSI Inspection |  |  |  | 7 |  |  |  | DMSI |  | DMSI | Data created/will be sent for upload | 0870-MEC-IRD-7-TM 8 BASEMENT DMSI INSPECTION | 3956888
515 | 0870-MEC-IRD-7-TM 8 BASEMENT | DMSI INSPECTION | 28 | 15 | 2 - Subj Inspection | 0100834BA | CLARIFIED WHITE WATER PUMP MOTOR | 010-0834-PUM-002-M1 |  |  |  |  | IRD | MEC | DMSI Inspection |  |  |  | 7 |  |  |  | DMSI |  | DMSI | Data created/will be sent for upload | 0870-MEC-IRD-7-TM 8 BASEMENT DMSI INSPECTION | 3956888
516 | 0870-MEC-IRD-7-TM 8 BASEMENT | DMSI INSPECTION | 28 | 15 | 2 - Subj Inspection | 0100834G | CWW MISC SHOWER PUMP | 010-0834-PUM-001-00 |  |  |  |  | IRD | MEC | DMSI Inspection |  |  |  | 7 |  |  |  | DMSI |  | DMSI | Data created/will be sent for upload | 0870-MEC-IRD-7-TM 8 BASEMENT DMSI INSPECTION | 3956888
517 | 0870-MEC-IRD-7-TM 8 BASEMENT | DMSI INSPECTION | 28 | 15 | 2 - Subj Inspection | 0100834GA | CWW MISC SHOWER PUMP MOTOR | 010-0834-PUM-001-M1 |  |  |  |  | IRD | MEC | DMSI Inspection |  |  |  | 7 |  |  |  | DMSI |  | DMSI | Data created/will be sent for upload | 0870-MEC-IRD-7-TM 8 BASEMENT DMSI INSPECTION | 3956888
518 | 0870-MEC-IRD-7-TM 8 BASEMENT | DMSI INSPECTION | 28 | 15 | 2 - Subj Inspection | 0100821AB | ROTOR ASSEMBLY | [5 empty] | IRD | MEC | DMSI Inspection |  |  |  | 7 |  |  |  | DMSI |  | DMSI | Data created/will be sent for upload | 0870-MEC-IRD-7-TM 8 BASEMENT DMSI INSPECTION | 3956888
519 | 0870-MEC-IRD-7-TM 8 BASEMENT | DMSI INSPECTION | 28 | 15 | 2 - Subj Inspection | 0100821ACB | BALE PULPER 1 MOTOR | 010-0821-PLP-001-M1 |  |  |  |  | IRD | MEC | DMSI Inspection |  |  |  | 7 |  |  |  | DMSI |  | DMSI | Data created/will be sent for upload | 0870-MEC-IRD-7-TM 8 BASEMENT DMSI INSPECTION | 3956888
520 | 0870-MEC-IRD-7-TM 8 BASEMENT | DMSI INSPECTION | 28 | 15 | 2 - Subj Inspection | 0100821BB | ROTOR ASSEMBLY | [5 empty] | IRD | MEC | DMSI Inspection |  |  |  | 7 |  |  |  | DMSI |  | DMSI | Data created/will be sent for upload | 0870-MEC-IRD-7-TM 8 BASEMENT DMSI INSPECTION | 3956888
521 | 0870-MEC-IRD-7-TM 8 BASEMENT | DMSI INSPECTION | 28 | 15 | 2 - Subj Inspection | 0100821BCB | BALE PULPER 2 MOTOR | 010-0821-PLP-002-M1 |  |  |  |  | IRD | MEC | DMSI Inspection |  |  |  | 7 |  |  |  | DMSI |  | DMSI | Data created/will be sent for upload | 0870-MEC-IRD-7-TM 8 BASEMENT DMSI INSPECTION | 3956888
522 | 0870-MEC-IRD-7-TM 8 BASEMENT | DMSI INSPECTION | 28 | 15 | 2 - Subj Inspection | 0100821AE | DUMP PUMP | 010-0821-PUM-001-00 |  |  |  |  | IRD | MEC | DMSI Inspection |  |  |  | 7 |  |  |  | DMSI |  | DMSI | Data created/will be sent for upload | 0870-MEC-IRD-7-TM 8 BASEMENT DMSI INSPECTION | 3956888
523 | 0870-MEC-IRD-7-TM 8 BASEMENT | DMSI INSPECTION | 28 | 15 | 2 - Subj Inspection | 0100821AEA | BALE PULPER 1 DUMP PUMP MOTOR | 010-0821-PUM-001-M1 |  |  |  |  | IRD | MEC | DMSI Inspection |  |  |  | 7 |  |  |  | DMSI |  | DMSI | Data created/will be sent for upload | 0870-MEC-IRD-7-TM 8 BASEMENT DMSI INSPECTION | 3956888
524 | 0870-MEC-IRD-7-TM 8 BASEMENT | DMSI INSPECTION | 28 | 15 | 2 - Subj Inspection | 0100821BE | DUMP PUMP | 010-0821-PUM-002-00 |  |  |  |  | IRD | MEC | DMSI Inspection |  |  |  | 7 |  |  |  | DMSI |  | DMSI | Data created/will be sent for upload | 0870-MEC-IRD-7-TM 8 BASEMENT DMSI INSPECTION | 3956888
525 | 0870-MEC-IRD-7-TM 8 BASEMENT | DMSI INSPECTION | 28 | 15 | 2 - Subj Inspection | 0100821BEA | BALE PULPER 2 DUMP PUMP MOTOR | 010-0821-PUM-002-M1 |  |  |  |  | IRD | MEC | DMSI Inspection |  |  |  | 7 |  |  |  | DMSI |  | DMSI | Data created/will be sent for upload | 0870-MEC-IRD-7-TM 8 BASEMENT DMSI INSPECTION | 3956888
526 | 0870-MEC-IRD-7-TM 8 BASEMENT | DMSI INSPECTION | 28 | 15 | 2 - Subj Inspection | 0100832K | BALE PULPER FILL PUMP | 010-0832-PUM-004-00 |  |  |  |  | IRD | MEC | DMSI Inspection |  |  |  | 7 |  |  |  | DMSI |  | DMSI | Data created/will be sent for upload | 0870-MEC-IRD-7-TM 8 BASEMENT DMSI INSPECTION | 3956888
527 | 0870-MEC-IRD-7-TM 8 BASEMENT | DMSI INSPECTION | 28 | 15 | 2 - Subj Inspection | 0100832KA | BALE PULPER FILL PUMP MOTOR | 010-0832-PUM-004-M1 |  |  |  |  | IRD | MEC | DMSI Inspection |  |  |  | 7 |  |  |  | DMSI |  | DMSI | Data created/will be sent for upload | 0870-MEC-IRD-7-TM 8 BASEMENT DMSI INSPECTION | 3956888
528 | 0870-MEC-IRD-7-TM 8 BASEMENT | DMSI INSPECTION | 28 | 15 | 2 - Subj Inspection | 0100832L | UTM AND BROKE PULPER FILL PUMP | 010-0832-PUM-005-00 |  |  |  |  | IRD | MEC | DMSI Inspection |  |  |  | 7 |  |  |  | DMSI |  | DMSI | Data created/will be sent for upload | 0870-MEC-IRD-7-TM 8 BASEMENT DMSI INSPECTION | 3956888
529 | 0870-MEC-IRD-7-TM 8 BASEMENT | DMSI INSPECTION | 28 | 15 | 2 - Subj Inspection | 0100832LA | UTM AND BROKE PULPER FILL PUMP MOTOR | 010-0832-PUM-005-M1 |  |  |  |  | IRD | MEC | DMSI Inspection |  |  |  | 7 |  |  |  | DMSI |  | DMSI | Data created/will be sent for upload | 0870-MEC-IRD-7-TM 8 BASEMENT DMSI INSPECTION | 3956888
530 | 0870-MEC-IRD-7-TM 8 BASEMENT | DMSI INSPECTION | 28 | 15 | 2 - Subj Inspection | 0100830AB | TAD BLEND CHEST PUMP | 010-0830-PUM-005-00 |  |  |  |  | IRD | MEC | DMSI Inspection |  |  |  | 7 |  |  |  | DMSI |  | DMSI | Data created/will be sent for upload | 0870-MEC-IRD-7-TM 8 BASEMENT DMSI INSPECTION | 3956888
531 | 0870-MEC-IRD-7-TM 8 BASEMENT | DMSI INSPECTION | 28 | 15 | 2 - Subj Inspection | 0100830AA | TAD BLEND CHEST AGITATOR | 010-0830-AGT-005-00 |  |  |  |  | IRD | MEC | DMSI Inspection |  |  |  | 7 |  |  |  | DMSI |  | DMSI | Data created/will be sent for upload | 0870-MEC-IRD-7-TM 8 BASEMENT DMSI INSPECTION | 3956888
532 | 0870-MEC-IRD-7-TM 8 BASEMENT | DMSI INSPECTION | 28 | 15 | 2 - Subj Inspection | 0100830EB | CORE BLEND CHEST PUMP | 010-0830-PUM-003-00 |  |  |  |  | IRD | MEC | DMSI Inspection |  |  |  | 7 |  |  |  | DMSI |  | DMSI | Data created/will be sent for upload | 0870-MEC-IRD-7-TM 8 BASEMENT DMSI INSPECTION | 3956888
533 | 0870-MEC-IRD-7-TM 8 BASEMENT | DMSI INSPECTION | 28 | 15 | 2 - Subj Inspection | 0100830EA | CORE BLEND CHEST AGITATOR | 010-0830-AGT-003-00 |  |  |  |  | IRD | MEC | DMSI Inspection |  |  |  | 7 |  |  |  | DMSI |  | DMSI | Data created/will be sent for upload | 0870-MEC-IRD-7-TM 8 BASEMENT DMSI INSPECTION | 3956888
534 | 0870-MEC-IRD-7-TM 8 BASEMENT | DMSI INSPECTION | 28 | 15 | 2 - Subj Inspection | 0100830IA | YANKEE BLEND CHEST AGITATOR | 010-0830-AGT-001-00 |  |  |  |  | IRD | MEC | DMSI Inspection |  |  |  | 7 |  |  |  | DMSI |  | DMSI | Data created/will be sent for upload | 0870-MEC-IRD-7-TM 8 BASEMENT DMSI INSPECTION | 3956888
535 | 0870-MEC-IRD-7-TM 8 BASEMENT | DMSI INSPECTION | 28 | 15 | 2 - Subj Inspection | 0100830IB | YANKEE BLEND CHEST PUMP | 010-0830-PUM-001-00 |  |  |  |  | IRD | MEC | DMSI Inspection |  |  |  | 7 |  |  |  | DMSI |  | DMSI | Data created/will be sent for upload | 0870-MEC-IRD-7-TM 8 BASEMENT DMSI INSPECTION | 3956888
536 | 0870-MEC-IRD-7-TM 8 BASEMENT | DMSI INSPECTION | 28 | 15 | 2 - Subj Inspection | 0100870FHD | CALENDER HEATING UNIT MAKEUP WATER PUMP | 010-0870-PUM-003-00 |  |  |  |  | IRD | MEC | DMSI Inspection |  |  |  | 7 |  |  |  | DMSI |  | DMSI | Data created/will be sent for upload | 0870-MEC-IRD-7-TM 8 BASEMENT DMSI INSPECTION | 3956888
537 | 0870-MEC-IRD-7-TM 8 BASEMENT | DMSI INSPECTION | 28 | 15 | 2 - Subj Inspection | 0100870FHA | CALENDER HEATING UNIT CIRCULATING PUMP | 010-0870-PUM-002-00 |  |  |  |  | IRD | MEC | DMSI Inspection |  |  |  | 7 |  |  |  | DMSI |  | DMSI | Data created/will be sent for upload | 0870-MEC-IRD-7-TM 8 BASEMENT DMSI INSPECTION | 3956888
538 | 0870-MEC-IRD-7-TM 8 BASEMENT | DMSI INSPECTION | 28 | 15 | 2 - Subj Inspection | 0100870CGCG | PRESS ROLL TEMP CONTROL SYSTEM CIRCULATING PUMP | 010-0870-PUM-001-00 |  |  |  |  | IRD | MEC | DMSI Inspection |  |  |  | 7 |  |  |  | DMSI |  | DMSI | Data created/will be sent for upload | 0870-MEC-IRD-7-TM 8 BASEMENT DMSI INSPECTION | 3956888
539 | 0870-MEC-IRD-7-TM 8 BASEMENT | DMSI INSPECTION | 28 | 15 | 2 - Subj Inspection | 0100880I | SEAL WATER PUMP 2 | 010-0880-PUM-009-00 |  |  |  |  | IRD | MEC | DMSI Inspection |  |  |  | 7 |  |  |  | DMSI |  | DMSI | Data created/will be sent for upload | 0870-MEC-IRD-7-TM 8 BASEMENT DMSI INSPECTION | 3956888
540 | 0870-MEC-IRD-7-TM 8 BASEMENT | DMSI INSPECTION | 28 | 15 | 2 - Subj Inspection | 0100832NA | WIRE PIT AGITATOR | 010-0832-AGT-001-00 |  |  |  |  | IRD | MEC | DMSI Inspection |  |  |  | 7 |  |  |  | DMSI |  | DMSI | Data created/will be sent for upload | 0870-MEC-IRD-7-TM 8 BASEMENT DMSI INSPECTION | 3956888
541 | 0870-MEC-IRD-7-TM 8 BASEMENT | DMSI INSPECTION | 28 | 15 | 2 - Subj Inspection | 0100832G | CONSISTENCY CONTROL PUMP | 010-0832-PUM-006-00 |  |  |  |  | IRD | MEC | DMSI Inspection |  |  |  | 7 |  |  |  | DMSI |  | DMSI | Data created/will be sent for upload | 0870-MEC-IRD-7-TM 8 BASEMENT DMSI INSPECTION | 3956888
542 | 0870-MEC-IRD-7-TM 8 BASEMENT | DMSI INSPECTION | 28 | 15 | 2 - Subj Inspection | 0100832GA | CONSISTENCY CONTROL PUMP MOTOR | 010-0832-PUM-006-M1 |  |  |  |  | IRD | MEC | DMSI Inspection |  |  |  | 7 |  |  |  | DMSI |  | DMSI | Data created/will be sent for upload | 0870-MEC-IRD-7-TM 8 BASEMENT DMSI INSPECTION | 3956888
543 | 0870-MEC-IRD-7-TM 8 MACH FLOOR | DMSI INSPECTION | 30 | 15 | 2 - Subj Inspection | 0100822AB | DUMP CHEST 1 PUMP | 010-0822-PUM-001-00 |  |  |  |  | IRD | MEC | DMSI Inspection |  |  |  | 7 |  |  |  | DMSI |  | DMSI | Data created/will be sent for upload | 0870-MEC-IRD-7-TM 8 MACH FLOOR DMSI INSPECTION | 3956888
1351 | 0821-ELE-DD-PULP DISSOLVING | Control Loop Check Route | 27 | 24 | 3 - Obj Inspection | 0100821AF | BALE PULPER 1 INSTRUMENTATION |  | 0100821AFE | BALE PULPER 1 TOP DILUTION VALVE | 010-0821FV-0002A | 0821FIC-0002 | DD | E&I | Control Loop Check and Field Equipment Inspection |  |  |  | 378 |  |  |  | BEAMEX |  | LOOP CHECK | Data created/will be sent for upload | 0821-ELE-DD-PULP DISSOLVING Control Loop Check Route | 3956941
1352 | 0821-ELE-DD-PULP DISSOLVING | Control Loop Check Route | 27 | 24 | 3 - Obj Inspection | 0100821AF | BALE PULPER 1 INSTRUMENTATION |  | 0100821AFF | BALE PULPER 1 BOTTOM DILUTION VALVE | 010-0821FV-0002B | 0821FIC-0002 | DD | E&I | Control Loop Check and Field Equipment Inspection |  |  |  | 378 |  |  |  | BEAMEX |  | LOOP CHECK | Data created/will be sent for upload | 0821-ELE-DD-PULP DISSOLVING Control Loop Check Route | 3956949
1353 | 0821-ELE-DD-PULP DISSOLVING | Control Loop Check Route | 27 | 24 | 3 - Obj Inspection | 0100821AF | BALE PULPER 1 INSTRUMENTATION |  | 0100821AFG | BALE PULPER 1 DUMP PUMP DILUTION VALVE | 010-0821FV-0002C | 0821FIC-0002 | DD | E&I | Control Loop Check and Field Equipment Inspection |  |  |  | 378 |  |  |  | BEAMEX |  | LOOP CHECK | Data created/will be sent for upload | 0821-ELE-DD-PULP DISSOLVING Control Loop Check Route | 3956980
1354 | 0821-ELE-DD-PULP DISSOLVING | Control Loop Check Route | 27 | 24 | 3 - Obj Inspection | 0100821AF | BALE PULPER 1 INSTRUMENTATION |  | 0100821AFK | BALE PULPER 1 INLET FLOW ELEMENT | 010-0821FE-0002 | 0821FIC-0002 | DD | E&I | Control Loop Check and Field Equipment Inspection |  |  |  | 378 |  |  |  | BEAMEX |  | LOOP CHECK | Data created/will be sent for upload | 0821-ELE-DD-PULP DISSOLVING Control Loop Check Route | 3956989
1355 | 0821-ELE-DD-PULP DISSOLVING | Control Loop Check Route | 27 | 24 | 3 - Obj Inspection | 0100821AF | BALE PULPER 1 INSTRUMENTATION |  | 0100821AFL | BALE PULPER 1 GEAR BOX TEMPERATURE ELEMENT | 010-0821TE-0010 | 0821TI-0010 | DD | E&I | Control Loop Check and Field Equipment Inspection |  |  |  | 378 |  |  |  | BEAMEX |  | LOOP CHECK | Data created/will be sent for upload | 0821-ELE-DD-PULP DISSOLVING Control Loop Check Route | 3956990
1356 | 0821-ELE-DD-PULP DISSOLVING | Control Loop Check Route | 27 | 24 | 3 - Obj Inspection | 0100821AF | BALE PULPER 1 INSTRUMENTATION |  | 0100821AFM | BALE PULPER 1 GEAR BOX TEMPERATURE CONTROL VALVE | 010-0821TRV-0010 | 0821TI-0010 | DD | E&I | Control Loop Check and Field Equipment Inspection |  |  |  | 378 |  |  |  | BEAMEX |  | LOOP CHECK | Data created/will be sent for upload | 0821-ELE-DD-PULP DISSOLVING Control Loop Check Route | 3956991
1357 | 0821-ELE-DD-PULP DISSOLVING | Control Loop Check Route | 27 | 24 | 3 - Obj Inspection | 0100821AF | BALE PULPER 1 INSTRUMENTATION |  | 0100821AFJ | BALE PULPER 1 GEARBOX TEMPERATURE TRANSMITTER | 010-0821TT-0010 | 0821TI-0010 | DD | E&I | Control Loop Check and Field Equipment Inspection |  |  |  | 378 |  |  |  | BEAMEX |  | LOOP CHECK | Data created/will be sent for upload | 0821-ELE-DD-PULP DISSOLVING Control Loop Check Route | 3956991
1358 | 0821-ELE-DD-PULP DISSOLVING | Control Loop Check Route | 27 | 24 | 3 - Obj Inspection | 0100821BF | BALE PULPER 2 INSTRUMENTATION |  | 0100821BFD | BALE PULPER 2 INLET FLOW TRANSMITTER | 010-0821FT-0022 | 0821FIC-0022 | DD | E&I | Control Loop Check and Field Equipment Inspection |  |  |  | 378 |  |  |  | BEAMEX |  | LOOP CHECK | Data created/will be sent for upload | 0821-ELE-DD-PULP DISSOLVING Control Loop Check Route | 3956992
1359 | 0821-ELE-DD-PULP DISSOLVING | Control Loop Check Route | 27 | 24 | 3 - Obj Inspection | 0100821BF | BALE PULPER 2 INSTRUMENTATION |  | 0100821BFE | BALE PULPER 2 TOP DILUTION VALVE | 010-0821FV-0022A | 0821FIC-0022 | DD | E&I | Control Loop Check and Field Equipment Inspection |  |  |  | 378 |  |  |  | BEAMEX |  | LOOP CHECK | Data created/will be sent for upload | 0821-ELE-DD-PULP DISSOLVING Control Loop Check Route | 3957014
1360 | 0821-ELE-DD-PULP DISSOLVING | Control Loop Check Route | 27 | 24 | 3 - Obj Inspection | 0100821BF | BALE PULPER 2 INSTRUMENTATION |  | 0100821BFF | BALE PULPER 2 BOTTOM DILUTION VALVE | 010-0821FV-0022B | 0821FIC-0022 | DD | E&I | Control Loop Check and Field Equipment Inspection |  |  |  | 378 |  |  |  | BEAMEX |  | LOOP CHECK | Data created/will be sent for upload | 0821-ELE-DD-PULP DISSOLVING Control Loop Check Route | 3956994
1361 | 0821-ELE-DD-PULP DISSOLVING | Control Loop Check Route | 27 | 24 | 3 - Obj Inspection | 0100821BF | BALE PULPER 2 INSTRUMENTATION |  | 0100821BFG | BALE PULPER 2 DUMP PUMP DILUTION VALVE | 010-0821FV-0022C | 0821FIC-0022 | DD | E&I | Control Loop Check and Field Equipment Inspection |  |  |  | 378 |  |  |  | BEAMEX |  | LOOP CHECK | Data created/will be sent for upload | 0821-ELE-DD-PULP DISSOLVING Control Loop Check Route | 3956995
1362 | 0821-ELE-DD-PULP DISSOLVING | Control Loop Check Route | 27 | 24 | 3 - Obj Inspection | 0100821BF | BALE PULPER 2 INSTRUMENTATION |  | 0100821BFK | BALE PULPER 2 INLET FLOW ELEMENT | 010-0821FE-0022 | 0821FIC-0022 | DD | E&I | Control Loop Check and Field Equipment Inspection |  |  |  | 378 |  |  |  | BEAMEX |  | LOOP CHECK | Data created/will be sent for upload | 0821-ELE-DD-PULP DISSOLVING Control Loop Check Route | 3956995
1363 | 0821-ELE-DD-PULP DISSOLVING | Control Loop Check Route | 27 | 24 | 3 - Obj Inspection | 0100821BF | BALE PULPER 2 INSTRUMENTATION |  | 0100821BFL | BALE PULPER 2 GEAR BOX TEMPERATURE ELEMENT | 010-0821TE-0030 | 0821TI-0030 | DD | E&I | Control Loop Check and Field Equipment Inspection |  |  |  | 378 |  |  |  | BEAMEX |  | LOOP CHECK | Data created/will be sent for upload | 0821-ELE-DD-PULP DISSOLVING Control Loop Check Route | 3956995
1364 | 0821-ELE-DD-PULP DISSOLVING | Control Loop Check Route | 27 | 24 | 3 - Obj Inspection | 0100821BF | BALE PULPER 2 INSTRUMENTATION |  | 0100821BFM | BALE PULPER 2 GEAR BOX TEMPERATURE CONTROL VALVE | 010-0821TRV-0030 | 0821TI-0030 | DD | E&I | Control Loop Check and Field Equipment Inspection |  |  |  | 378 |  |  |  | BEAMEX |  | LOOP CHECK | Data created/will be sent for upload | 0821-ELE-DD-PULP DISSOLVING Control Loop Check Route | 3956995
1365 | 0821-ELE-DD-PULP DISSOLVING | Control Loop Check Route | 27 | 24 | 3 - Obj Inspection | 0100821BF | BALE PULPER 2 INSTRUMENTATION |  | 0100821BFJ | BALE PULPER 2 GEARBOX TEMPERATURE TRANSMITTER | 010-0821TT-0030 | 0821TI-0030 | DD | E&I | Control Loop Check and Field Equipment Inspection |  |  |  | 378 |  |  |  | BEAMEX |  | LOOP CHECK | Data created/will be sent for upload | 0821-ELE-DD-PULP DISSOLVING Control Loop Check Route | 3956995
1366 | 0826-ELE-DD-INTERNAL BROKE | Control Loop Check Route | 26 | 24 | 3 - Obj Inspection | 0100826N | INTERNAL BROKE SYSTEM INSTRUMENTATION |  | 0100826NFQ | UTM PULPER DILUTION PUMP TO UTM PULPER FLOW ELEMENT | 010-0826FE-0206 | 0826FIC-0206 | DD | E&I | Control Loop Check and Field Equipment Inspection |  |  |  | 378 |  |  |  | BEAMEX |  | LOOP CHECK | Data created/will be sent for upload | 0826-ELE-DD-INTERNAL BROKE Control Loop Check Route | 3956995
1367 | 0826-ELE-DD-INTERNAL BROKE | Control Loop Check Route | 26 | 24 | 3 - Obj Inspection | 0100826N | INTERNAL BROKE SYSTEM INSTRUMENTATION |  | 0100826NFD | UTM PULPER DILUTION PUMP TO UTM PULPER FLOW TRANSMITTER | 010-0826FT-0206 | 0826FIC-0206 | DD | E&I | Control Loop Check and Field Equipment Inspection |  |  |  | 378 |  |  |  | BEAMEX |  | LOOP CHECK | Data created/will be sent for upload | 0826-ELE-DD-INTERNAL BROKE Control Loop Check Route | 3956995
1368 | 0826-ELE-DD-INTERNAL BROKE | Control Loop Check Route | 26 | 24 | 3 - Obj Inspection | 0100826N | INTERNAL BROKE SYSTEM INSTRUMENTATION |  | 0100826NFN | UTM PULPER YANKEE OPENING SHOWERS FLOW CONTROL VALVE | 010-0826FV-0206 | 0826FIC-0206 | DD | E&I | Control Loop Check and Field Equipment Inspection |  |  |  | 378 |  |  |  | BEAMEX |  | LOOP CHECK | Data created/will be sent for upload | 0826-ELE-DD-INTERNAL BROKE Control Loop Check Route | 3956995
1369 | 0826-ELE-DD-INTERNAL BROKE | Control Loop Check Route | 26 | 24 | 3 - Obj Inspection | 0100826N | INTERNAL BROKE SYSTEM INSTRUMENTATION |  | 0100826NFI | UTM PULPER REEL OPENING SHOWERS VALVE | 010-0826HV-0207 | 0826HIC-0207 | DD | E&I | Control Loop Check and Field Equipment Inspection |  |  |  | 378 |  |  |  | BEAMEX |  | LOOP CHECK | Data created/will be sent for upload | 0826-ELE-DD-INTERNAL BROKE Control Loop Check Route | 3956995
1370 | 0826-ELE-DD-INTERNAL BROKE | Control Loop Check Route | 26 | 24 | 3 - Obj Inspection | 0100826N | INTERNAL BROKE SYSTEM INSTRUMENTATION |  | 0100826NFO | UTM PULPER YANKEE OPENING SHOWERS VALVE | 010-0826HV-0208 | 0826HIC-0208 | DD | E&I | Control Loop Check and Field Equipment Inspection |  |  |  | 378 |  |  |  | BEAMEX |  | LOOP CHECK | Data created/will be sent for upload | 0826-ELE-DD-INTERNAL BROKE Control Loop Check Route | 3956983
1371 | 0826-ELE-DD-INTERNAL BROKE | Control Loop Check Route | 26 | 24 | 3 - Obj Inspection | 0100826N | INTERNAL BROKE SYSTEM INSTRUMENTATION |  | 0100826NFP | UTM PULPER YANKEE OPENING SHOWERS VALVE | 010-0826HV-0209 | 0826HIC-0209 | DD | E&I | Control Loop Check and Field Equipment Inspection |  |  |  | 378 |  |  |  | BEAMEX |  | LOOP CHECK | Data created/will be sent for upload | 0826-ELE-DD-INTERNAL BROKE Control Loop Check Route | 3956997
1372 | 0826-ELE-DD-INTERNAL BROKE | Control Loop Check Route | 26 | 24 | 3 - Obj Inspection | 0100826N | INTERNAL BROKE SYSTEM INSTRUMENTATION |  | 0100826NFE | UTM PULPER LEVEL TRANSMITTER | 010-0826LT-0201 | 0826LIC-0201 | DD | E&I | Control Loop Check and Field Equipment Inspection |  |  |  | 378 |  |  |  | BEAMEX |  | LOOP CHECK | Data created/will be sent for upload | 0826-ELE-DD-INTERNAL BROKE Control Loop Check Route | 3956930
1373 | 0826-ELE-DD-INTERNAL BROKE | Control Loop Check Route | 26 | 24 | 3 - Obj Inspection | 0100826N | INTERNAL BROKE SYSTEM INSTRUMENTATION |  | 0100826NFH | UTM PULPER RECIRCULATING LEVEL CONTROL VALVE | 010-0826LV-0201A | 0826LIC-0201 | DD | E&I | Control Loop Check and Field Equipment Inspection |  |  |  | 378 |  |  |  | BEAMEX |  | LOOP CHECK | Data created/will be sent for upload | 0826-ELE-DD-INTERNAL BROKE Control Loop Check Route | 3956999
1374 | 0826-ELE-DD-INTERNAL BROKE | Control Loop Check Route | 26 | 24 | 3 - Obj Inspection | 0100826N | INTERNAL BROKE SYSTEM INSTRUMENTATION |  | 0100826NFF | UTM PULPER OUTLET LEVEL CONTROL VALVE | 010-0826LV-0201B | 0826LIC-0201 | DD | E&I | Control Loop Check and Field Equipment Inspection |  |  |  | 378 |  |  |  | BEAMEX |  | LOOP CHECK | Data created/will be sent for upload | 0826-ELE-DD-INTERNAL BROKE Control Loop Check Route | 3957000
1375 | 0826-ELE-DD-INTERNAL BROKE | Control Loop Check Route | 26 | 24 | 3 - Obj Inspection | 0100826N | INTERNAL BROKE SYSTEM INSTRUMENTATION |  | 0100826NFT | UTM PULPER CONSISTENCY ELEMENT | 010-0826XE-0205 | 0826XIC-0205 | DD | E&I | Control Loop Check and Field Equipment Inspection |  |  |  | 378 |  |  |  | BEAMEX |  | LOOP CHECK | Data created/will be sent for upload | 0826-ELE-DD-INTERNAL BROKE Control Loop Check Route | 3956985
1376 | 0826-ELE-DD-INTERNAL BROKE | Control Loop Check Route | 26 | 24 | 3 - Obj Inspection | 0100826N | INTERNAL BROKE SYSTEM INSTRUMENTATION |  | 0100826NFB | UTM PULPER CONSISTENCY TRANSMITTER | 010-0826XT-0205 | 0826XIC-0205 | DD | E&I | Control Loop Check and Field Equipment Inspection |  |  |  | 378 |  |  |  | BEAMEX |  | LOOP CHECK | Data created/will be sent for upload | 0826-ELE-DD-INTERNAL BROKE Control Loop Check Route | 3957002
1377 | 0826-ELE-DD-INTERNAL BROKE | Control Loop Check Route | 26 | 24 | 3 - Obj Inspection | 0100826N | INTERNAL BROKE SYSTEM INSTRUMENTATION |  | 0100826NFC | UTM PULPER CONSISTENCY CONTROL VALVE | 010-0826XV-0205 | 0826XIC-0205 | DD | E&I | Control Loop Check and Field Equipment Inspection |  |  |  | 378 |  |  |  | BEAMEX |  | LOOP CHECK | Data created/will be sent for upload | 0826-ELE-DD-INTERNAL BROKE Control Loop Check Route | 3957003
1378 | 0826-ELE-DD-INTERNAL BROKE | Control Loop Check Route | 26 | 24 | 3 - Obj Inspection | 0100826N | INTERNAL BROKE SYSTEM INSTRUMENTATION |  | 0100826NFR | UTM PULPER ROTOR 1 GEAR BOX TEMPERATURE ELEMENT | 010-0826TE-0225 | 0826TIC-0225 | DD | E&I | Control Loop Check and Field Equipment Inspection |  |  |  | 378 |  |  |  | BEAMEX |  | LOOP CHECK | Data created/will be sent for upload | 0826-ELE-DD-INTERNAL BROKE Control Loop Check Route | 3957004
1379 | 0826-ELE-DD-INTERNAL BROKE | Control Loop Check Route | 26 | 24 | 3 - Obj Inspection | 0100826N | INTERNAL BROKE SYSTEM INSTRUMENTATION |  | 0100826NFJ | UTM PULPER ROTOR 1 GEARBOX TEMPERATURE TRANSMITTER | 010-0826TT-0225 | 0826TIC-0225 | DD | E&I | Control Loop Check and Field Equipment Inspection |  |  |  | 378 |  |  |  | BEAMEX |  | LOOP CHECK | Data created/will be sent for upload | 0826-ELE-DD-INTERNAL BROKE Control Loop Check Route | 3957005
1380 | 0826-ELE-DD-INTERNAL BROKE | Control Loop Check Route | 26 | 24 | 3 - Obj Inspection | 0100826N | INTERNAL BROKE SYSTEM INSTRUMENTATION |  | 0100826NFV | UTM PULPER ROTOR 1 GEAR BOX TEMPERATURE CONTROL VALVE | 010-0826TV-0225 | 0826TIC-0225 | DD | E&I | Control Loop Check and Field Equipment Inspection |  |  |  | 378 |  |  |  | BEAMEX |  | LOOP CHECK | Data created/will be sent for upload | 0826-ELE-DD-INTERNAL BROKE Control Loop Check Route | 3957006
1381 | 0826-ELE-DD-INTERNAL BROKE | Control Loop Check Route | 26 | 24 | 3 - Obj Inspection | 0100826N | INTERNAL BROKE SYSTEM INSTRUMENTATION |  | 0100826NFS | UTM PULPER ROTOR 2 GEAR BOX TEMPERATURE ELEMENT | 010-0826TE-0226 | 0826TIC-0226 | DD | E&I | Control Loop Check and Field Equipment Inspection |  |  |  | 378 |  |  |  | BEAMEX |  | LOOP CHECK | Data created/will be sent for upload | 0826-ELE-DD-INTERNAL BROKE Control Loop Check Route | 3957007
1382 | 0826-ELE-DD-INTERNAL BROKE | Control Loop Check Route | 26 | 24 | 3 - Obj Inspection | 0100826N | INTERNAL BROKE SYSTEM INSTRUMENTATION |  | 0100826NFL | UTM PULPER ROTOR 2 GEARBOX TEMPERATURE TRANSMITTER | 010-0826TT-0226 | 0826TIC-0226 | DD | E&I | Control Loop Check and Field Equipment Inspection |  |  |  | 378 |  |  |  | BEAMEX |  | LOOP CHECK | Data created/will be sent for upload | 0826-ELE-DD-INTERNAL BROKE Control Loop Check Route | 3957008
1383 | 0826-ELE-DD-INTERNAL BROKE | Control Loop Check Route | 26 | 24 | 3 - Obj Inspection | 0100826N | INTERNAL BROKE SYSTEM INSTRUMENTATION |  | 0100826NFW | UTM PULPER ROTOR 2 GEAR BOX TEMPERATURE CONTROL VALVE | 010-0826TV-0226 | 0826TIC-0226 | DD | E&I | Control Loop Check and Field Equipment Inspection |  |  |  | 378 |  |  |  | BEAMEX |  | LOOP CHECK | Data created/will be sent for upload | 0826-ELE-DD-INTERNAL BROKE Control Loop Check Route | 3957009
1384 | 0826-ELE-DD-INTERNAL BROKE | Control Loop Check Route | 26 | 24 | 3 - Obj Inspection | 0100826N | INTERNAL BROKE SYSTEM INSTRUMENTATION |  | 0100830PAU | BROKE ACCEPTS TANK TO YANKEE BLEND CHEST FLOW ELEMENT | 010-0830FE-0006 | 0830FIC-0006 | DD | E&I | Control Loop Check and Field Equipment Inspection |  |  |  | 378 |  |  |  | BEAMEX |  | LOOP CHECK | Data created/will be sent for upload | 0826-ELE-DD-INTERNAL BROKE Control Loop Check Route | 3956951
1385 | 0830-ELE-DD-PULP MIXING | Control Loop Check Route | 23 | 24 | 3 - Obj Inspection | 0100830P | PULP MIXING INSTRUMENTATION |  | 0100830PAC | BROKE ACCEPTS TANK TO YANKEE BLEND CHEST FLOW TRANSMITTER | 010-0830FT-0006 | 0830FIC-0006 | DD | E&I | Control Loop Check and Field Equipment Inspection |  |  |  | 378 |  |  |  | BEAMEX |  | LOOP CHECK | Data created/will be sent for upload | 0830-ELE-DD-PULP MIXING Control Loop Check Route | 3956978
1386 | 0830-ELE-DD-PULP MIXING | Control Loop Check Route | 23 | 24 | 3 - Obj Inspection | 0100830P | PULP MIXING INSTRUMENTATION |  | 0100830PAD | BROKE TO YANKEE BLEND CHEST FLOW CONTROL VALVE | 010-0830FV-0006 | 0830FIC-0006 | DD | E&I | Control Loop Check and Field Equipment Inspection |  |  |  | 378 |  |  |  | BEAMEX |  | LOOP CHECK | Data created/will be sent for upload | 0830-ELE-DD-PULP MIXING Control Loop Check Route | 3957012
1387 | 0830-ELE-DD-PULP MIXING | Control Loop Check Route | 23 | 24 | 3 - Obj Inspection | 0100830P | PULP MIXING INSTRUMENTATION |  | 0100830PAV | LINE 2 REFINER TO YANKEE BLEND CHEST FLOW ELEMENT | 010-0830FE-0009 | 0830FIC-0009 | DD | E&I | Control Loop Check and Field Equipment Inspection |  |  |  | 378 |  |  |  | BEAMEX |  | LOOP CHECK | Data created/will be sent for upload | 0830-ELE-DD-PULP MIXING Control Loop Check Route | 3957013
1388 | 0830-ELE-DD-PULP MIXING | Control Loop Check Route | 23 | 24 | 3 - Obj Inspection | 0100830P | PULP MIXING INSTRUMENTATION |  | 0100830PAE | LINE 2 REFINER TO YANKEE BLEND CHEST FLOW TRANSMITTER | 010-0830FT-0009 | 0830FIC-0009 | DD | E&I | Control Loop Check and Field Equipment Inspection |  |  |  | 378 |  |  |  | BEAMEX |  | LOOP CHECK | Data created/will be sent for upload | 0830-ELE-DD-PULP MIXING Control Loop Check Route | 3956935
1389 | 0830-ELE-DD-PULP MIXING | Control Loop Check Route | 23 | 24 | 3 - Obj Inspection | 0100830P | PULP MIXING INSTRUMENTATION |  | 0100830PAF | LINE 2 DEFLAKER TO YANKEE BLEND CHEST FLOW CONTROL VALVE | 010-0830FV-0009 | 0830FIC-0009 | DD | E&I | Control Loop Check and Field Equipment Inspection |  |  |  | 378 |  |  |  | BEAMEX |  | LOOP CHECK | Data created/will be sent for upload | 0830-ELE-DD-PULP MIXING Control Loop Check Route | 3957015
1390 | 0830-ELE-DD-PULP MIXING | Control Loop Check Route | 23 | 24 | 3 - Obj Inspection | 0100830P | PULP MIXING INSTRUMENTATION |  | 0100830PAL | YANKEE MACHINE CHEST LEVEL TRANSMITTER | 010-0830LT-0020 | 0830LIC-0020 | DD | E&I | Control Loop Check and Field Equipment Inspection |  |  |  | 378 |  |  |  | BEAMEX |  | LOOP CHECK | Data created/will be sent for upload | 0830-ELE-DD-PULP MIXING Control Loop Check Route | 3956967
1391 | 0830-ELE-DD-PULP MIXING | Control Loop Check Route | 23 | 24 | 3 - Obj Inspection | 0100830P | PULP MIXING INSTRUMENTATION |  | 0100830PAM | YANKEE MACHINE CHEST LEVEL CONTROL VALVE | 010-0830LV-0020 | 0830LIC-0020 | DD | E&I | Control Loop Check and Field Equipment Inspection |  |  |  | 378 |  |  |  | BEAMEX |  | LOOP CHECK | Data created/will be sent for upload | 0830-ELE-DD-PULP MIXING Control Loop Check Route | 3957016
1392 | 0830-ELE-DD-PULP MIXING | Control Loop Check Route | 23 | 24 | 3 - Obj Inspection | 0100830P | PULP MIXING INSTRUMENTATION |  | 0100830PAO | YANKEE MACHINE CHEST PUMP DISCHARGE PRESSURE TRANSMITTER | 010-0830PT-0023 | 0830PIC-0023 | DD | E&I | Control Loop Check and Field Equipment Inspection |  |  |  | 378 |  |  |  | BEAMEX |  | LOOP CHECK | Data created/will be sent for upload | 0830-ELE-DD-PULP MIXING Control Loop Check Route | 3957016
1393 | 0830-ELE-DD-PULP MIXING | Control Loop Check Route | 23 | 24 | 3 - Obj Inspection | 0100830P | PULP MIXING INSTRUMENTATION |  | 0100830PAP | YANKEE MACHINE CHEST PUMP DISCHARGE PRESSURE CONTROL VLV | 010-0830PV-0023 | 0830PIC-0023 | DD | E&I | Control Loop Check and Field Equipment Inspection |  |  |  | 378 |  |  |  | BEAMEX |  | LOOP CHECK | Data created/will be sent for upload | 0830-ELE-DD-PULP MIXING Control Loop Check Route | 3957016
1394 | 0830-ELE-DD-PULP MIXING | Control Loop Check Route | 23 | 24 | 3 - Obj Inspection | 0100830P | PULP MIXING INSTRUMENTATION |  | 0100830PAN | YANKEE MACH CHEST PUMP DISCH PRESS CNTRL VLV POSITION XMTR | 010-0830ZT-0023 | 0830PIC-0023 | DD | E&I | Control Loop Check and Field Equipment Inspection |  |  |  | 378 |  |  |  | BEAMEX |  | LOOP CHECK | Data created/will be sent for upload | 0830-ELE-DD-PULP MIXING Control Loop Check Route | 3956982
1395 | 0830-ELE-DD-PULP MIXING | Control Loop Check Route | 23 | 24 | 3 - Obj Inspection | 0100830P | PULP MIXING INSTRUMENTATION |  | 0100830PBV | LINE 1 REFINER TO CORE BLEND CHEST FLOW ELEMENT | 010-0830FE-0043 | 0830FIC-0043 | DD | E&I | Control Loop Check and Field Equipment Inspection |  |  |  | 378 |  |  |  | BEAMEX |  | LOOP CHECK | Data created/will be sent for upload | 0830-ELE-DD-PULP MIXING Control Loop Check Route | 3957017
1396 | 0830-ELE-DD-PULP MIXING | Control Loop Check Route | 23 | 24 | 3 - Obj Inspection | 0100830P | PULP MIXING INSTRUMENTATION |  | 0100830PBA | LINE 1 REFINER TO CORE BLEND CHEST FLOW TRANSMITTER | 010-0830FT-0043 | 0830FIC-0043 | DD | E&I | Control Loop Check and Field Equipment Inspection |  |  |  | 378 |  |  |  | BEAMEX |  | LOOP CHECK | Data created/will be sent for upload | 0830-ELE-DD-PULP MIXING Control Loop Check Route | 3957017
1397 | 0830-ELE-DD-PULP MIXING | Control Loop Check Route | 23 | 24 | 3 - Obj Inspection | 0100830P | PULP MIXING INSTRUMENTATION |  | 0100830PBB | LINE 1 REFINER TO CORE BLEND CHEST FLOW CONTROL VALVE | 010-0830FV-0043 | 0830FIC-0043 | DD | E&I | Control Loop Check and Field Equipment Inspection |  |  |  | 378 |  |  |  | BEAMEX |  | LOOP CHECK | Data created/will be sent for upload | 0830-ELE-DD-PULP MIXING Control Loop Check Route | 3957017
1398 | 0830-ELE-DD-PULP MIXING | Control Loop Check Route | 23 | 24 | 3 - Obj Inspection | 0100830P | PULP MIXING INSTRUMENTATION |  | 0100830PBW | LINE 2 REFINER TO CORE BLEND CHEST FLOW ELEMENT | 010-0830FE-0048 | 0830FIC-0048 | DD | E&I | Control Loop Check and Field Equipment Inspection |  |  |  | 378 |  |  |  | BEAMEX |  | LOOP CHECK | Data created/will be sent for upload | 0830-ELE-DD-PULP MIXING Control Loop Check Route | 3957017
1399 | 0830-ELE-DD-PULP MIXING | Control Loop Check Route | 23 | 24 | 3 - Obj Inspection | 0100830P | PULP MIXING INSTRUMENTATION |  | 0100830PBC | LINE 2 REFINER TO CORE BLEND CHEST FLOW TRANSMITTER | 010-0830FT-0048 | 0830FIC-0048 | DD | E&I | Control Loop Check and Field Equipment Inspection |  |  |  | 378 |  |  |  | BEAMEX |  | LOOP CHECK | Data created/will be sent for upload | 0830-ELE-DD-PULP MIXING Control Loop Check Route | 3957018
1400 | 0830-ELE-DD-PULP MIXING | Control Loop Check Route | 23 | 24 | 3 - Obj Inspection | 0100830P | PULP MIXING INSTRUMENTATION |  | 0100830PBD | LINE 2 DEFLAKER TO CORE BLEND CHEST FLOW CONTROL VALVE | 010-0830FV-0048 | 0830FIC-0048 | DD | E&I | Control Loop Check and Field Equipment Inspection |  |  |  | 378 |  |  |  | BEAMEX |  | LOOP CHECK | Data created/will be sent for upload | 0830-ELE-DD-PULP MIXING Control Loop Check Route | 3957024
1401 | 0830-ELE-DD-PULP MIXING | Control Loop Check Route | 23 | 24 | 3 - Obj Inspection | 0100830P | PULP MIXING INSTRUMENTATION |  | 0100830PBX | BROKE ACCEPTS TANK TO CORE BLEND CHEST FLOW ELEMENT | 010-0830FE-0053 | 0830FIC-0053 | DD | E&I | Control Loop Check and Field Equipment Inspection |  |  |  | 378 |  |  |  | BEAMEX |  | LOOP CHECK | Data created/will be sent for upload | 0830-ELE-DD-PULP MIXING Control Loop Check Route | 3956974
1402 | 0830-ELE-DD-PULP MIXING | Control Loop Check Route | 23 | 24 | 3 - Obj Inspection | 0100830P | PULP MIXING INSTRUMENTATION |  | 0100830PBE | BROKE ACCEPTS TANK TO CORE BLEND CHEST FLOW TRANSMITTER | 010-0830FT-0053 | 0830FIC-0053 | DD | E&I | Control Loop Check and Field Equipment Inspection |  |  |  | 378 |  |  |  | BEAMEX |  | LOOP CHECK | Data created/will be sent for upload | 0830-ELE-DD-PULP MIXING Control Loop Check Route | 3957017
1403 | 0830-ELE-DD-PULP MIXING | Control Loop Check Route | 23 | 24 | 3 - Obj Inspection | 0100830P | PULP MIXING INSTRUMENTATION |  | 0100830PBF | BROKE TO CORE BLEND CHEST FLOW CONTROL VALVE | 010-0830FV-0053 | 0830FIC-0053 | DD | E&I | Control Loop Check and Field Equipment Inspection |  |  |  | 378 |  |  |  | BEAMEX |  | LOOP CHECK | Data created/will be sent for upload | 0830-ELE-DD-PULP MIXING Control Loop Check Route | 3957021
1404 | 0830-ELE-DD-PULP MIXING | Control Loop Check Route | 23 | 24 | 3 - Obj Inspection | 0100830P | PULP MIXING INSTRUMENTATION |  | 0100830PBL | CORE MACHINE CHEST LEVEL TRANSMITTER | 010-0830LT-0070 | 0830LIC-0070 | DD | E&I | Control Loop Check and Field Equipment Inspection |  |  |  | 378 |  |  |  | BEAMEX |  | LOOP CHECK | Data created/will be sent for upload | 0830-ELE-DD-PULP MIXING Control Loop Check Route | 3957021
1405 | 0830-ELE-DD-PULP MIXING | Control Loop Check Route | 23 | 24 | 3 - Obj Inspection | 0100830P | PULP MIXING INSTRUMENTATION |  | 0100830PBM | CORE MACHINE CHEST LEVEL VALVE | 010-0830LV-0070 | 0830LIC-0070 | DD | E&I | Control Loop Check and Field Equipment Inspection |  |  |  | 378 |  |  |  | BEAMEX |  | LOOP CHECK | Data created/will be sent for upload | 0830-ELE-DD-PULP MIXING Control Loop Check Route | 3957021
1406 | 0830-ELE-DD-PULP MIXING | Control Loop Check Route | 23 | 24 | 3 - Obj Inspection | 0100830P | PULP MIXING INSTRUMENTATION |  | 0100830PBO | CORE MACH CHEST PUMP DISCH PRESSURE TRANSMITTER | 010-0830PT-0073 | 0830PIC-0073 | DD | E&I | Control Loop Check and Field Equipment Inspection |  |  |  | 378 |  |  |  | BEAMEX |  | LOOP CHECK | Data created/will be sent for upload | 0830-ELE-DD-PULP MIXING Control Loop Check Route | 3957021
1407 | 0830-ELE-DD-PULP MIXING | Control Loop Check Route | 23 | 24 | 3 - Obj Inspection | 0100830P | PULP MIXING INSTRUMENTATION |  | 0100830PBP | CORE MACH CHEST PUMP DISCH PRESSURE CONTROL VALVE | 010-0830PV-0073 | 0830PIC-0073 | DD | E&I | Control Loop Check and Field Equipment Inspection |  |  |  | 378 |  |  |  | BEAMEX |  | LOOP CHECK | Data created/will be sent for upload | 0830-ELE-DD-PULP MIXING Control Loop Check Route | 3956961
1408 | 0830-ELE-DD-PULP MIXING | Control Loop Check Route | 23 | 24 | 3 - Obj Inspection | 0100830P | PULP MIXING INSTRUMENTATION |  | 0100830PBN | CORE MACH CHEST PUMP DISCH PRESS CNTRL VLV POSITION XMTR | 010-0830ZT-0073 | 0830PIC-0073 | DD | E&I | Control Loop Check and Field Equipment Inspection |  |  |  | 378 |  |  |  | BEAMEX |  | LOOP CHECK | Data created/will be sent for upload | 0830-ELE-DD-PULP MIXING Control Loop Check Route | 3957023
1409 | 0830-ELE-DD-PULP MIXING | Control Loop Check Route | 23 | 24 | 3 - Obj Inspection | 0100830P | PULP MIXING INSTRUMENTATION |  | 0100830PCT | LINE 1 REFINER TO TAD BLEND CHEST FLOW ELEMENT | 010-0830FE-0081 | 0830FIC-0081 | DD | E&I | Control Loop Check and Field Equipment Inspection |  |  |  | 378 |  |  |  | BEAMEX |  | LOOP CHECK | Data created/will be sent for upload | 0830-ELE-DD-PULP MIXING Control Loop Check Route | 3957023
1410 | 0830-ELE-DD-PULP MIXING | Control Loop Check Route | 23 | 24 | 3 - Obj Inspection | 0100830P | PULP MIXING INSTRUMENTATION |  | 0100830PCA | LINE 1 REFINER TO TAD BLEND CHEST FLOW TRANSMITTER | 010-0830FT-0081 | 0830FIC-0081 | DD | E&I | Control Loop Check and Field Equipment Inspection |  |  |  | 378 |  |  |  | BEAMEX |  | LOOP CHECK | Data created/will be sent for upload | 0830-ELE-DD-PULP MIXING Control Loop Check Route | 3957023
1411 | 0830-ELE-DD-PULP MIXING | Control Loop Check Route | 23 | 24 | 3 - Obj Inspection | 0100830P | PULP MIXING INSTRUMENTATION |  | 0100830PCB | LINE 1 REFINER TO TAD BLEND CHEST FLOW CONTROL VALVE | 010-0830FV-0081 | 0830FIC-0081 | DD | E&I | Control Loop Check and Field Equipment Inspection |  |  |  | 378 |  |  |  | BEAMEX |  | LOOP CHECK | Data created/will be sent for upload | 0830-ELE-DD-PULP MIXING Control Loop Check Route | 3957023
1412 | 0830-ELE-DD-PULP MIXING | Control Loop Check Route | 23 | 24 | 3 - Obj Inspection | 0100830P | PULP MIXING INSTRUMENTATION |  | 0100830PCU | LINE 2 REFINER TO TAD BLEND CHEST FLOW ELEMENT | 010-0830FE-0082 | 0830FIC-0082 | DD | E&I | Control Loop Check and Field Equipment Inspection |  |  |  | 378 |  |  |  | BEAMEX |  | LOOP CHECK | Data created/will be sent for upload | 0830-ELE-DD-PULP MIXING Control Loop Check Route | 3957023
1413 | 0830-ELE-DD-PULP MIXING | Control Loop Check Route | 23 | 24 | 3 - Obj Inspection | 0100830P | PULP MIXING INSTRUMENTATION |  | 0100830PCC | LINE 2 REFINER TO TAD BLEND CHEST FLOW TRANSMITTER | 010-0830FT-0082 | 0830FIC-0082 | DD | E&I | Control Loop Check and Field Equipment Inspection |  |  |  | 378 |  |  |  | BEAMEX |  | LOOP CHECK | Data created/will be sent for upload | 0830-ELE-DD-PULP MIXING Control Loop Check Route | 3957016
1414 | 0830-ELE-DD-PULP MIXING | Control Loop Check Route | 23 | 24 | 3 - Obj Inspection | 0100830P | PULP MIXING INSTRUMENTATION |  | 0100830PCD | LINE 2 DEFLAKER TO TAD BLEND CHEST FLOW CONTROL VALVE | 010-0830FV-0082 | 0830FIC-0082 | DD | E&I | Control Loop Check and Field Equipment Inspection |  |  |  | 378 |  |  |  | BEAMEX |  | LOOP CHECK | Data created/will be sent for upload | 0830-ELE-DD-PULP MIXING Control Loop Check Route | 3957025
1415 | 0830-ELE-DD-PULP MIXING | Control Loop Check Route | 23 | 24 | 3 - Obj Inspection | 0100830P | PULP MIXING INSTRUMENTATION |  | 0100830PCV | BROKE ACCEPTS TANK TO TAD BLEND CHEST FLOW ELEMENT | 010-0830FE-0083 | 0830FIC-0083 | DD | E&I | Control Loop Check and Field Equipment Inspection |  |  |  | 378 |  |  |  | BEAMEX |  | LOOP CHECK | Data created/will be sent for upload | 0830-ELE-DD-PULP MIXING Control Loop Check Route | 3956987
1416 | 0830-ELE-DD-PULP MIXING | Control Loop Check Route | 23 | 24 | 3 - Obj Inspection | 0100830P | PULP MIXING INSTRUMENTATION |  | 0100830PCE | BROKE ACCEPTS TANK TO TAD BLEND CHEST FLOW TRANSMITTER | 010-0830FT-0083 | 0830FIC-0083 | DD | E&I | Control Loop Check and Field Equipment Inspection |  |  |  | 378 |  |  |  | BEAMEX |  | LOOP CHECK | Data created/will be sent for upload | 0830-ELE-DD-PULP MIXING Control Loop Check Route | 3957027
1417 | 0830-ELE-DD-PULP MIXING | Control Loop Check Route | 23 | 24 | 3 - Obj Inspection | 0100830P | PULP MIXING INSTRUMENTATION |  | 0100830PCF | BROKE TO TAD BLEND CHEST FLOW CONTROL VALVE | 010-0830FV-0083 | 0830FIC-0083 | DD | E&I | Control Loop Check and Field Equipment Inspection |  |  |  | 378 |  |  |  | BEAMEX |  | LOOP CHECK | Data created/will be sent for upload | 0830-ELE-DD-PULP MIXING Control Loop Check Route | 3957028
1418 | 0830-ELE-DD-PULP MIXING | Control Loop Check Route | 23 | 24 | 3 - Obj Inspection | 0100830P | PULP MIXING INSTRUMENTATION |  | 0100830PCL | TAD MACHINE CHEST LEVEL TRANSMITTER | 010-0830LT-0100 | 0830LIC-0100 | DD | E&I | Control Loop Check and Field Equipment Inspection |  |  |  | 378 |  |  |  | BEAMEX |  | LOOP CHECK | Data created/will be sent for upload | 0830-ELE-DD-PULP MIXING Control Loop Check Route | 3957029
1419 | 0830-ELE-DD-PULP MIXING | Control Loop Check Route | 23 | 24 | 3 - Obj Inspection | 0100830P | PULP MIXING INSTRUMENTATION |  | 0100830PCM | TAD MACHINE CHEST LEVEL VALVE | 010-0830LV-0100 | 0830LIC-0100 | DD | E&I | Control Loop Check and Field Equipment Inspection |  |  |  | 378 |  |  |  | BEAMEX |  | LOOP CHECK | Data created/will be sent for upload | 0830-ELE-DD-PULP MIXING Control Loop Check Route | 3957030
1420 | 0830-ELE-DD-PULP MIXING | Control Loop Check Route | 23 | 24 | 3 - Obj Inspection | 0100830P | PULP MIXING INSTRUMENTATION |  | 0100830PCO | TAD MACH CHEST PUMP DISCH PRESSURE TRANSMITTER | 010-0830PT-0103 | 0830PIC-0103 | DD | E&I | Control Loop Check and Field Equipment Inspection |  |  |  | 378 |  |  |  | BEAMEX |  | LOOP CHECK | Data created/will be sent for upload | 0830-ELE-DD-PULP MIXING Control Loop Check Route | 3957031
1421 | 0830-ELE-DD-PULP MIXING | Control Loop Check Route | 23 | 24 | 3 - Obj Inspection | 0100830P | PULP MIXING INSTRUMENTATION |  | 0100830PCP | TAD MACH CHEST PUMP DISCH PRESSURE CONTROL VALVE | 010-0830PV-0103 | 0830PIC-0103 | DD | E&I | Control Loop Check and Field Equipment Inspection |  |  |  | 378 |  |  |  | BEAMEX |  | LOOP CHECK | Data created/will be sent for upload | 0830-ELE-DD-PULP MIXING Control Loop Check Route | 3957032
1422 | 0830-ELE-DD-PULP MIXING | Control Loop Check Route | 23 | 24 | 3 - Obj Inspection | 0100830P | PULP MIXING INSTRUMENTATION |  | 0100830PCN | TAD MACH CHEST PUMP DISCH PRESS CNTRL VLV POSITION XMTR | 010-0830ZT-0103 | 0830PIC-0103 | DD | E&I | Control Loop Check and Field Equipment Inspection |  |  |  | 378 |  |  |  | BEAMEX |  | LOOP CHECK | Data created/will be sent for upload | 0830-ELE-DD-PULP MIXING Control Loop Check Route | 3957033
1423 | 0832-ELE-DD-WHITE WATER | Control Loop Check Route | 23 | 24 | 3 - Obj Inspection | 0100832O | WHITE WATER SYSTEM INSTRUMENTATION |  | 0100832OCF | BALE PULPER FILL PUMP RECIRC CONTROL VALVE | 010-0832FV-0128 | 0832FX-0128 | DD | E&I | Control Loop Check and Field Equipment Inspection |  |  |  | 378 |  |  |  | BEAMEX | not a loop | LOOP CHECK | Data created/will be sent for upload | 0832-ELE-DD-WHITE WATER Control Loop Check Route | 3957034
1424 | 0832-ELE-DD-WHITE WATER | Control Loop Check Route | 23 | 24 | 3 - Obj Inspection | 0100832O | WHITE WATER SYSTEM INSTRUMENTATION |  | 0100832OCG | UTM AND BROKE PULPER FILL PUMP RECIRCULATION CONTROL VALVE | 010-0832FV-0129 | 0832FX-0129 | DD | E&I | Control Loop Check and Field Equipment Inspection |  |  |  | 378 |  |  |  | BEAMEX | not a loop | LOOP CHECK | Data created/will be sent for upload | 0832-ELE-DD-WHITE WATER Control Loop Check Route | 3957035
1425 | 0832-ELE-DD-WHITE WATER | Control Loop Check Route | 23 | 24 | 3 - Obj Inspection | 0100832O | WHITE WATER SYSTEM INSTRUMENTATION |  | 0100832OEK | DAF CLARIFIER LEVEL TRANSMITTER | 010-0832LT-0178 | 0832LIC-0178 | DD | E&I | Control Loop Check and Field Equipment Inspection |  |  |  | 378 |  |  |  | BEAMEX |  | LOOP CHECK | Data created/will be sent for upload | 0832-ELE-DD-WHITE WATER Control Loop Check Route | 3957036
1426 | 0832-ELE-DD-WHITE WATER | Control Loop Check Route | 23 | 24 | 3 - Obj Inspection | 0100832O | WHITE WATER SYSTEM INSTRUMENTATION |  | 0100832OEL | DAF CLARIFIER LEVEL CNTRL VLV | 010-0832LV-0178 | 0832LIC-0178 | DD | E&I | Control Loop Check and Field Equipment Inspection |  |  |  | 378 |  |  |  | BEAMEX |  | LOOP CHECK | Data created/will be sent for upload | 0832-ELE-DD-WHITE WATER Control Loop Check Route | 3957037
1427 | 0836-ELE-DD-VACUUM | Control Loop Check Route | 18 | 24 | 3 - Obj Inspection | 010083628 | VACUUM SYSTEM INSTRUMENTATION |  | 010083628EB | VACUUM PUMP 1 GEARBOX OIL TEMPERATURE TRANSMITTER | 010-0836TT-0016 | 0836TIC-0018 | DD | E&I | Control Loop Check and Field Equipment Inspection |  |  |  | 378 |  |  |  | BEAMEX | RELATED INSTRUMENT NOT IN LOOP | LOOP CHECK | Data created/will be sent for upload | 0836-ELE-DD-VACUUM Control Loop Check Route | 3957038
1428 | 0836-ELE-DD-VACUUM | Control Loop Check Route | 18 | 24 | 3 - Obj Inspection | 010083628 | VACUUM SYSTEM INSTRUMENTATION |  | 010083628EL | VACUUM PUMP 1 GEAR BOX OIL TEMPERATURE ELEMENT | 010-0836TE-0016 | 0836TIC-0018 | DD | E&I | Control Loop Check and Field Equipment Inspection |  |  |  | 378 |  |  |  | BEAMEX | RELATED INSTRUMENT NOT IN LOOP | LOOP CHECK | Data created/will be sent for upload | 0836-ELE-DD-VACUUM Control Loop Check Route | 3957039
1429 | 0836-ELE-DD-VACUUM | Control Loop Check Route | 18 | 24 | 3 - Obj Inspection | 010083628 | VACUUM SYSTEM INSTRUMENTATION |  | 010083628EC | VACUUM PUMP 1 GEARBOX OIL PRESSURE TRANSMITTER | 010-0836PT-0017 | 0836TIC-0018 | DD | E&I | Control Loop Check and Field Equipment Inspection |  |  |  | 378 |  |  |  | BEAMEX | RELATED INSTRUMENT NOT IN LOOP | LOOP CHECK | Data created/will be sent for upload | 0836-ELE-DD-VACUUM Control Loop Check Route | 3957040
1430 | 0836-ELE-DD-VACUUM | Control Loop Check Route | 18 | 24 | 3 - Obj Inspection | 010083628 | VACUUM SYSTEM INSTRUMENTATION |  | 010083628EN | VACUUM PUMP 1 GEAR BOX TEMPERATURE CONTROL VALVE | 010-0836TRV-0018 | 0836TIC-0018 | DD | E&I | Control Loop Check and Field Equipment Inspection |  |  |  | 378 |  |  |  | BEAMEX |  | LOOP CHECK | Data created/will be sent for upload | 0836-ELE-DD-VACUUM Control Loop Check Route | 3957041
1431 | 0836-ELE-DD-VACUUM | Control Loop Check Route | 18 | 24 | 3 - Obj Inspection | 010083628 | VACUUM SYSTEM INSTRUMENTATION |  | 010083628EE | VACUUM PUMP 2 GEARBOX OIL TEMPERATURE TRANSMITTER | 010-0836TT-0026 | 0836TIC-0028 | DD | E&I | Control Loop Check and Field Equipment Inspection |  |  |  | 378 |  |  |  | BEAMEX | RELATED INSTRUMENT NOT IN LOOP | LOOP CHECK | Data created/will be sent for upload | 0836-ELE-DD-VACUUM Control Loop Check Route | 3957042
1432 | 0836-ELE-DD-VACUUM | Control Loop Check Route | 18 | 24 | 3 - Obj Inspection | 010083628 | VACUUM SYSTEM INSTRUMENTATION |  | 010083628EM | VACUUM PUMP 2 GEAR BOX OIL TEMPERATURE ELEMENT | 010-0836TE-0026 | 0836TIC-0028 | DD | E&I | Control Loop Check and Field Equipment Inspection |  |  |  | 378 |  |  |  | BEAMEX | RELATED INSTRUMENT NOT IN LOOP | LOOP CHECK | Data created/will be sent for upload | 0836-ELE-DD-VACUUM Control Loop Check Route | 3957043
1433 | 0836-ELE-DD-VACUUM | Control Loop Check Route | 18 | 24 | 3 - Obj Inspection | 010083628 | VACUUM SYSTEM INSTRUMENTATION |  | 010083628EF | VACUUM PUMP 2 GEARBOX OIL PRESSURE TRANSMITTER | 010-0836PT-0027 | 0836TIC-0028 | DD | E&I | Control Loop Check and Field Equipment Inspection |  |  |  | 378 |  |  |  | BEAMEX | RELATED INSTRUMENT NOT IN LOOP | LOOP CHECK | Data created/will be sent for upload | 0836-ELE-DD-VACUUM Control Loop Check Route | 3957044
1434 | 0836-ELE-DD-VACUUM | Control Loop Check Route | 18 | 24 | 3 - Obj Inspection | 010083628 | VACUUM SYSTEM INSTRUMENTATION |  | 010083628EO | VACUUM PUMP 2 GEAR BOX TEMPERATURE CONTROL VALVE | 010-0836TRV-0028 | 0836TIC-0028 | DD | E&I | Control Loop Check and Field Equipment Inspection |  |  |  | 378 |  |  |  | BEAMEX |  | LOOP CHECK | Data created/will be sent for upload | 0836-ELE-DD-VACUUM Control Loop Check Route | 3957049
1435 | 0836-ELE-DD-VACUUM | Control Loop Check Route | 18 | 24 | 3 - Obj Inspection | 010083628 | VACUUM SYSTEM INSTRUMENTATION |  | 010083628CB | VACUUM PUMP 3 GEARBOX OIL TEMPERATURE TRANSMITTER | 010-0836TT-0036 | 0836TIC-0038 | DD | E&I | Control Loop Check and Field Equipment Inspection |  |  |  | 378 |  |  |  | BEAMEX | RELATED INSTRUMENT NOT IN LOOP | LOOP CHECK | Data created/will be sent for upload | 0836-ELE-DD-VACUUM Control Loop Check Route | 3957046
1436 | 0836-ELE-DD-VACUUM | Control Loop Check Route | 18 | 24 | 3 - Obj Inspection | 010083628 | VACUUM SYSTEM INSTRUMENTATION |  | 010083628CM | VACUUM PUMP 3 GEAR BOX OIL TEMPERATURE ELEMENT | 010-0836TE-0036 | 0836TIC-0038 | DD | E&I | Control Loop Check and Field Equipment Inspection |  |  |  | 378 |  |  |  | BEAMEX | RELATED INSTRUMENT NOT IN LOOP | LOOP CHECK | Data created/will be sent for upload | 0836-ELE-DD-VACUUM Control Loop Check Route | 3957047
1437 | 0836-ELE-DD-VACUUM | Control Loop Check Route | 18 | 24 | 3 - Obj Inspection | 010083628 | VACUUM SYSTEM INSTRUMENTATION |  | 010083628CC | VACUUM PUMP 3 GEARBOX OIL PRESSURE TRANSMITTER | 010-0836PT-0037 | 0836TIC-0038 | DD | E&I | Control Loop Check and Field Equipment Inspection |  |  |  | 378 |  |  |  | BEAMEX | RELATED INSTRUMENT NOT IN LOOP | LOOP CHECK | Data created/will be sent for upload | 0836-ELE-DD-VACUUM Control Loop Check Route | 3957048
1438 | 0836-ELE-DD-VACUUM | Control Loop Check Route | 18 | 24 | 3 - Obj Inspection | 010083628 | VACUUM SYSTEM INSTRUMENTATION |  | 010083628CP | VACUUM PUMP 3 GEAR BOX TEMPERATURE CONTROL VALVE | 010-0836TRV-0038 | 0836TIC-0038 | DD | E&I | Control Loop Check and Field Equipment Inspection |  |  |  | 378 |  |  |  | BEAMEX |  | LOOP CHECK | Data created/will be sent for upload | 0836-ELE-DD-VACUUM Control Loop Check Route | 3957060
1439 | 0836-ELE-DD-VACUUM | Control Loop Check Route | 18 | 24 | 3 - Obj Inspection | 010083628 | VACUUM SYSTEM INSTRUMENTATION |  | 010083628CE | VACUUM PUMP 4 GEARBOX OIL TEMPERATURE TRANSMITTER | 010-0836TT-0046 | 0836TIC-0048 | DD | E&I | Control Loop Check and Field Equipment Inspection |  |  |  | 378 |  |  |  | BEAMEX | RELATED INSTRUMENT NOT IN LOOP | LOOP CHECK | Data created/will be sent for upload | 0836-ELE-DD-VACUUM Control Loop Check Route | 3957050
1440 | 0836-ELE-DD-VACUUM | Control Loop Check Route | 18 | 24 | 3 - Obj Inspection | 010083628 | VACUUM SYSTEM INSTRUMENTATION |  | 010083628CN | VACUUM PUMP 4 GEAR BOX OIL TEMPERATURE ELEMENT | 010-0836TE-0046 | 0836TIC-0048 | DD | E&I | Control Loop Check and Field Equipment Inspection |  |  |  | 378 |  |  |  | BEAMEX | RELATED INSTRUMENT NOT IN LOOP | LOOP CHECK | Data created/will be sent for upload | 0836-ELE-DD-VACUUM Control Loop Check Route | 3957051
1441 | 0836-ELE-DD-VACUUM | Control Loop Check Route | 18 | 24 | 3 - Obj Inspection | 010083628 | VACUUM SYSTEM INSTRUMENTATION |  | 010083628CF | VACUUM PUMP 4 GEARBOX OIL PRESSURE TRANSMITTER | 010-0836PT-0047 | 0836TIC-0048 | DD | E&I | Control Loop Check and Field Equipment Inspection |  |  |  | 378 |  |  |  | BEAMEX | RELATED INSTRUMENT NOT IN LOOP | LOOP CHECK | Data created/will be sent for upload | 0836-ELE-DD-VACUUM Control Loop Check Route | 3957052
1442 | 0836-ELE-DD-VACUUM | Control Loop Check Route | 18 | 24 | 3 - Obj Inspection | 010083628 | VACUUM SYSTEM INSTRUMENTATION |  | 010083628CQ | VACUUM PUMP 4 GEAR BOX TEMPERATURE CONTROL VALVE | 010-0836TRV-0048 | 0836TIC-0048 | DD | E&I | Control Loop Check and Field Equipment Inspection |  |  |  | 378 |  |  |  | BEAMEX |  | LOOP CHECK | Data created/will be sent for upload | 0836-ELE-DD-VACUUM Control Loop Check Route | 3957053
1443 | 0836-ELE-DD-VACUUM | Control Loop Check Route | 18 | 24 | 3 - Obj Inspection | 010083628 | VACUUM SYSTEM INSTRUMENTATION |  | 010083628DB | VACUUM PUMP 5 GEARBOX OIL TEMPERATURE TRANSMITTER | 010-0836TT-0056 | 0836TIC-0058 | DD | E&I | Control Loop Check and Field Equipment Inspection |  |  |  | 378 |  |  |  | BEAMEX | RELATED INSTRUMENT NOT IN LOOP | LOOP CHECK | Data created/will be sent for upload | 0836-ELE-DD-VACUUM Control Loop Check Route | 3957054
1444 | 0836-ELE-DD-VACUUM | Control Loop Check Route | 18 | 24 | 3 - Obj Inspection | 010083628 | VACUUM SYSTEM INSTRUMENTATION |  | 010083628DT | VACUUM PUMP 5 GEAR BOX OIL TEMPERATURE ELEMENT | 010-0836TE-0056 | 0836TIC-0058 | DD | E&I | Control Loop Check and Field Equipment Inspection |  |  |  | 378 |  |  |  | BEAMEX | RELATED INSTRUMENT NOT IN LOOP | LOOP CHECK | Data created/will be sent for upload | 0836-ELE-DD-VACUUM Control Loop Check Route | 3957055
1445 | 0836-ELE-DD-VACUUM | Control Loop Check Route | 18 | 24 | 3 - Obj Inspection | 010083628 | VACUUM SYSTEM INSTRUMENTATION |  | 010083628DC | VACUUM PUMP 5 GEARBOX OIL PRESSURE TRANSMITTER | 010-0836PT-0057 | 0836TIC-0058 | DD | E&I | Control Loop Check and Field Equipment Inspection |  |  |  | 378 |  |  |  | BEAMEX | RELATED INSTRUMENT NOT IN LOOP | LOOP CHECK | Data created/will be sent for upload | 0836-ELE-DD-VACUUM Control Loop Check Route | 3957056
1446 | 0836-ELE-DD-VACUUM | Control Loop Check Route | 18 | 24 | 3 - Obj Inspection | 010083628 | VACUUM SYSTEM INSTRUMENTATION |  | 010083628DX | VACUUM PUMP 5 GEAR BOX TEMPERATURE CONTROL VALVE | 010-0836TRV-0058 | 0836TIC-0058 | DD | E&I | Control Loop Check and Field Equipment Inspection |  |  |  | 378 |  |  |  | BEAMEX |  | LOOP CHECK | Data created/will be sent for upload | 0836-ELE-DD-VACUUM Control Loop Check Route | 3957057
1447 | 0836-ELE-DD-VACUUM | Control Loop Check Route | 18 | 24 | 3 - Obj Inspection | 010083628 | VACUUM SYSTEM INSTRUMENTATION |  | 010083628DE | VACUUM PUMP 6 GEARBOX OIL TEMPERATURE TRANSMITTER | 010-0836TT-0066 | 0836TIC-0068 | DD | E&I | Control Loop Check and Field Equipment Inspection |  |  |  | 378 |  |  |  | BEAMEX | RELATED INSTRUMENT NOT IN LOOP | LOOP CHECK | Data created/will be sent for upload | 0836-ELE-DD-VACUUM Control Loop Check Route | 3957058
1448 | 0836-ELE-DD-VACUUM | Control Loop Check Route | 18 | 24 | 3 - Obj Inspection | 010083628 | VACUUM SYSTEM INSTRUMENTATION |  | 010083628DU | VACUUM PUMP 6 GEAR BOX OIL TEMPERATURE ELEMENT | 010-0836TE-0066 | 0836TIC-0068 | DD | E&I | Control Loop Check and Field Equipment Inspection |  |  |  | 378 |  |  |  | BEAMEX | RELATED INSTRUMENT NOT IN LOOP | LOOP CHECK | Data created/will be sent for upload | 0836-ELE-DD-VACUUM Control Loop Check Route | 3957059
1449 | 0836-ELE-DD-VACUUM | Control Loop Check Route | 18 | 24 | 3 - Obj Inspection | 010083628 | VACUUM SYSTEM INSTRUMENTATION |  | 010083628DF | VACUUM PUMP 6 GEARBOX OIL PRESSURE TRANSMITTER | 010-0836PT-0067 | 0836TIC-0068 | DD | E&I | Control Loop Check and Field Equipment Inspection |  |  |  | 378 |  |  |  | BEAMEX | RELATED INSTRUMENT NOT IN LOOP | LOOP CHECK | Data created/will be sent for upload | 0836-ELE-DD-VACUUM Control Loop Check Route | 3957045
1450 | 0836-ELE-DD-VACUUM | Control Loop Check Route | 18 | 24 | 3 - Obj Inspection | 010083628 | VACUUM SYSTEM INSTRUMENTATION |  | 010083628DY | VACUUM PUMP 6 GEAR BOX TEMPERATURE CONTROL VALVE | 010-0836TRV-0068 | 0836TIC-0068 | DD | E&I | Control Loop Check and Field Equipment Inspection |  |  |  | 378 |  |  |  | BEAMEX |  | LOOP CHECK | Data created/will be sent for upload | 0836-ELE-DD-VACUUM Control Loop Check Route | 3957061
1451 | 0836-ELE-DD-VACUUM | Control Loop Check Route | 18 | 24 | 3 - Obj Inspection | 010083628 | VACUUM SYSTEM INSTRUMENTATION |  | 010083628DH | VACUUM PUMP 7 GEARBOX OIL TEMPERATURE TRANSMITTER | 010-0836TT-0076 | 0836TIC-0078 | DD | E&I | Control Loop Check and Field Equipment Inspection |  |  |  | 378 |  |  |  | BEAMEX | RELATED INSTRUMENT NOT IN LOOP | LOOP CHECK | Data created/will be sent for upload | 0836-ELE-DD-VACUUM Control Loop Check Route | 3956913
1452 | 0836-ELE-DD-VACUUM | Control Loop Check Route | 18 | 24 | 3 - Obj Inspection | 010083628 | VACUUM SYSTEM INSTRUMENTATION |  | 010083628DV | VACUUM PUMP 7 GEAR BOX OIL TEMPERATURE ELEMENT | 010-0836TE-0076 | 0836TIC-0078 | DD | E&I | Control Loop Check and Field Equipment Inspection |  |  |  | 378 |  |  |  | BEAMEX | RELATED INSTRUMENT NOT IN LOOP | LOOP CHECK | Data created/will be sent for upload | 0836-ELE-DD-VACUUM Control Loop Check Route | 3957062
1453 | 0836-ELE-DD-VACUUM | Control Loop Check Route | 18 | 24 | 3 - Obj Inspection | 010083628 | VACUUM SYSTEM INSTRUMENTATION |  | 010083628DI | VACUUM PUMP 7 GEARBOX OIL PRESSURE TRANSMITTER | 010-0836PT-0077 | 0836TIC-0078 | DD | E&I | Control Loop Check and Field Equipment Inspection |  |  |  | 378 |  |  |  | BEAMEX | RELATED INSTRUMENT NOT IN LOOP | LOOP CHECK | Data created/will be sent for upload | 0836-ELE-DD-VACUUM Control Loop Check Route | 3957062
1454 | 0836-ELE-DD-VACUUM | Control Loop Check Route | 18 | 24 | 3 - Obj Inspection | 010083628 | VACUUM SYSTEM INSTRUMENTATION |  | 010083628DZ | VACUUM PUMP 7 GEAR BOX TEMPERATURE CONTROL VALVE | 010-0836TRV-0078 | 0836TIC-0078 | DD | E&I | Control Loop Check and Field Equipment Inspection |  |  |  | 378 |  |  |  | BEAMEX |  | LOOP CHECK | Data created/will be sent for upload | 0836-ELE-DD-VACUUM Control Loop Check Route | 3957062
1455 | 0836-ELE-DD-VACUUM | Control Loop Check Route | 18 | 24 | 3 - Obj Inspection | 010083628 | VACUUM SYSTEM INSTRUMENTATION |  | 010083628DK | VACUUM PUMP 8 GEARBOX OIL TEMPERATURE TRANSMITTER | 010-0836TT-0086 | 0836TIC-0088 | DD | E&I | Control Loop Check and Field Equipment Inspection |  |  |  | 378 |  |  |  | BEAMEX | RELATED INSTRUMENT NOT IN LOOP | LOOP CHECK | Data created/will be sent for upload | 0836-ELE-DD-VACUUM Control Loop Check Route | 3957062
1456 | 0836-ELE-DD-VACUUM | Control Loop Check Route | 18 | 24 | 3 - Obj Inspection | 010083628 | VACUUM SYSTEM INSTRUMENTATION |  | 010083628DW | VACUUM PUMP 8 GEAR BOX OIL TEMPERATURE ELEMENT | 010-0836TE-0086 | 0836TIC-0088 | DD | E&I | Control Loop Check and Field Equipment Inspection |  |  |  | 378 |  |  |  | BEAMEX | RELATED INSTRUMENT NOT IN LOOP | LOOP CHECK | Data created/will be sent for upload | 0836-ELE-DD-VACUUM Control Loop Check Route | 3957062
1457 | 0836-ELE-DD-VACUUM | Control Loop Check Route | 18 | 24 | 3 - Obj Inspection | 010083628 | VACUUM SYSTEM INSTRUMENTATION |  | 010083628DL | VACUUM PUMP 8 GEARBOX OIL PRESSURE TRANSMITTER | 010-0836PT-0087 | 0836TIC-0088 | DD | E&I | Control Loop Check and Field Equipment Inspection |  |  |  | 378 |  |  |  | BEAMEX | RELATED INSTRUMENT NOT IN LOOP | LOOP CHECK | Data created/will be sent for upload | 0836-ELE-DD-VACUUM Control Loop Check Route | 3957062
1458 | 0836-ELE-DD-VACUUM | Control Loop Check Route | 18 | 24 | 3 - Obj Inspection | 010083628 | VACUUM SYSTEM INSTRUMENTATION |  | 010083628D27 | VACUUM PUMP 8 GEAR BOX TEMPERATURE CONTROL VALVE | 010-0836TRV-0088 | 0836TIC-0088 | DD | E&I | Control Loop Check and Field Equipment Inspection |  |  |  | 378 |  |  |  | BEAMEX |  | LOOP CHECK | Data created/will be sent for upload | 0836-ELE-DD-VACUUM Control Loop Check Route | 3957062
1459 | 0836-ELE-DD-VACUUM | Control Loop Check Route | 18 | 24 | 3 - Obj Inspection | 010083628 | VACUUM SYSTEM INSTRUMENTATION |  | 010083628CH | VACUUM PUMP 9 GEARBOX OIL TEMPERATURE TRANSMITTER | 010-0836TT-0096 | 0836TIC-0098 | DD | E&I | Control Loop Check and Field Equipment Inspection |  |  |  | 378 |  |  |  | BEAMEX | RELATED INSTRUMENT NOT IN LOOP | LOOP CHECK | Data created/will be sent for upload | 0836-ELE-DD-VACUUM Control Loop Check Route | 3957062
1460 | 0836-ELE-DD-VACUUM | Control Loop Check Route | 18 | 24 | 3 - Obj Inspection | 010083628 | VACUUM SYSTEM INSTRUMENTATION |  | 010083628CO | VACUUM PUMP 9 GEAR BOX OIL TEMPERATURE ELEMENT | 010-0836TE-0096 | 0836TIC-0098 | DD | E&I | Control Loop Check and Field Equipment Inspection |  |  |  | 378 |  |  |  | BEAMEX | RELATED INSTRUMENT NOT IN LOOP | LOOP CHECK | Data created/will be sent for upload | 0836-ELE-DD-VACUUM Control Loop Check Route | 3957062
1461 | 0836-ELE-DD-VACUUM | Control Loop Check Route | 18 | 24 | 3 - Obj Inspection | 010083628 | VACUUM SYSTEM INSTRUMENTATION |  | 010083628CI | VACUUM PUMP 9 GEARBOX OIL PRESSURE TRANSMITTER | 010-0836PT-0097 | 0836TIC-0098 | DD | E&I | Control Loop Check and Field Equipment Inspection |  |  |  | 378 |  |  |  | BEAMEX | RELATED INSTRUMENT NOT IN LOOP | LOOP CHECK | Data created/will be sent for upload | 0836-ELE-DD-VACUUM Control Loop Check Route | 3957062
1462 | 0836-ELE-DD-VACUUM | Control Loop Check Route | 18 | 24 | 3 - Obj Inspection | 010083628 | VACUUM SYSTEM INSTRUMENTATION |  | 010083628CR | VACUUM PUMP 9 GEAR BOX TEMPERATURE CONTROL VALVE | 010-0836TRV-0098 | 0836TIC-0098 | DD | E&I | Control Loop Check and Field Equipment Inspection |  |  |  | 378 |  |  |  | BEAMEX |  | LOOP CHECK | Data created/will be sent for upload | 0836-ELE-DD-VACUUM Control Loop Check Route | 3957062
1463 | 0844-ELE-DD-STEAM AND CONDT | Control Loop Check Route | 27 | 24 | 3 - Obj Inspection | 0100844D | STEAM AND CONDENSATE SYSTEM INSTRUMENTATION |  | 0100844DAF | YANKEE PRESSURE TRANSMITTER | 010-0844PT-0009 | 0844PIC-0009 | DD | E&I | Control Loop Check and Field Equipment Inspection |  |  |  | 378 |  |  |  | BEAMEX |  | LOOP CHECK | Data created/will be sent for upload | 0844-ELE-DD-STEAM AND CONDT Control Loop Check Route | 3957062
1464 | 0844-ELE-DD-STEAM AND CONDT | Control Loop Check Route | 27 | 24 | 3 - Obj Inspection | 0100844D | STEAM AND CONDENSATE SYSTEM INSTRUMENTATION |  | 0100844DAG | YANKEE PRESSURE CONTROL VLV A | 010-0844PV-0009A | 0844PIC-0009 | DD | E&I | Control Loop Check and Field Equipment Inspection |  |  |  | 378 |  |  |  | BEAMEX |  | LOOP CHECK | Data created/will be sent for upload | 0844-ELE-DD-STEAM AND CONDT Control Loop Check Route | 3957062
1465 | 0844-ELE-DD-STEAM AND CONDT | Control Loop Check Route | 27 | 24 | 3 - Obj Inspection | 0100844D | STEAM AND CONDENSATE SYSTEM INSTRUMENTATION |  | 0100844DAH | YANKEE PRESSURE CONTROL VLV B | 010-0844PV-0009B | 0844PIC-0009 | DD | E&I | Control Loop Check and Field Equipment Inspection |  |  |  | 378 |  |  |  | BEAMEX |  | LOOP CHECK | Data created/will be sent for upload | 0844-ELE-DD-STEAM AND CONDT Control Loop Check Route | 3957062
1466 | 0844-ELE-DD-STEAM AND CONDT | Control Loop Check Route | 27 | 24 | 3 - Obj Inspection | 0100844D | STEAM AND CONDENSATE SYSTEM INSTRUMENTATION |  | 0100844DAL | YANKEE CONDENSATE SEPARATOR CONDENSATE LEVEL TRANSMITTER | 010-0844LT-0017 | 0844LIC-0017 | DD | E&I | Control Loop Check and Field Equipment Inspection |  |  |  | 378 |  |  |  | BEAMEX |  | LOOP CHECK | Data created/will be sent for upload | 0844-ELE-DD-STEAM AND CONDT Control Loop Check Route | 3957062
1467 | 0844-ELE-DD-STEAM AND CONDT | Control Loop Check Route | 27 | 24 | 3 - Obj Inspection | 0100844D | STEAM AND CONDENSATE SYSTEM INSTRUMENTATION |  | 0100844DAM | YANKEE CONDENSATE SEPARATOR CONDENSATE LEVEL CONTROL VLV A | 010-0844LV-0017A | 0844LIC-0017 | DD | E&I | Control Loop Check and Field Equipment Inspection |  |  |  | 378 |  |  |  | BEAMEX |  | LOOP CHECK | Data created/will be sent for upload | 0844-ELE-DD-STEAM AND CONDT Control Loop Check Route | 3957062
1468 | 0844-ELE-DD-STEAM AND CONDT | Control Loop Check Route | 27 | 24 | 3 - Obj Inspection | 0100844D | STEAM AND CONDENSATE SYSTEM INSTRUMENTATION |  | 0100844DAN | YANKEE CONDENSATE SEPARATOR CONDENSATE LEVEL CONTROL VLV B | 010-0844LV-0017B | 0844LIC-0017 | DD | E&I | Control Loop Check and Field Equipment Inspection |  |  |  | 378 |  |  |  | BEAMEX |  | LOOP CHECK | Data created/will be sent for upload | 0844-ELE-DD-STEAM AND CONDT Control Loop Check Route | 3957062
1469 | 0844-ELE-DD-STEAM AND CONDT | Control Loop Check Route | 27 | 24 | 3 - Obj Inspection | 0100844D | STEAM AND CONDENSATE SYSTEM INSTRUMENTATION |  | 0100844DA27 | YANKEE STRAW VELOCITY ELEMENT | 010-0844FE-0018 | 0844FIC-0018 | DD | E&I | Control Loop Check and Field Equipment Inspection |  |  |  | 378 |  |  |  | BEAMEX |  | LOOP CHECK | Data created/will be sent for upload | 0844-ELE-DD-STEAM AND CONDT Control Loop Check Route | 3957062
1470 | 0844-ELE-DD-STEAM AND CONDT | Control Loop Check Route | 27 | 24 | 3 - Obj Inspection | 0100844D | STEAM AND CONDENSATE SYSTEM INSTRUMENTATION |  | 0100844DAO | YANKEE STRAW VELOCITY TRANSMITTER | 010-0844FT-0018 | 0844FIC-0018 | DD | E&I | Control Loop Check and Field Equipment Inspection |  |  |  | 378 |  |  |  | BEAMEX |  | LOOP CHECK | Data created/will be sent for upload | 0844-ELE-DD-STEAM AND CONDT Control Loop Check Route | 3957062
1471 | 0844-ELE-DD-STEAM AND CONDT | Control Loop Check Route | 27 | 24 | 3 - Obj Inspection | 0100844D | STEAM AND CONDENSATE SYSTEM INSTRUMENTATION |  | 0100844DAP | YANKEE STRAW VELOCITY CONTROL VALVE A | 010-0844FV-0018A | 0844FIC-0018 | DD | E&I | Control Loop Check and Field Equipment Inspection |  |  |  | 378 |  |  |  | BEAMEX |  | LOOP CHECK | Data created/will be sent for upload | 0844-ELE-DD-STEAM AND CONDT Control Loop Check Route | 3957062
1472 | 0844-ELE-DD-STEAM AND CONDT | Control Loop Check Route | 27 | 24 | 3 - Obj Inspection | 0100844D | STEAM AND CONDENSATE SYSTEM INSTRUMENTATION |  | 0100844DAQ | YANKEE STRAW VELOCITY CONTROL VALVE B | 010-0844FV-0018B | 0844FIC-0018 | DD | E&I | Control Loop Check and Field Equipment Inspection |  |  |  | 378 |  |  |  | BEAMEX |  | LOOP CHECK | Data created/will be sent for upload | 0844-ELE-DD-STEAM AND CONDT Control Loop Check Route | 3957062
1473 | 0844-ELE-DD-STEAM AND CONDT | Control Loop Check Route | 27 | 24 | 3 - Obj Inspection | 0100844D | STEAM AND CONDENSATE SYSTEM INSTRUMENTATION |  | 0100844DAR | YANKEE STRAW VELOCITY CONTROL VALVE C | 010-0844FV-0018C | 0844FIC-0018 | DD | E&I | Control Loop Check and Field Equipment Inspection |  |  |  | 378 |  |  |  | BEAMEX |  | LOOP CHECK | Data created/will be sent for upload | 0844-ELE-DD-STEAM AND CONDT Control Loop Check Route | 3957062
1474 | 0844-ELE-DD-STEAM AND CONDT | Control Loop Check Route | 27 | 24 | 3 - Obj Inspection | 0100844D | STEAM AND CONDENSATE SYSTEM INSTRUMENTATION |  | 0100844DAS | LOW PRESS STEAM HEADER PRESSURE TRANSMITTER | 010-0844PT-0043 | 0844PI-0043 | DD | E&I | Control Loop Check and Field Equipment Inspection |  |  |  | 378 |  |  |  | BEAMEX |  | LOOP CHECK | Data created/will be sent for upload | 0844-ELE-DD-STEAM AND CONDT Control Loop Check Route | 3957063
1475 | 0844-ELE-DD-STEAM AND CONDT | Control Loop Check Route | 27 | 24 | 3 - Obj Inspection | 0100844D | STEAM AND CONDENSATE SYSTEM INSTRUMENTATION |  | 0100844DAT | LOW PRESSURE STEAM HEADER VALVE MAKE UP | 010-0844PV-0043A | 0844PI-0043 | DD | E&I | Control Loop Check and Field Equipment Inspection |  |  |  | 378 |  |  |  | BEAMEX |  | LOOP CHECK | Data created/will be sent for upload | 0844-ELE-DD-STEAM AND CONDT Control Loop Check Route | 3957063
1476 | 0844-ELE-DD-STEAM AND CONDT | Control Loop Check Route | 27 | 24 | 3 - Obj Inspection | 0100844D | STEAM AND CONDENSATE SYSTEM INSTRUMENTATION |  | 0100844DAU | LOW PRESSURE STEAM HEADER VALVE VENT TO ATMOSPHERE | 010-0844PV-0043B | 0844PI-0043 | DD | E&I | Control Loop Check and Field Equipment Inspection |  |  |  | 378 |  |  |  | BEAMEX |  | LOOP CHECK | Data created/will be sent for upload | 0844-ELE-DD-STEAM AND CONDT Control Loop Check Route | 3957063
1477 | 0844-ELE-DD-STEAM AND CONDT | Control Loop Check Route | 27 | 24 | 3 - Obj Inspection | 0100844D | STEAM AND CONDENSATE SYSTEM INSTRUMENTATION |  | 0100844DAV | LOW PRESS STEAM HEADER FLASH TANK CONDENSATE LEVEL XMTR | 010-0844LT-0046 | 0844LIC-0046 | DD | E&I | Control Loop Check and Field Equipment Inspection |  |  |  | 378 |  |  |  | BEAMEX |  | LOOP CHECK | Data created/will be sent for upload | 0844-ELE-DD-STEAM AND CONDT Control Loop Check Route | 3957063
1478 | 0844-ELE-DD-STEAM AND CONDT | Control Loop Check Route | 27 | 24 | 3 - Obj Inspection | 0100844D | STEAM AND CONDENSATE SYSTEM INSTRUMENTATION |  | 0100844DAW | LOW PRESS STEAM HEADER FLASH TANK CONDT LEVEL CNTRL VALVE | 010-0844LV-0046 | 0844LIC-0046 | DD | E&I | Control Loop Check and Field Equipment Inspection |  |  |  | 378 |  |  |  | BEAMEX |  | LOOP CHECK | Data created/will be sent for upload | 0844-ELE-DD-STEAM AND CONDT Control Loop Check Route | 3957063
1479 | 0844-ELE-DD-STEAM AND CONDT | Control Loop Check Route | 27 | 24 | 3 - Obj Inspection | 0100844D | STEAM AND CONDENSATE SYSTEM INSTRUMENTATION |  | 0100844DBA | ATMOSPHERIC CONDT RECEIVER CONDENSATE LEVEL TRANSMITTER | 010-0844LT-0049 | 0844LIC-0049 | DD | E&I | Control Loop Check and Field Equipment Inspection |  |  |  | 378 |  |  |  | BEAMEX |  | LOOP CHECK | Data created/will be sent for upload | 0844-ELE-DD-STEAM AND CONDT Control Loop Check Route | 3957063
1480 | 0844-ELE-DD-STEAM AND CONDT | Control Loop Check Route | 27 | 24 | 3 - Obj Inspection | 0100844D | STEAM AND CONDENSATE SYSTEM INSTRUMENTATION |  | 0100844DBB | ATMOSPHERIC CONDT RECEIVER CONDT LEVEL CONTROL VALVE | 010-0844LV-0049 | 0844LIC-0049 | DD | E&I | Control Loop Check and Field Equipment Inspection |  |  |  | 378 |  |  |  | BEAMEX |  | LOOP CHECK | Data created/will be sent for upload | 0844-ELE-DD-STEAM AND CONDT Control Loop Check Route | 3957063
1481 | 0845-ELE-DD-CHEMICAL SYSTEM | Control Loop Check Route | 27 | 24 | 3 - Obj Inspection | 0100845LC | PVOH MAKEDOWN AND METERING SYSTEM INSTRUMENTATION |  | 0100845SCA | YANKEE SPRAY BOOM HEAT EXCH STEAM SUPPLY TEMP CNTRL VALVE | 010-0845TCV-0185 | 0845TIC-0185 | DD | E&I | Control Loop Check and Field Equipment Inspection |  |  |  | 378 |  |  |  | BEAMEX |  | LOOP CHECK | Data created/will be sent for upload | 0845-ELE-DD-CHEMICAL SYSTEM Control Loop Check Route | 3957063
1482 | 0845-ELE-DD-CHEMICAL SYSTEM | Control Loop Check Route | 27 | 24 | 3 - Obj Inspection | 0100845LC | PVOH MAKEDOWN AND METERING SYSTEM INSTRUMENTATION |  | 0100845SCJ | YANKEE SPRAY BOOM HEAT EXCH WATER SUPPLY TEMP ELEM | 010-0845TE-0185 | 0845TIC-0185 | DD | E&I | Control Loop Check and Field Equipment Inspection |  |  |  | 378 |  |  |  | BEAMEX |  | LOOP CHECK | Data created/will be sent for upload | 0845-ELE-DD-CHEMICAL SYSTEM Control Loop Check Route | 3957063
1483 | 0845-ELE-DD-CHEMICAL SYSTEM | Control Loop Check Route | 27 | 24 | 3 - Obj Inspection | 0100845LC | PVOH MAKEDOWN AND METERING SYSTEM INSTRUMENTATION |  | 0100845SCB | YANKEE SPRAY BOOM HEAT EXCH WATER SUPPLY TEMP TRANSMITTER | 010-0845TT-0185 | 0845TIC-0185 | DD | E&I | Control Loop Check and Field Equipment Inspection |  |  |  | 378 |  |  |  | BEAMEX |  | LOOP CHECK | Data created/will be sent for upload | 0845-ELE-DD-CHEMICAL SYSTEM Control Loop Check Route | 3957063
1484 | 0845-ELE-DD-CHEMICAL SYSTEM | Control Loop Check Route | 27 | 24 | 3 - Obj Inspection | 0100845LC | PVOH MAKEDOWN AND METERING SYSTEM INSTRUMENTATION |  | 0100845SCC | YANKEE SPRAY BOOM SUPPLY TANK LEVEL TRANSMITTER | 010-0845LT-0201 | 0845LIC-0201 | DD | E&I | Control Loop Check and Field Equipment Inspection |  |  |  | 378 |  |  |  | BEAMEX |  | LOOP CHECK | Data created/will be sent for upload | 0845-ELE-DD-CHEMICAL SYSTEM Control Loop Check Route | 3957063
1485 | 0845-ELE-DD-CHEMICAL SYSTEM | Control Loop Check Route | 27 | 24 | 3 - Obj Inspection | 0100845LC | PVOH MAKEDOWN AND METERING SYSTEM INSTRUMENTATION |  | 0100845SCD | YANKEE SPRAY BOOM SUPPLY TANK LEVEL VALVE | 010-0845LV-0201 | 0845LIC-0201 | DD | E&I | Control Loop Check and Field Equipment Inspection |  |  |  | 378 |  |  |  | BEAMEX |  | LOOP CHECK | Data created/will be sent for upload | 0845-ELE-DD-CHEMICAL SYSTEM Control Loop Check Route | 3957063
1486 | 0845-ELE-DD-CHEMICAL SYSTEM | Control Loop Check Route | 27 | 24 | 3 - Obj Inspection | 0100845LC | PVOH MAKEDOWN AND METERING SYSTEM INSTRUMENTATION |  | 0100845PCA | TAD FABRIC RELEASE SUPPLY WATER TANK LEVEL TRANSMITTER | 010-0845LT-0221 | 0845LIC-0221 | DD | E&I | Control Loop Check and Field Equipment Inspection |  |  |  | 378 |  |  |  | BEAMEX |  | LOOP CHECK | Data created/will be sent for upload | 0845-ELE-DD-CHEMICAL SYSTEM Control Loop Check Route | 3957063
1487 | 0845-ELE-DD-CHEMICAL SYSTEM | Control Loop Check Route | 27 | 24 | 3 - Obj Inspection | 0100845LC | PVOH MAKEDOWN AND METERING SYSTEM INSTRUMENTATION |  | 0100845PCB | TAD FABRIC RELEASE SUPPLY WATER TANK LEVEL VALVE | 010-0845LV-0221 | 0845LIC-0221 | DD | E&I | Control Loop Check and Field Equipment Inspection |  |  |  | 378 |  |  |  | BEAMEX |  | LOOP CHECK | Data created/will be sent for upload | 0845-ELE-DD-CHEMICAL SYSTEM Control Loop Check Route | 3957063
1488 | 0845-ELE-DD-CHEMICAL SYSTEM | Control Loop Check Route | 27 | 24 | 3 - Obj Inspection | 0100845LC | PVOH MAKEDOWN AND METERING SYSTEM INSTRUMENTATION |  | 0100845LCM | PVOH MAKE DOWN TANK STEAM SUPPLY TEMPERATURE CONTROL VLV | 010-0845TCV-0358A | 0845TI-0358 | DD | E&I | Control Loop Check and Field Equipment Inspection |  |  |  | 378 |  |  |  | BEAMEX |  | LOOP CHECK | Data created/will be sent for upload | 0845-ELE-DD-CHEMICAL SYSTEM Control Loop Check Route | 3956857
1489 | 0845-ELE-DD-CHEMICAL SYSTEM | Control Loop Check Route | 27 | 24 | 3 - Obj Inspection | 0100845LC | PVOH MAKEDOWN AND METERING SYSTEM INSTRUMENTATION |  | 0100845LCN | PVOH MAKE DOWN HEAT EXCH CW SUPPLY TEMPERATURE CTRL VLV | 010-0845TCV-0358B | 0845TI-0358 | DD | E&I | Control Loop Check and Field Equipment Inspection |  |  |  | 378 |  |  |  | BEAMEX |  | LOOP CHECK | Data created/will be sent for upload | 0845-ELE-DD-CHEMICAL SYSTEM Control Loop Check Route | 3957064
1490 | 0845-ELE-DD-CHEMICAL SYSTEM | Control Loop Check Route | 27 | 24 | 3 - Obj Inspection | 0100845LC | PVOH MAKEDOWN AND METERING SYSTEM INSTRUMENTATION |  | 0100845LCO | PVOH MAKE DOWN TANK TEMPERATURE ELEMENT | 010-0845TE-0358 | 0845TI-0358 | DD | E&I | Control Loop Check and Field Equipment Inspection |  |  |  | 378 |  |  |  | BEAMEX |  | LOOP CHECK | Data created/will be sent for upload | 0845-ELE-DD-CHEMICAL SYSTEM Control Loop Check Route | 3957064
1491 | 0845-ELE-DD-CHEMICAL SYSTEM | Control Loop Check Route | 27 | 24 | 3 - Obj Inspection | 0100845LC | PVOH MAKEDOWN AND METERING SYSTEM INSTRUMENTATION |  | 0100845LCP | PVOH MAKE DOWN TANK TEMPERATURE TRANSMITTER | 010-0845TT-0358 | 0845TI-0358 | DD | E&I | Control Loop Check and Field Equipment Inspection |  |  |  | 378 |  |  |  | BEAMEX |  | LOOP CHECK | Data created/will be sent for upload | 0845-ELE-DD-CHEMICAL SYSTEM Control Loop Check Route | 3957064
1492 | 0845-ELE-DD-CHEMICAL SYSTEM | Control Loop Check Route | 27 | 24 | 3 - Obj Inspection | 0100845LC | PVOH MAKEDOWN AND METERING SYSTEM INSTRUMENTATION |  | 0100845LCG | PVOH MAKE DOWN TANK STEAM SUPPLY PRESSURE CONTROL VALVE | 010-0845PCV-0365 | 0845PIC-0365 | DD | E&I | Control Loop Check and Field Equipment Inspection |  |  |  | 378 |  |  |  | BEAMEX | NOT A LOOP | LOOP CHECK | Data created/will be sent for upload | 0845-ELE-DD-CHEMICAL SYSTEM Control Loop Check Route | 3957064
1493 | 0845-ELE-DD-CHEMICAL SYSTEM | Control Loop Check Route | 27 | 24 | 3 - Obj Inspection | 0100845LC | PVOH MAKEDOWN AND METERING SYSTEM INSTRUMENTATION |  | 0100845LCH | PVOH MAKE DOWN TANK CFW SUPPLY PRESSURE CONTROL VALVE | 010-0845PCV-0367 | 0845PIC-0367 | DD | E&I | Control Loop Check and Field Equipment Inspection |  |  |  | 378 |  |  |  | BEAMEX | NOT A LOOP | LOOP CHECK | Data created/will be sent for upload | 0845-ELE-DD-CHEMICAL SYSTEM Control Loop Check Route | 3957064
1494 | 0845-ELE-DD-CHEMICAL SYSTEM | Control Loop Check Route | 27 | 24 | 3 - Obj Inspection | 0100845LC | PVOH MAKEDOWN AND METERING SYSTEM INSTRUMENTATION |  | 0100845LCI | PVOH MAKE DOWN TANK COOLING JACKET WATER PRESSURE CTRL VLV | 010-0845PCV-0369 | 0845PIC-0369 | DD | E&I | Control Loop Check and Field Equipment Inspection |  |  |  | 378 |  |  |  | BEAMEX | NOT A LOOP | LOOP CHECK | Data created/will be sent for upload | 0845-ELE-DD-CHEMICAL SYSTEM Control Loop Check Route | 3957064
1495 | 0870-ELE-DD-TAD AIR | Control Loop Check Route | 19 | 24 | 3 - Obj Inspection | 0100870MFB | TAD 1 AIR INSTRUMENTATION |  | 0100870MFB53 | TAD 1 FUEL TRAIN PRESSURE REGULATOR | 010-0871PCV-5570 | 0871PIV-5570 | DD | E&I | Control Loop Check and Field Equipment Inspection |  |  |  | 378 |  |  |  | BEAMEX | Valmet P&ID doesn’t specify related instrumentation | LOOP CHECK | Data created/will be sent for upload | 0870-ELE-DD-TAD AIR Control Loop Check Route | 3957064
1496 | 0870-ELE-DD-TAD AIR | Control Loop Check Route | 19 | 24 | 3 - Obj Inspection | 0100870MFB | TAD 1 AIR INSTRUMENTATION |  | 0100870MFB54 | TAD 1 PILOT GAS REGULATOR | 010-0871PCV-5590 | 0871PIV-5590 | DD | E&I | Control Loop Check and Field Equipment Inspection |  |  |  | 378 |  |  |  | BEAMEX | Valmet P&ID doesn’t specify related instrumentation | LOOP CHECK | Data created/will be sent for upload | 0870-ELE-DD-TAD AIR Control Loop Check Route | 3957064
1497 | 0870-ELE-DD-TAD AIR | Control Loop Check Route | 19 | 24 | 3 - Obj Inspection | 0100870MFC | TAD 2 AIR INSTRUMENTATION |  | 0100870MFC53 | TAD 2 FUEL TRAIN PRESSURE REGULATOR | 010-0872PCV-5670 | 0872PIC-5670 | DD | E&I | Control Loop Check and Field Equipment Inspection |  |  |  | 378 |  |  |  | BEAMEX | Valmet P&ID doesn’t specify related instrumentation | LOOP CHECK | Data created/will be sent for upload | 0870-ELE-DD-TAD AIR Control Loop Check Route | 3957064
1498 | 0870-ELE-DD-TAD AIR | Control Loop Check Route | 19 | 24 | 3 - Obj Inspection | 0100870MFC | TAD 2 AIR INSTRUMENTATION |  | 0100870MFC54 | TAD 2 PILOT GAS REGULATOR | 010-0872PCV-5690 | 0872PIC-5690 | DD | E&I | Control Loop Check and Field Equipment Inspection |  |  |  | 378 |  |  |  | BEAMEX | Valmet P&ID doesn’t specify related instrumentation | LOOP CHECK | Data created/will be sent for upload | 0870-ELE-DD-TAD AIR Control Loop Check Route | 3957064
1233 | 0824-OPE-DD-168-LINE 2 DUMP | Chest Cleaning | 27 | 14 | 1C - Clean | 0100824A | DUMP CHEST 2 | 010-0824-TAN-001-00 |  |  |  |  | DD | OPE | Line 2 Dump Chest Cleaning |  |  |  | 168 | [5 empty] | OPERATIONAL TASKS | Data created/will be sent for upload | 0824-OPE-DD-168-LINE 2 DUMP Chest Cleaning | 3956966
1076 | 0824-OPE-DD-42-LINE 2 COARSE | Screen Removal and Clean | 28 | 24 | 1C - Clean | 0100824B | LINE 2 COARSE SCREEN | 010-0824-SCR-001-00 |  |  |  | Screen Cylinder | DD | OPE | Remove Screen cylinder from frame. Thoroughly clean screen. Replace cleaned screen into frame. |  |  |  | 42 |  | Removing the Screen Cylinder 1 Open the screen cover according to the removing instruction 2 Remove the screen cylinder fixing screws (A) 3 Attach lifting eye screws to the screen cylinder and carefully lift the cylinder out (for weight data, see Technical Data) 4 Clean it carefully Installing the Screen Cylinder 1 Check the condition of the pumping ring (B) and wearing ring (C), and replace if necessary 2 Lift the screen cylinder into the screen 3 Detach the lifting eye screws from the screen cylinder 4 Adjust the clearance between the pumping ring and the wearing ring by means of the shims (D) according to the instruction (see “Adjusting the Pumping Ring and Wearing Ring Clearance”) 5 Tighten the screen cylinder fixing screws (A) (see chapter “Tightening Torques”) 6 Install the cover according to the installation instruction |  |  |  | OPERATIONAL TASKS | Data created/will be sent for upload | 0824-OPE-DD-42-LINE 2 COARSE Screen Removal and Clean | 3956979
1237 | 0822-OPE-DD-168-REFINER 1 | Cone Inspection | 25 | 15 | 2 - Subj Inspection | 0100822C | LINE 1 REFINER 1 | 010-0822-REF-001-00 |  |  |  | Stator/Rotor Fillings | DD | OPE | Check the state of the fillings. If the indicator reading is about 30mm, the fillings are worn out | Wear |  |  | 168 | [5 empty] | OPERATIONAL TASKS | Data created/will be sent for upload | 0822-OPE-DD-168-REFINER 1 Cone Inspection | 3956966
1238 | 0822-OPE-DD-168-REFINER 1 | Cone Inspection | 25 | 15 | 2 - Subj Inspection | 0100822C | LINE 1 REFINER 1 | 010-0822-REF-001-00 |  |  |  | Conical Refiner Inside | DD | OPE | Clean and check for wear |  |  |  | 168 | [5 empty] | OPERATIONAL TASKS | Data created/will be sent for upload | 0822-OPE-DD-168-REFINER 1 Cone Inspection | 3956966
1239 | 0822-OPE-DD-168-REFINER 1 | Cone Inspection | 25 | 15 | 2 - Subj Inspection | 0100822C | LINE 1 REFINER 1 | 010-0822-REF-001-00 |  |  |  | Conical Refiner Outside | DD | OPE | Clean and check for wear |  |  |  | 168 | [5 empty] | OPERATIONAL TASKS | Data created/will be sent for upload | 0822-OPE-DD-168-REFINER 1 Cone Inspection | 3956966
1240 | 0822-OPE-DD-168-REFINER 2 | Cone Inspection | 25 | 15 | 2 - Subj Inspection | 0100822D | LINE 1 REFINER 2 | 010-0822-REF-002-00 |  |  |  | Rotor End cone | DD | OPE | Clean and check for wear |  |  |  | 168 | [5 empty] | OPERATIONAL TASKS | Data created/will be sent for upload | 0822-OPE-DD-168-REFINER 2 Cone Inspection | 3956966
1241 | 0822-OPE-DD-168-REFINER 2 | Cone Inspection | 25 | 15 | 2 - Subj Inspection | 0100822D | LINE 1 REFINER 2 | 010-0822-REF-002-00 |  |  |  | Stator/Rotor Fillings | DD | OPE | Check the state of the fillings. If the indicator reading is about 30mm, the fillings are worn out |  |  |  | 168 | [5 empty] | OPERATIONAL TASKS | Data created/will be sent for upload | 0822-OPE-DD-168-REFINER 2 Cone Inspection | 3956966
1242 | 0822-OPE-DD-168-REFINER 2 | Cone Inspection | 25 | 15 | 2 - Subj Inspection | 0100822D | LINE 1 REFINER 2 | 010-0822-REF-002-00 |  |  |  | Conical Refiner Inside | DD | OPE | Clean and check for wear |  |  |  | 168 | [5 empty] | OPERATIONAL TASKS | Data created/will be sent for upload | 0822-OPE-DD-168-REFINER 2 Cone Inspection | 3956966
1243 | 0822-OPE-DD-168-REFINER 2 | Cone Inspection | 25 | 15 | 2 - Subj Inspection | 0100822D | LINE 1 REFINER 2 | 010-0822-REF-002-00 |  |  |  | Conical Refiner Outside | DD | OPE | Clean and check for wear |  |  |  | 168 | [5 empty] | OPERATIONAL TASKS | Data created/will be sent for upload | 0822-OPE-DD-168-REFINER 2 Cone Inspection | 3956966
1244 | 0824-OPE-DD-168-REFINER 3 | Cone Inspection | 25 | 15 | 2 - Subj Inspection | 0100824D | REFINER 3 | 010-0824-REF-001-00 |  |  |  | Rotor End cone | DD | OPE | Clean and check for wear |  |  |  | 168 | [5 empty] | OPERATIONAL TASKS | Data created/will be sent for upload | 0824-OPE-DD-168-REFINER 3 Cone Inspection | 3956966
1234 | 0845-OPE-DD-168-PVOH SKID | Tank Cleaning | 25 | 13 | 1C - Clean | 0100845LB | PVOH MAKEDOWN SYSTEM SKID | 010-0845-SKD-180-00 | 0100845LBA | PVOH MAKEDOWN TANK | 010-0845-TAN-180-00 |  | DD | OPE | PVOH Tank Cleaning |  |  |  | 168 | [5 empty] | OPERATIONAL TASKS | Data created/will be sent for upload | 0845-OPE-DD-168-PVOH SKID Tank Cleaning | 3956966
1077 | 0870-OPE-DD-42-FORMING SECTION | Outer Wire Section Cleaning | 30 | 27 | 1C - Clean | 0100870B | FORMING SECTION |  |  |  |  | Outer Wire | DD | OPE | Outer Wire Section Cleaning |  |  |  | 42 | [5 empty] | OPERATIONAL TASKS | Data created/will be sent for upload | 0870-OPE-DD-42-FORMING SECTION Outer Wire Section Cleaning | 3956919
1261 | 0824-OPE-DD-378-LINE 2 DFLKR | Cone Inspection | 28 | 15 | 2 - Subj Inspection | 0100824C | LINE 2 DEFLAKER | 010-0824-DFL-001-00 |  |  |  | Deflaker Outside | DD | OPE | Clean and check for wear |  |  |  | 378 | [5 empty] | OPERATIONAL TASKS | Data created/will be sent for upload | 0824-OPE-DD-378-LINE 2 DFLKR Cone Inspection | 3956953
1262 | 0824-OPE-DD-378-LINE 2 DFLKR | Cone Inspection | 28 | 15 | 2 - Subj Inspection | 0100824C | LINE 2 DEFLAKER | 010-0824-DFL-001-00 |  |  |  | Deflaker Inside | DD | OPE | Clean and check for wear |  |  |  | 378 | [5 empty] | OPERATIONAL TASKS | Data created/will be sent for upload | 0824-OPE-DD-378-LINE 2 DFLKR Cone Inspection | 3956968
1263 | 0826-OPE-DD-378-BROKE DFLKR 1 | Cone Inspection | 29 | 15 | 2 - Subj Inspection | 0100826D | BROKE DEFLAKER 1 | 010-0826-DFL-001-00 |  |  |  | Stator/Rotor Fillings | DD | OPE | Observe the wearing of the fillings. The need for replacing the fillings is indicated by an increased pressure loss in the deflaker at a constant flow rate. The need for replacing the fillings can also be noted by observing the deflaking of stock. |  |  |  | 378 | [5 empty] | OPERATIONAL TASKS | Data created/will be sent for upload | 0826-OPE-DD-378-BROKE DFLKR 1 Cone Inspection | 3956998
1245 | 0824-OPE-DD-168-REFINER 3 | Cone Inspection | 25 | 15 | 2 - Subj Inspection | 0100824D | REFINER 3 | 010-0824-REF-001-00 |  |  |  | Stator/Rotor Fillings | DD | OPE | Check the state of the fillings. If the indicator reading is about 30mm, the fillings are worn out |  |  |  | 168 | [5 empty] | OPERATIONAL TASKS | Data created/will be sent for upload | 0824-OPE-DD-168-REFINER 3 Cone Inspection | 3956966
1246 | 0824-OPE-DD-168-REFINER 3 | Cone Inspection | 25 | 15 | 2 - Subj Inspection | 0100824D | REFINER 3 | 010-0824-REF-001-00 |  |  |  | Conical Refiner Inside | DD | OPE | Clean and check for wear |  |  |  | 168 | [5 empty] | OPERATIONAL TASKS | Data created/will be sent for upload | 0824-OPE-DD-168-REFINER 3 Cone Inspection | 3956966
1247 | 0824-OPE-DD-168-REFINER 3 | Cone Inspection | 25 | 15 | 2 - Subj Inspection | 0100824D | REFINER 3 | 010-0824-REF-001-00 |  |  |  | Conical Refiner Outside | DD | OPE | Clean and check for wear |  |  |  | 168 | [5 empty] | OPERATIONAL TASKS | Data created/will be sent for upload | 0824-OPE-DD-168-REFINER 3 Cone Inspection | 3956966
1248 | 0870-OPE-DD-168-TAD 1 | Roll Internal Inspection | 21 | 24 | 2 - Subj Inspection | 0100870CA | TAD 1 CYLINDER ASSEMBLY |  | 0100870CAA | TAD 1 CYLINDER | 010-0870-TAD-001-00 |  | DD | OPE | TAD 1 Roll Internal Inspection |  |  |  | 168 | [5 empty] | OPERATIONAL TASKS | Data created/will be sent for upload | 0870-OPE-DD-168-TAD 1 Roll Internal Inspection | 3956966
1177 | 0826-OPE-DD-168-BROKE REJECTS | Tank Cleaning | 29 | 13 | 1C - Clean | 0100826K | BROKE REJECTS TANK | 010-0826-TAN-003-00 |  |  |  |  | DD | OPE | Broke Rejects Tank Cleaning |  |  |  | 168 | [5 empty] | OPERATIONAL TASKS | Data created/will be sent for upload | 0826-OPE-DD-168-BROKE REJECTS Tank Cleaning | 3956958
1270 | 0826-OPE-DD-378-BROKE CLEANR 1 | Internal Inspection | 30 | 19 | 2 - Subj Inspection | 0100826B | BROKE HI CONSISTENCY CLEANER 1 | 010-0826-HDC-001-00 |  |  |  | Whirl Cone | DD | OPE | Visual Inspection for wear or cracks | Wear | Damage |  | 378 | [5 empty] | OPERATIONAL TASKS | Data created/will be sent for upload | 0826-OPE-DD-378-BROKE CLEANR 1 Internal Inspection | 3956970
1271 | 0826-OPE-DD-378-BROKE CLEANR 1 | Internal Inspection | 30 | 19 | 2 - Subj Inspection | 0100826B | BROKE HI CONSISTENCY CLEANER 1 | 010-0826-HDC-001-00 |  |  |  | Washing Zone | DD | OPE | Visual Inspection for wear or cracks | Wear | Damage |  | 378 | [5 empty] | OPERATIONAL TASKS | Data created/will be sent for upload | 0826-OPE-DD-378-BROKE CLEANR 1 Internal Inspection | 3956989
1272 | 0826-OPE-DD-378-BROKE CLEANR 1 | Internal Inspection | 30 | 19 | 2 - Subj Inspection | 0100826B | BROKE HI CONSISTENCY CLEANER 1 | 010-0826-HDC-001-00 |  |  |  | Junk Trap | DD | OPE | Visual Inspection for wear or cracks | Wear | Damage |  | 378 | [5 empty] | OPERATIONAL TASKS | Data created/will be sent for upload | 0826-OPE-DD-378-BROKE CLEANR 1 Internal Inspection | 3956971
1273 | 0826-OPE-DD-378-BROKE CLEANR 1 | Internal Inspection | 30 | 19 | 2 - Subj Inspection | 0100826B | BROKE HI CONSISTENCY CLEANER 1 | 010-0826-HDC-001-00 |  |  |  | Gate Valves | DD | OPE | Visual Inspection for wear or cracks. Verify seal state | Wear | Damage | Leaks | 378 | [5 empty] | OPERATIONAL TASKS | Data created/will be sent for upload | 0826-OPE-DD-378-BROKE CLEANR 1 Internal Inspection | 3956971
1274 | 0826-OPE-DD-378-BROKE CLEANR 1 | Internal Inspection | 30 | 19 | 2 - Subj Inspection | 0100826B | BROKE HI CONSISTENCY CLEANER 1 | 010-0826-HDC-001-00 |  |  |  | Sight and Inspection Glasses | DD | OPE | Visual Inspection for wear or cracks. Verify seal state | Wear | Damage | Leaks | 378 | [5 empty] | OPERATIONAL TASKS | Data created/will be sent for upload | 0826-OPE-DD-378-BROKE CLEANR 1 Internal Inspection | 3956971
1275 | 0826-OPE-DD-378-BROKE CLEANR 2 | Internal Inspection | 30 | 19 | 2 - Subj Inspection | 0100826C | BROKE HI CONSISTENCY CLEANER 2 | 010-0826-HDC-002-00 |  |  |  | Whirl Chamber | DD | OPE | Visual Inspection for wear or cracks | Wear | Damage |  | 378 | [5 empty] | OPERATIONAL TASKS | Data created/will be sent for upload | 0826-OPE-DD-378-BROKE CLEANR 2 Internal Inspection | 3956971
1276 | 0826-OPE-DD-378-BROKE CLEANR 2 | Internal Inspection | 30 | 19 | 2 - Subj Inspection | 0100826C | BROKE HI CONSISTENCY CLEANER 2 | 010-0826-HDC-002-00 |  |  |  | Whirl Cone | DD | OPE | Visual Inspection for wear or cracks | Wear | Damage |  | 378 | [5 empty] | OPERATIONAL TASKS | Data created/will be sent for upload | 0826-OPE-DD-378-BROKE CLEANR 2 Internal Inspection | 3956971
1277 | 0826-OPE-DD-378-BROKE CLEANR 2 | Internal Inspection | 30 | 19 | 2 - Subj Inspection | 0100826C | BROKE HI CONSISTENCY CLEANER 2 | 010-0826-HDC-002-00 |  |  |  | Washing Zone | DD | OPE | Visual Inspection for wear or cracks | Wear | Damage |  | 378 | [5 empty] | OPERATIONAL TASKS | Data created/will be sent for upload | 0826-OPE-DD-378-BROKE CLEANR 2 Internal Inspection | 3956971
1278 | 0826-OPE-DD-378-BROKE CLEANR 2 | Internal Inspection | 30 | 19 | 2 - Subj Inspection | 0100826C | BROKE HI CONSISTENCY CLEANER 2 | 010-0826-HDC-002-00 |  |  |  | Junk Trap | DD | OPE | Visual Inspection for wear or cracks | Wear | Damage |  | 378 | [5 empty] | OPERATIONAL TASKS | Data created/will be sent for upload | 0826-OPE-DD-378-BROKE CLEANR 2 Internal Inspection | 3956971
1279 | 0826-OPE-DD-378-BROKE CLEANR 2 | Internal Inspection | 30 | 19 | 2 - Subj Inspection | 0100826C | BROKE HI CONSISTENCY CLEANER 2 | 010-0826-HDC-002-00 |  |  |  | Gate Valves | DD | OPE | Visual Inspection for wear or cracks. Verify seal state | Wear | Damage | Leaks | 378 | [5 empty] | OPERATIONAL TASKS | Data created/will be sent for upload | 0826-OPE-DD-378-BROKE CLEANR 2 Internal Inspection | 3956971
1280 | 0826-OPE-DD-378-BROKE CLEANR 2 | Internal Inspection | 30 | 19 | 2 - Subj Inspection | 0100826C | BROKE HI CONSISTENCY CLEANER 2 | 010-0826-HDC-002-00 |  |  |  | Sight and Inspection Glasses | DD | OPE | Visual Inspection for wear or cracks. Verify seal state | Wear | Damage | Leaks | 378 | [5 empty] | OPERATIONAL TASKS | Data created/will be sent for upload | 0826-OPE-DD-378-BROKE CLEANR 2 Internal Inspection | 3956971
1281 | 0845-OPE-DD-378-CHEMICAL STAND | INSPECTION | 30 | 10 | 2 - Subj Inspection | 0100845 | CHEMICAL SYSTEMS | [5 empty] | DD | OPE | Chemical Stand Inspection |  |  |  | 378 | [5 empty] | OPERATIONAL TASKS | Data created/will be sent for upload | 0845-OPE-DD-378-CHEMICAL STAND INSPECTION | 3956971
1264 | 0826-OPE-DD-378-BROKE DFLKR 1 | Cone Inspection | 29 | 15 | 2 - Subj Inspection | 0100826D | BROKE DEFLAKER 1 | 010-0826-DFL-001-00 |  |  |  | Deflaker Outside | DD | OPE | Clean and check for wear |  |  |  | 378 | [5 empty] | OPERATIONAL TASKS | Data created/will be sent for upload | 0826-OPE-DD-378-BROKE DFLKR 1 Cone Inspection | 3956969
1265 | 0826-OPE-DD-378-BROKE DFLKR 1 | Cone Inspection | 29 | 15 | 2 - Subj Inspection | 0100826D | BROKE DEFLAKER 1 | 010-0826-DFL-001-00 |  |  |  | Deflaker Inside | DD | OPE | Clean and check for wear |  |  |  | 378 | [5 empty] | OPERATIONAL TASKS | Data created/will be sent for upload | 0826-OPE-DD-378-BROKE DFLKR 1 Cone Inspection | 3956915
1266 | 0826-OPE-DD-378-BROKE DFLKR 2 | Cone Inspection | 29 | 15 | 2 - Subj Inspection | 0100826E | BROKE DEFLAKER 2 | 010-0826-DFL-002-00 |  |  |  | Stator/Rotor Fillings | DD | OPE | Observe the wearing of the fillings. The need for replacing the fillings is indicated by an increased pressure loss in the deflaker at a constant flow rate. The need for replacing the fillings can also be noted by observing the deflaking of stock. |  |  |  | 378 | [5 empty] | OPERATIONAL TASKS | Data created/will be sent for upload | 0826-OPE-DD-378-BROKE DFLKR 2 Cone Inspection | 3956970
1267 | 0826-OPE-DD-378-BROKE DFLKR 2 | Cone Inspection | 29 | 15 | 2 - Subj Inspection | 0100826E | BROKE DEFLAKER 2 | 010-0826-DFL-002-00 |  |  |  | Deflaker Outside | DD | OPE | Clean and check for wear |  |  |  | 378 | [5 empty] | OPERATIONAL TASKS | Data created/will be sent for upload | 0826-OPE-DD-378-BROKE DFLKR 2 Cone Inspection | 3956970
1268 | 0826-OPE-DD-378-BROKE DFLKR 2 | Cone Inspection | 29 | 15 | 2 - Subj Inspection | 0100826E | BROKE DEFLAKER 2 | 010-0826-DFL-002-00 |  |  |  | Deflaker Inside | DD | OPE | Clean and check for wear |  |  |  | 378 | [5 empty] | OPERATIONAL TASKS | Data created/will be sent for upload | 0826-OPE-DD-378-BROKE DFLKR 2 Cone Inspection | 3956970
1269 | 0826-OPE-DD-378-BROKE CLEANR 1 | Internal Inspection | 30 | 19 | 2 - Subj Inspection | 0100826B | BROKE HI CONSISTENCY CLEANER 1 | 010-0826-HDC-001-00 |  |  |  | Whirl Chamber | DD | OPE | Visual Inspection for wear or cracks | Wear | Damage |  | 378 | [5 empty] | OPERATIONAL TASKS | Data created/will be sent for upload | 0826-OPE-DD-378-BROKE CLEANR 1 Internal Inspection | 3956970
1193 | 0830-OPE-DD-168-FLUME | Flume Cleaning | 21 | 14 | 1C - Clean | 0100830M | FLUME | 010-0830-FLU-001-00 |  |  |  |  | DD | OPE | Flume Cleaning |  |  |  | 168 | [5 empty] | OPERATIONAL TASKS | Data created/will be sent for upload | 0830-OPE-DD-168-FLUME Flume Cleaning | 3956962
971 | 0826-OPE-DD-42-BROKE SCREENS | Broke Screen Removal and Clean | 28 | 30 | 1C - Clean | 0100826H | BROKE SCREEN 2 | 010-0826-SCR-002-00 |  |  |  | Screen Cylinder | DD | OPE | Remove Screen cylinder from frame. Thoroughly clean screen. Replace cleaned screen into frame. |  |  |  | 42 |  | 1 Open the screen cover according to the opening instructions 2 Remove the screen cylinder from the screen frame with the extraction screws 3 Fix the lifting accessory to the screen cylinder with the fixing screws 4 Lift the cylinder out carefully. The screen cylinder may only be lifted with the lifting accessory 5 Clean the screen cylinder carefully. If necessary, remove the O-rings and clean the grooves well (see Detailed instructions for cleaning) 6 Check whether the O-rings are in position 7 If necessary, place missing O-rings in the grooves in the screen cylinder. 7.1 Lubricate O-rings before installation with silicon grease (NSF51/61). Any grease with a mineral oil base will destroy the EPDM rubber seal. 7.2 Cut O-ring tape, EPDM Ø 5.7 mm (~0,224 in) 7.3 Set the length of the tape according to the O-ring grooves 7.4 Smooth out the tape and glue the ends together 7.5 Carefully check the length of the tape. Do not stretch the tape when fitting it, so that its diameter is reduced 8 Check that the screen cylinder mounting ring and keys are carefully cleaned 9 Lift the screen cylinder into the screen with the lifting accessory. Make sure that the key grooves under the screen cylinder make contact with the keys 10 Remove the lifting accessory 11 Attach the cover as according to the relevant instructions Refer to OptiScreen Fine (ProFS-90HC) Section 5 Mechanical Maintenance for detailed instructions |  |  |  | OPERATIONAL TASKS | Data created/will be sent for upload | 0826-OPE-DD-42-BROKE SCREENS Broke Screen Removal and Clean | 3956907
972 | 0826-OPE-DD-42-BROKE SCREENS | Broke Screen Removal and Clean | 28 | 30 | 1C - Clean | 0100826I | BROKE SCREEN 3 | 010-0826-SCR-003-00 |  |  |  | Screen Cylinder | DD | OPE | Remove Screen cylinder from frame. Thoroughly clean screen. Replace cleaned screen into frame. |  |  |  | 42 |  | Removing the Screen Cylinder 1 Open the screen cover as indicated in the cover opening instructions 2 Remove the belt dilution piping (G, H) (optional) 3 Remove the screws (F) of the screen cylinder mounting ring 4 Lift up the screen cylinder as indicated in the figure “Replacing the screen cylinder”. (For the screen cylinder’s weight, see Technical Data.) 5 Clean the screen cylinder and the inside of the screen carefully 6 Place the screen cylinder on a steady base and open the four screws (E) that are used for attaching the cylinder and the mounting ring to each other 7 Lift the mounting ring (D) out of the screen cylinder 8 Clean it carefully. If necessary, remove the O-rings (A) and clean the grooves well. Installing the Screen Cylinder 1 Check whether the O-rings (A) are in position 2 If necessary, place missing O-rings (A) in the grooves in the screen cylinder 2.1 Lubricate O-rings before installation 2.2 Cut O-ring tape, Ø 5.7, length 1330 mm (~52.36 in) 2.3 Set the length of the tape according to the O ring grooves 2.4 Smooth out the tape and glue the ends together 2.5 Carefully check the length of the tape. Do not stretch the tape when fitting it, so that its diameter is reduced 3 Carefully lower the mounting ring (D) on top of the screen cylinder (C). Adjust position of the mounting ring so that the screw (E) holes are positioned correctly 4 Remove grease from the screws (E) and the threads on the screen cylinder’s mounting ring, and blow them clean using compressed air. Pour some Loctite locking agent in the screw OptiScreen Fine threads, and tighten the screws. For the tightening torque, see Mechanical Maintenance, under “Tightening torques” 5 Check that the screen cylinder mounting points in the frame are carefully cleaned 6 Install the screen cylinder (C) into the screen and center it well. Ensure that the screen cylinder’s four guide pins (B) meet the grooves 7 Check that the distance between the lower end of all screws (E) and the screen cylinder holes is at least 1 mm (~0.039 in). If the distance is shorter, shim plates must be placed under the screen cylinder mounting ring (D). The screen cylinder must not be loaded in axial direction 8 Reinstall the belt dilution piping (G, H) (optional) 9 Lubricate the mounting ring screws (F) of the screen cylinder and tighten them crosswise. For the tightening torque, see Section 5: Mechanical Maintenance, under “Tightening torques” 10 Attach the cover as per the relevant instructions NOTE When installing a new screen cylinder, always check the foil clearance. |  |  |  | OPERATIONAL TASKS | Data created/will be sent for upload | 0826-OPE-DD-42-BROKE SCREENS Broke Screen Removal and Clean | 3956907
973 | 0845-OPE-DD-42-CHEMICAL FILTER | Chemical Filter Routine | 30 | 23 | 5 - Other | 0100845A | CHEMICAL UNLOADING SYSTEM |  |  |  |  | Filters and Strainers | DD | OPE | Perform chemical system filter routine |  |  |  | 42 | [5 empty] | OPERATIONAL TASKS | Data created/will be sent for upload | 0845-OPE-DD-42-CHEMICAL FILTER Chemical Filter Routine | 3956907
1176 | 0826-OPE-DD-168-BROKE DUMP | Chest Cleaning | 26 | 14 | 1C - Clean | 0100826A | BROKE DUMP CHEST | 010-0826-TAN-001-00 |  |  |  |  | DD | OPE | Broke Dump Chest Cleaning |  |  |  | 168 | [5 empty] | OPERATIONAL TASKS | Data created/will be sent for upload | 0826-OPE-DD-168-BROKE DUMP Chest Cleaning | 3956958
1178 | 0870-OPE-DD-168-YNK CLEANING | DOCTOR BACKING BLADE CHANGE | 28 | 27 | 1R - Replace | 0100870D | YANKEE SECTION |  | 0100870DI | CLEANING DOCTOR ASSEMBLY | 010-0870-DCT-003-00 | Backing Blade | DD | OPE | Change |  |  |  | 168 | [5 empty] | OPERATIONAL TASKS | Data created/will be sent for upload | 0870-OPE-DD-168-YNK CLEANING DOCTOR BACKING BLADE CHANGE | 3956959
1251 | 0830-OPE-DD-168-TAD MACHINE | Chest Cleaning | 27 | 14 | 1C - Clean | 0100830B | TAD MACHINE CHEST | 010-0830-TAN-006-00 |  |  |  |  | DD | OPE | TAD Machine Chest Cleaning |  |  |  | 168 | [5 empty] | OPERATIONAL TASKS | Data created/will be sent for upload | 0830-OPE-DD-168-TAD MACHINE Chest Cleaning | 3956966
1252 | 0833-OPE-DD-168-TAD TRAY WATER | Tank Cleaning | 30 | 13 | 1C - Clean | 0100833A | TAD TRAY WATER TANK | 010-0833-TAN-001-00 |  |  |  |  | DD | OPE | TAD Tray Tank Cleaning |  |  |  | 168 | [5 empty] | OPERATIONAL TASKS | Data created/will be sent for upload | 0833-OPE-DD-168-TAD TRAY WATER Tank Cleaning | 3956966
1287 | 0830-OPE-DD-378-YANKEE PRIMARY | Screen Inspection | 30 | 17 | 2 - Subj Inspection | 0100830L | YANKEE PRIMARY SCREEN | 010-0830-SCR-001-00 |  |  |  |  | DD | OPE | Yankee Primary Screen Inspection |  |  |  | 378 | [5 empty] | OPERATIONAL TASKS | Data created/will be sent for upload | 0830-OPE-DD-378-YANKEE PRIMARY Screen Inspection | 3956971
1189 | 0830-OPE-DD-168-CORE MACHINE | Chest Cleaning | 28 | 14 | 1C - Clean | 0100830F | CORE MACHINE CHEST | 010-0830-TAN-004-00 |  |  |  |  | DD | OPE | Core Machine Chest Cleaning |  |  |  | 168 | [5 empty] | OPERATIONAL TASKS | Data created/will be sent for upload | 0830-OPE-DD-168-CORE MACHINE Chest Cleaning | 3956961
1190 | 0834-OPE-DD-168-CWW | Tank Cleaning | 19 | 13 | 1C - Clean | 0100834A | CLARIFIED WHITE WATER TANK | 010-0834-TAN-001-00 |  |  |  |  | DD | OPE | CWW Tank Cleaning |  |  |  | 168 | [5 empty] | OPERATIONAL TASKS | Data created/will be sent for upload | 0834-OPE-DD-168-CWW Tank Cleaning | 3956961
1286 | 0830-OPE-DD-378-TAD PRIMARY | Screen Inspection | 27 | 17 | 2 - Subj Inspection | 0100830D | TAD PRIMARY SCREEN | 010-0830-SCR-003-00 |  |  |  |  | DD | OPE | TAD Primary Screen Inspection |  |  |  | 378 | [5 empty] | OPERATIONAL TASKS | Data created/will be sent for upload | 0830-OPE-DD-378-TAD PRIMARY Screen Inspection | 3956971
1258 | 0830-OPE-DD-168-YANKEE MACHINE | Chest Cleaning | 30 | 14 | 1C - Clean | 0100830J | YANKEE MACHINE CHEST | 010-0830-TAN-002-00 |  |  |  |  | DD | OPE | Yankee Machine Chest Cleaning |  |  |  | 168 | [5 empty] | OPERATIONAL TASKS | Data created/will be sent for upload | 0830-OPE-DD-168-YANKEE MACHINE Chest Cleaning | 3956966
1259 | 0870-OPE-DD-378-FORMING | Breast Roll Foil Inspection | 23 | 27 | 2 - Subj Inspection | 0100870B | FORMING SECTION |  | 0100870BE | BREAST ROLL 5 | 010-0870-ROL-005-00 | Breast Roll Foil | DD | OPE | Breast Roll Foil Inspection |  |  |  | 378 | [5 empty] | OPERATIONAL TASKS | Data created/will be sent for upload | 0870-OPE-DD-378-FORMING Breast Roll Foil Inspection | 3956966
1288 | 0836-OPE-DD-378-DB TAD VACUUM | Box Cover Inspection | 29 | 20 | 2 - Subj Inspection | 0100836G | PRE SEPARATOR DB TAD 7 | 010-0836-SEP-007-00 |  |  |  | Vacuum Box | DD | OPE | Inspect for wear and damage |  |  |  | 378 | [5 empty] | OPERATIONAL TASKS | Data created/will be sent for upload | 0836-OPE-DD-378-DB TAD VACUUM Box Cover Inspection | 3956971
1194 | 0870-OPE-DD-168-CLEAN/CHANGE | Headbox CLEANING SHOWER | 28 | 23 | 1C - Clean | 0100870BZ | SHOWER ASSEMBLY |  | 0100870BZA | HEADBOX CLEANING SHOWER 1 | 010-0870-SWR-101-00 | Shower/Nozzles | DD | OPE | Inspect Shower including nozzles Clean shower and nozzles if required If needed, remove shower head and replace for a cleaned one. |  |  |  | 168 | [5 empty] | OPERATIONAL TASKS | Data created/will be sent for upload | 0870-OPE-DD-168-CLEAN/CHANGE Headbox CLEANING SHOWER | 3956962
1159 | 0832-OPE-DD-168-BOW SCREENS | GENERAL INSPECTION | 27 | 18 | 2 - Subj Inspection | 0100832A | BOW SCREEN 1 | 010-0832-SCR-001-00 |  |  |  | Front/Back Cleaning showers | DD | OPE | Check nozzle spray. | Obstruction | Dirty |  | 168 | [5 empty] | OPERATIONAL TASKS | Data created/will be sent for upload | 0832-OPE-DD-168-BOW SCREENS GENERAL INSPECTION | 3956955
1160 | 0832-OPE-DD-168-BOW SCREENS | GENERAL INSPECTION | 27 | 18 | 2 - Subj Inspection | 0100832A | BOW SCREEN 1 | 010-0832-SCR-001-00 |  |  |  | Hoses | DD | OPE | Check hose for aging and fatigue cracks. | Breakage | Cracked |  | 168 | [5 empty] | OPERATIONAL TASKS | Data created/will be sent for upload | 0832-OPE-DD-168-BOW SCREENS GENERAL INSPECTION | 3956955
1161 | 0832-OPE-DD-168-BOW SCREENS | GENERAL INSPECTION | 27 | 18 | 2 - Subj Inspection | 0100832A | BOW SCREEN 1 | 010-0832-SCR-001-00 |  |  |  | Undresize Flow | DD | OPE | Check the undersize flow. When the undersize material becomes too coarse, create an order to replace screen. | Build-up |  |  | 168 | [5 empty] | OPERATIONAL TASKS | Data created/will be sent for upload | 0832-OPE-DD-168-BOW SCREENS GENERAL INSPECTION | 3957010
1162 | 0832-OPE-DD-168-BOW SCREENS | GENERAL INSPECTION | 27 | 18 | 2 - Subj Inspection | 0100832B | BOW SCREEN 2 | 010-0832-SCR-002-00 |  |  |  | Screen Plate/Rubber Seals | DD | OPE | Check screen plate and rubber seals for wear. Create an order to replace if needed | Wear | Breakage | Build up | 168 | [5 empty] | OPERATIONAL TASKS | Data created/will be sent for upload | 0832-OPE-DD-168-BOW SCREENS GENERAL INSPECTION | 3956955
1163 | 0832-OPE-DD-168-BOW SCREENS | GENERAL INSPECTION | 27 | 18 | 2 - Subj Inspection | 0100832B | BOW SCREEN 2 | 010-0832-SCR-002-00 |  |  |  | Front/Back Cleaning showers | DD | OPE | Check nozzle spray. | Obstruction | Dirty |  | 168 | [5 empty] | OPERATIONAL TASKS | Data created/will be sent for upload | 0832-OPE-DD-168-BOW SCREENS GENERAL INSPECTION | 3956954
1164 | 0832-OPE-DD-168-BOW SCREENS | GENERAL INSPECTION | 27 | 18 | 2 - Subj Inspection | 0100832B | BOW SCREEN 2 | 010-0832-SCR-002-00 |  |  |  | Hoses | DD | OPE | Check hose for aging and fatigue cracks. | Breakage | Cracked |  | 168 | [5 empty] | OPERATIONAL TASKS | Data created/will be sent for upload | 0832-OPE-DD-168-BOW SCREENS GENERAL INSPECTION | 3956956
1165 | 0832-OPE-DD-168-BOW SCREENS | GENERAL INSPECTION | 27 | 18 | 2 - Subj Inspection | 0100832B | BOW SCREEN 2 | 010-0832-SCR-002-00 |  |  |  | Undresize Flow | DD | OPE | Check the undersize flow. When the undersize material becomes too coarse, create an order to replace screen. | Build-up |  |  | 168 | [5 empty] | OPERATIONAL TASKS | Data created/will be sent for upload | 0832-OPE-DD-168-BOW SCREENS GENERAL INSPECTION | 3956956
1166 | 0832-OPE-DD-168-BOW SCREENS | GENERAL INSPECTION | 27 | 18 | 2 - Subj Inspection | 0100832C | BOW SCREEN 3 | 010-0832-SCR-003-00 |  |  |  | Screen Plate/Rubber Seals | DD | OPE | Check screen plate and rubber seals for wear. Create an order to replace if needed | Wear | Breakage | Build up | 168 | [5 empty] | OPERATIONAL TASKS | Data created/will be sent for upload | 0832-OPE-DD-168-BOW SCREENS GENERAL INSPECTION | 3956956
1167 | 0832-OPE-DD-168-BOW SCREENS | GENERAL INSPECTION | 27 | 18 | 2 - Subj Inspection | 0100832C | BOW SCREEN 3 | 010-0832-SCR-003-00 |  |  |  | Front/Back Cleaning showers | DD | OPE | Check nozzle spray. | Obstruction | Dirty |  | 168 | [5 empty] | OPERATIONAL TASKS | Data created/will be sent for upload | 0832-OPE-DD-168-BOW SCREENS GENERAL INSPECTION | 3956956
1168 | 0832-OPE-DD-168-BOW SCREENS | GENERAL INSPECTION | 27 | 18 | 2 - Subj Inspection | 0100832C | BOW SCREEN 3 | 010-0832-SCR-003-00 |  |  |  | Hoses | DD | OPE | Check hose for aging and fatigue cracks. | Breakage | Cracked |  | 168 | [5 empty] | OPERATIONAL TASKS | Data created/will be sent for upload | 0832-OPE-DD-168-BOW SCREENS GENERAL INSPECTION | 3956957
1169 | 0832-OPE-DD-168-BOW SCREENS | GENERAL INSPECTION | 27 | 18 | 2 - Subj Inspection | 0100832C | BOW SCREEN 3 | 010-0832-SCR-003-00 |  |  |  | Undresize Flow | DD | OPE | Check the undersize flow. When the undersize material becomes too coarse, create an order to replace screen. | Build-up |  |  | 168 | [5 empty] | OPERATIONAL TASKS | Data created/will be sent for upload | 0832-OPE-DD-168-BOW SCREENS GENERAL INSPECTION | 3956957
1170 | 0832-OPE-DD-168-BOW SCREENS | GENERAL INSPECTION | 27 | 18 | 2 - Subj Inspection | 0100832D | BOW SCREEN 4 | 010-0832-SCR-004-00 |  |  |  | Screen Plate/Rubber Seals | DD | OPE | Check screen plate and rubber seals for wear. Create an order to replace if needed | Wear | Breakage | Build up | 168 | [5 empty] | OPERATIONAL TASKS | Data created/will be sent for upload | 0832-OPE-DD-168-BOW SCREENS GENERAL INSPECTION | 3956957
1171 | 0832-OPE-DD-168-BOW SCREENS | GENERAL INSPECTION | 27 | 18 | 2 - Subj Inspection | 0100832D | BOW SCREEN 4 | 010-0832-SCR-004-00 |  |  |  | Front/Back Cleaning showers | DD | OPE | Check nozzle spray. | Obstruction | Dirty |  | 168 | [5 empty] | OPERATIONAL TASKS | Data created/will be sent for upload | 0832-OPE-DD-168-BOW SCREENS GENERAL INSPECTION | 3956957
1172 | 0832-OPE-DD-168-BOW SCREENS | GENERAL INSPECTION | 27 | 18 | 2 - Subj Inspection | 0100832D | BOW SCREEN 4 | 010-0832-SCR-004-00 |  |  |  | Hoses | DD | OPE | Check hose for aging and fatigue cracks. | Breakage | Cracked |  | 168 | [5 empty] | OPERATIONAL TASKS | Data created/will be sent for upload | 0832-OPE-DD-168-BOW SCREENS GENERAL INSPECTION | 3956957
1173 | 0832-OPE-DD-168-BOW SCREENS | GENERAL INSPECTION | 27 | 18 | 2 - Subj Inspection | 0100832D | BOW SCREEN 4 | 010-0832-SCR-004-00 |  |  |  | Undresize Flow | DD | OPE | Check the undersize flow. When the undersize material becomes too coarse, create an order to replace screen. | Build-up |  |  | 168 | [5 empty] | OPERATIONAL TASKS | Data created/will be sent for upload | 0832-OPE-DD-168-BOW SCREENS GENERAL INSPECTION | 3956958
1174 | 0832-OPE-DD-168-BOW SCREEN | Recovered Fiber Tank Cleaning | 26 | 29 | 1C - Clean | 0100832F | BOW SCREEN RECOVERED FIBER TANK | 010-0832-TAN-002-00 |  |  |  |  | DD | OPE | Bow Screen Recovered Fiber Tank Cleaning |  |  |  | 168 | [5 empty] | OPERATIONAL TASKS | Data created/will be sent for upload | 0832-OPE-DD-168-BOW SCREEN Recovered Fiber Tank Cleaning | 3956958
967 | 0832-OPE-DD-42-BOW SCREENS | Bow Screen 1-4 Cleaning | 26 | 23 | 1C - Clean | 0100832B | BOW SCREEN 2 | 010-0832-SCR-002-00 |  |  |  | Bow Screen | DD | OPE | Clean the Bow screen with high pressure water. Ensure slots in the screen are cleaned to avoid plugging due to solids drying out. If the nozzles spray with an irregular pattern, or if they are plugged. Create an order to remove and clean or replace. |  |  |  | 42 | [5 empty] | OPERATIONAL TASKS | Data created/will be sent for upload | 0832-OPE-DD-42-BOW SCREENS Bow Screen 1-4 Cleaning | 3956907
968 | 0832-OPE-DD-42-BOW SCREENS | Bow Screen 1-4 Cleaning | 26 | 23 | 1C - Clean | 0100832C | BOW SCREEN 3 | 010-0832-SCR-003-00 |  |  |  | Bow Screen | DD | OPE | Clean the Bow screen with high pressure water. Ensure slots in the screen are cleaned to avoid plugging due to solids drying out. If the nozzles spray with an irregular pattern, or if they are plugged. Create an order to remove and clean or replace. |  |  |  | 42 | [5 empty] | OPERATIONAL TASKS | Data created/will be sent for upload | 0832-OPE-DD-42-BOW SCREENS Bow Screen 1-4 Cleaning | 3956907
969 | 0832-OPE-DD-42-BOW SCREENS | Bow Screen 1-4 Cleaning | 26 | 23 | 1C - Clean | 0100832D | BOW SCREEN 4 | 010-0832-SCR-004-00 |  |  |  | Bow Screen | DD | OPE | Clean the Bow screen with high pressure water. Ensure slots in the screen are cleaned to avoid plugging due to solids drying out. If the nozzles spray with an irregular pattern, or if they are plugged. Create an order to remove and clean or replace. |  |  |  | 42 | [5 empty] | OPERATIONAL TASKS | Data created/will be sent for upload | 0832-OPE-DD-42-BOW SCREENS Bow Screen 1-4 Cleaning | 3956907
970 | 0826-OPE-DD-42-BROKE SCREENS | Broke Screen Removal and Clean | 28 | 30 | 1C - Clean | 0100826G | BROKE SCREEN 1 | 010-0826-SCR-001-00 |  |  |  | Screen Cylinder | DD | OPE | Remove Screen cylinder from frame. Thoroughly clean screen. Replace cleaned screen into frame. |  |  |  | 42 |  | 1 Open the screen cover according to the opening instructions 2 Remove the screen cylinder from the screen frame with the extraction screws 3 Fix the lifting accessory to the screen cylinder with the fixing screws 4 Lift the cylinder out carefully. The screen cylinder may only be lifted with the lifting accessory 5 Clean the screen cylinder carefully. If necessary, remove the O-rings and clean the grooves well (see Detailed instructions for cleaning) 6 Check whether the O-rings are in position 7 If necessary, place missing O-rings in the grooves in the screen cylinder. 7.1 Lubricate O-rings before installation with silicon grease (NSF51/61). Any grease with a mineral oil base will destroy the EPDM rubber seal. 7.2 Cut O-ring tape, EPDM Ø 5.7 mm (~0,224 in) 7.3 Set the length of the tape according to the O-ring grooves 7.4 Smooth out the tape and glue the ends together 7.5 Carefully check the length of the tape. Do not stretch the tape when fitting it, so that its diameter is reduced 8 Check that the screen cylinder mounting ring and keys are carefully cleaned 9 Lift the screen cylinder into the screen with the lifting accessory. Make sure that the key grooves under the screen cylinder make contact with the keys 10 Remove the lifting accessory 11 Attach the cover as according to the relevant instructions Refer to OptiScreen Fine (ProFS-90HC) Section 5 Mechanical Maintenance for detailed instructions |  |  |  | OPERATIONAL TASKS | Data created/will be sent for upload | 0826-OPE-DD-42-BROKE SCREENS Broke Screen Removal and Clean | 3956907
1175 | 0826-OPE-DD-168-BROKE ACCEPTS | Tank Cleaning | 29 | 13 | 1C - Clean | 0100826J | BROKE ACCEPTS TANK | 010-0826-TAN-004-00 |  |  |  |  | DD | OPE | Broke Accepts Tank Cleaning |  |  |  | 168 | [5 empty] | OPERATIONAL TASKS | Data created/will be sent for upload | 0826-OPE-DD-168-BROKE ACCEPTS Tank Cleaning | 3956958
1037 | 0836-OPE-DD-42-VACUUM BOXES | Port Inspection | 27 | 15 | 2 - Subj Inspection | 0100836 | VACUUM SYSTEM |  | 0100836G | PRE SEPARATOR DB TAD 7 | 010-0836-SEP-007-00 | Vacuum Box | DD | OPE | Inspect interior of box trough sight port |  |  |  | 42 | [5 empty] | OPERATIONAL TASKS | Data created/will be sent for upload | 0836-OPE-DD-42-VACUUM BOXES Port Inspection | 3956910
1097 | 0870-OPE-DD-84-REEL SECTION | Belt Change | 27 | 11 | 1R - Replace | 0100870H | REEL SECTION |  | 0100870HLH | REEL BELT ASSEMBLY |  |  | DD | OPE | Reel Belt Change |  |  |  | 84 | [5 empty] | OPERATIONAL TASKS | Data created/will be sent for upload | 0870-OPE-DD-84-REEL SECTION Belt Change | 3956924
1192 | 0826-OPE-DD-168-DEFLAKED BROKE | Chest Cleaning | 30 | 14 | 1C - Clean | 0100826F | DEFLAKED BROKE CHEST | 010-0826-TAN-002-00 |  |  |  |  | DD | OPE | Deflaked Broke Chest Cleaning |  |  |  | 168 | [5 empty] | OPERATIONAL TASKS | Data created/will be sent for upload | 0826-OPE-DD-168-DEFLAKED BROKE Chest Cleaning | 3956961
1255 | 0832-OPE-DD-168-WIRE PIT | CLEANING AND INSPECTION | 24 | 23 | 1C - Clean | 0100832N | WIRE PIT | 010-0832-TAN-001-00 |  |  |  |  | DD | OPE | Clean Wire Pit |  |  |  | 168 | [5 empty] | OPERATIONAL TASKS | Data created/will be sent for upload | 0832-OPE-DD-168-WIRE PIT CLEANING AND INSPECTION | 3956966
1256 | 0832-OPE-DD-168-WIRE PIT | CLEANING AND INSPECTION | 24 | 23 | 2 - Subj Inspection | 0100832N | WIRE PIT | 010-0832-TAN-001-00 |  |  |  |  | DD | OPE | Internal Inspection |  |  |  | 168 | [5 empty] | OPERATIONAL TASKS | Data created/will be sent for upload | 0832-OPE-DD-168-WIRE PIT CLEANING AND INSPECTION | 3956966
1257 | 0830-OPE-DD-168-YANKEE BLEND | Chest Cleaning | 28 | 14 | 1C - Clean | 0100830I | YANKEE BLEND CHEST | 010-0830-TAN-001-00 |  |  |  |  | DD | OPE | Yankee Blend Chest Cleaning |  |  |  | 168 | [5 empty] | OPERATIONAL TASKS | Data created/will be sent for upload | 0830-OPE-DD-168-YANKEE BLEND Chest Cleaning | 3956966
1253 | 0870-OPE-DD-168-PAPER MACHINE | UTM Cleaning | 29 | 12 | 1C - Clean | 0100870 | PAPER MACHINE | [5 empty] | DD | OPE | UTM Cleaning |  |  |  | 168 | [5 empty] | OPERATIONAL TASKS | Data created/will be sent for upload | 0870-OPE-DD-168-PAPER MACHINE UTM Cleaning | 3956966
1091 | 0836-OPE-DD-42-VACUUM BOXES | Port Inspection | 27 | 15 | 2 - Subj Inspection | 0100836 | VACUUM SYSTEM |  | 0100836A | PRE SEPARATOR TB1 1 | 010-0836-SEP-001-00 | Vacuum Box | DD | OPE | Inspect interior of box trough sight port |  |  |  | 42 | [5 empty] | OPERATIONAL TASKS | Data created/will be sent for upload | 0836-OPE-DD-42-VACUUM BOXES Port Inspection | 3956923
964 | 0833-OPE-QI-7-TAD TRAY WATER | CLEAN SCREEN CYLINDER | 28 | 21 | 2 - Subj Inspection | 0100833C | TAD TRAY WATER SCREEN | 010-0833-SCR-001-00 |  |  |  | Screen Cylinder | QI | OPE | CLEAN TAD TRAY WATER SCREEN CYLINDER |  |  |  | 7 |  | CLEANING OF SCREEN CYLINDER VALMET- instruction for cleaning: Study and follow safety instructions Use safety clothing and other safety equipment. - Safety clothing (overall, cloves, footwear etc.) - Eye shields - Respirator 1. Cleaning with water. Clean the screen cylinder with water. Use pressure washer (up to 500-1500bar). Note! Wedge wire cylinders: High-pressure washer can be used only for cleaning of interior surfaces of cylinder. If high-pressure water is used on accept side,damages to wire joints are possible. |  |  |  | OPERATIONAL TASKS | Data created/will be sent for upload | 0833-OPE-QI-7-TAD TRAY WATER CLEAN SCREEN CYLINDER | 3956907
965 | 0870-OPE-DD-21-TAD SECTION | TAD Change | 26 | 10 | 1R - Replace | 0100870C | TAD SECTION | [5 empty] | DD | OPE | Clean Clothing |  |  |  | 21 | [5 empty] | OPERATIONAL TASKS | Data created/will be sent for upload | 0870-OPE-DD-21-TAD SECTION TAD Change | 3956907
1188 | 0830-OPE-DD-168-CORE BLEND | Chest Cleaning | 26 | 14 | 1C - Clean | 0100830E | CORE BLEND CHEST | 010-0830-TAN-003-00 |  |  |  |  | DD | OPE | Core Blend Chest Cleaning |  |  |  | 168 | [5 empty] | OPERATIONAL TASKS | Data created/will be sent for upload | 0830-OPE-DD-168-CORE BLEND Chest Cleaning | 3957021
1191 | 0832-OPE-DD-168-DAF RECOVERED | Fiber Tank Cleaning | 29 | 19 | 1C - Clean | 0100832HH | DAF RECOVERED FIBER TANK | 010-0832-TAN-005-00 |  |  |  |  | DD | OPE | DAF Recovered Fiber Tank Cleaning |  |  |  | 168 | [5 empty] | OPERATIONAL TASKS | Data created/will be sent for upload | 0832-OPE-DD-168-DAF RECOVERED Fiber Tank Cleaning | 3956961
1035 | 0834-OPE-DD-42-CWW FILTER 1 | Filter Clean and Inspection | 27 | 27 | 2 - Subj Inspection | 0100834C | CLARIFIED WHITE WATER FILTER 1 | 010-0834-FIL-001-00 |  |  |  |  | DD | OPE | Internal Inspection |  |  |  | 42 | [5 empty] | OPERATIONAL TASKS | Data created/will be sent for upload | 0834-OPE-DD-42-CWW FILTER 1 Filter Clean and Inspection | 3956910
1036 | 0832-OPE-DD-42-DAF CLARIFIER | Rubber Blade Inspection | 28 | 23 | 2 - Subj Inspection | 0100832H | DAF CLARIFIER MICROFLOTATION SYSTEM | 010-0832-CLA-001-00 | 0100832HJ | DAF SLUDGE ROLLER 2 | 010-0832-DAF-002-00 | Rubber Blades | DD | OPE | Inspect the rubber blades on the second sludge roller, adjust if required. If worn or damaged, create an order to replace | Dirty | Build up | Wear | 42 | [5 empty] | OPERATIONAL TASKS | Data created/will be sent for upload | 0832-OPE-DD-42-DAF CLARIFIER Rubber Blade Inspection | 3956910
1094 | 0834-OPE-DD-42-CWW FILTER 2 | Filter Clean and Inspection | 27 | 27 | 2 - Subj Inspection | 0100834D | CLARIFIED WHITE WATER FILTER 2 | 010-0834-FIL-002-00 |  |  |  |  | DD | OPE | Internal Inspection |  |  |  | 42 | [5 empty] | OPERATIONAL TASKS | Data created/will be sent for upload | 0834-OPE-DD-42-CWW FILTER 2 Filter Clean and Inspection | 3956923
1095 | 0845-OPE-DD-84-CHEMICAL SYSTEM | Area Cleaning | 30 | 13 | 1C - Clean | 0100845 | CHEMICAL SYSTEMS | [5 empty] | DD | OPE | Chemical Area Cleaning |  |  |  | 84 | [5 empty] | OPERATIONAL TASKS | Data created/will be sent for upload | 0845-OPE-DD-84-CHEMICAL SYSTEM Area Cleaning | 3956923
1038 | 0836-OPE-DD-42-VACUUM BOXES | Port Inspection | 27 | 15 | 2 - Subj Inspection | 0100836 | VACUUM SYSTEM |  | 0100836B | PRE SEPARATOR DB1 2 | 010-0836-SEP-002-00 | Vacuum Box | DD | OPE | Inspect interior of box trough sight port |  |  |  | 42 | [5 empty] | OPERATIONAL TASKS | Data created/will be sent for upload | 0836-OPE-DD-42-VACUUM BOXES Port Inspection | 3956910
1039 | 0836-OPE-DD-42-VACUUM BOXES | Port Inspection | 27 | 15 | 2 - Subj Inspection | 0100836 | VACUUM SYSTEM |  | 0100836C | PRE SEPARATOR DB2 3 | 010-0836-SEP-003-00 | Vacuum Box | DD | OPE | Inspect interior of box trough sight port |  |  |  | 42 | [5 empty] | OPERATIONAL TASKS | Data created/will be sent for upload | 0836-OPE-DD-42-VACUUM BOXES Port Inspection | 3956910
1040 | 0836-OPE-DD-42-VACUUM BOXES | Port Inspection | 27 | 15 | 2 - Subj Inspection | 0100836 | VACUUM SYSTEM |  | 0100836D | PRE SEPARATOR DB3 4 | 010-0836-SEP-004-00 | Vacuum Box | DD | OPE | Inspect interior of box trough sight port |  |  |  | 42 | [5 empty] | OPERATIONAL TASKS | Data created/will be sent for upload | 0836-OPE-DD-42-VACUUM BOXES Port Inspection | 3956910
1041 | 0836-OPE-DD-42-VACUUM BOXES | Port Inspection | 27 | 15 | 2 - Subj Inspection | 0100870H | REEL SECTION |  | 0100870HLS | VACUUM BOX WITH DUCT ASSEMBLY |  | Vacuum Box | DD | OPE | Inspect interior of box trough sight port |  |  |  | 42 | [5 empty] | OPERATIONAL TASKS | Data created/will be sent for upload | 0836-OPE-DD-42-VACUUM BOXES Port Inspection | 3956910
1042 | 0836-OPE-DD-42-VACUUM BOXES | Port Inspection | 27 | 15 | 2 - Subj Inspection | 0100836 | VACUUM SYSTEM |  | 0100836F | PRE SEPARATOR MB 6 | 010-0836-SEP-006-00 | Vacuum Box | DD | OPE | Inspect interior of box trough sight port |  |  |  | 42 | [5 empty] | OPERATIONAL TASKS | Data created/will be sent for upload | 0836-OPE-DD-42-VACUUM BOXES Port Inspection | 3956910
1043 | 0870-OPE-DD-42-YANKEE SECTION | Glue Box Cleaning | 29 | 17 | 1C - Clean | 0100870D | YANKEE SECTION |  | 0100870DE | GLUE BOX ASSEMBLY |  |  | DD | OPE | Glue Box Cleaning |  |  |  | 42 | [5 empty] | OPERATIONAL TASKS | Data created/will be sent for upload | 0870-OPE-DD-42-YANKEE SECTION Glue Box Cleaning | 3956910
1092 | 0836-OPE-DD-42-VACUUM BOXES | Port Inspection | 27 | 15 | 2 - Subj Inspection | 0100836 | VACUUM SYSTEM |  | 0100836E | PRE SEPARATOR TB2 5 | 010-0836-SEP-005-00 | Vacuum Box | DD | OPE | Inspect interior of box trough sight port |  |  |  | 42 | [5 empty] | OPERATIONAL TASKS | Data created/will be sent for upload | 0836-OPE-DD-42-VACUUM BOXES Port Inspection | 3956923
1093 | 0834-OPE-DD-42-CWW FILTER 2 | Filter Clean and Inspection | 27 | 27 | 1C - Clean | 0100834D | CLARIFIED WHITE WATER FILTER 2 | 010-0834-FIL-002-00 |  |  |  |  | DD | OPE | Cleaning |  |  |  | 42 | [5 empty] | OPERATIONAL TASKS | Data created/will be sent for upload | 0834-OPE-DD-42-CWW FILTER 2 Filter Clean and Inspection | 3956923
1289 | 0836-OPE-DD-378-DB TAD VACUUM | Box Cover Inspection | 29 | 20 | 2 - Subj Inspection | 0100836G | PRE SEPARATOR DB TAD 7 | 010-0836-SEP-007-00 |  |  |  | Connections and Seals | DD | OPE | Inspect for wear and damage |  |  |  | 378 | [5 empty] | OPERATIONAL TASKS | Data created/will be sent for upload | 0836-OPE-DD-378-DB TAD VACUUM Box Cover Inspection | 3956971
1290 | 0836-OPE-DD-378-DB TAD VACUUM | Box Cover Inspection | 29 | 20 | 2 - Subj Inspection | 0100836G | PRE SEPARATOR DB TAD 7 | 010-0836-SEP-007-00 |  |  |  | Vacuum Pipe | DD | OPE | Inspect for wear and damage |  |  |  | 378 | [5 empty] | OPERATIONAL TASKS | Data created/will be sent for upload | 0836-OPE-DD-378-DB TAD VACUUM Box Cover Inspection | 3956971
1291 | 0836-OPE-DD-378-DB TAD VACUUM | Box Cover Inspection | 29 | 20 | 2 - Subj Inspection | 0100836G | PRE SEPARATOR DB TAD 7 | 010-0836-SEP-007-00 |  |  |  | Inspection Ports | DD | OPE | Inspect for wear and damage |  |  |  | 378 | [5 empty] | OPERATIONAL TASKS | Data created/will be sent for upload | 0836-OPE-DD-378-DB TAD VACUUM Box Cover Inspection | 3956971
1292 | 0836-OPE-DD-378-DB TAD VACUUM | Box Cover Inspection | 29 | 20 | 1C - Clean | 0100836G | PRE SEPARATOR DB TAD 7 | 010-0836-SEP-007-00 |  |  |  | Vacuum Box | DD | OPE | Clean vacuum box: Do not use water when cleaning. Detach lids Clean inside the vacuum box by hand and by using compressed air. Reattach all lids and tighten all screws. |  |  |  | 378 | [5 empty] | OPERATIONAL TASKS | Data created/will be sent for upload | 0836-OPE-DD-378-DB TAD VACUUM Box Cover Inspection | 3956971
1293 | 0836-OPE-DD-378-DB1 VACUUM | Box Cover Inspection | 26 | 20 | 2 - Subj Inspection | 0100836B | PRE SEPARATOR DB1 2 | 010-0836-SEP-002-00 |  |  |  | Vacuum Box | DD | OPE | Inspect for wear and damage |  |  |  | 378 | [5 empty] | OPERATIONAL TASKS | Data created/will be sent for upload | 0836-OPE-DD-378-DB1 VACUUM Box Cover Inspection | 3956971
1294 | 0836-OPE-DD-378-DB1 VACUUM | Box Cover Inspection | 26 | 20 | 2 - Subj Inspection | 0100836B | PRE SEPARATOR DB1 2 | 010-0836-SEP-002-00 |  |  |  | Connections and Seals | DD | OPE | Inspect for wear and damage |  |  |  | 378 | [5 empty] | OPERATIONAL TASKS | Data created/will be sent for upload | 0836-OPE-DD-378-DB1 VACUUM Box Cover Inspection | 3956971
1295 | 0836-OPE-DD-378-DB1 VACUUM | Box Cover Inspection | 26 | 20 | 2 - Subj Inspection | 0100836B | PRE SEPARATOR DB1 2 | 010-0836-SEP-002-00 |  |  |  | Vacuum Pipe | DD | OPE | Inspect for wear and damage |  |  |  | 378 | [5 empty] | OPERATIONAL TASKS | Data created/will be sent for upload | 0836-OPE-DD-378-DB1 VACUUM Box Cover Inspection | 3956971
1296 | 0836-OPE-DD-378-DB1 VACUUM | Box Cover Inspection | 26 | 20 | 2 - Subj Inspection | 0100836B | PRE SEPARATOR DB1 2 | 010-0836-SEP-002-00 |  |  |  | Inspection Ports | DD | OPE | Inspect for wear and damage |  |  |  | 378 | [5 empty] | OPERATIONAL TASKS | Data created/will be sent for upload | 0836-OPE-DD-378-DB1 VACUUM Box Cover Inspection | 3956971
1297 | 0836-OPE-DD-378-DB1 VACUUM | Box Cover Inspection | 26 | 20 | 1C - Clean | 0100836B | PRE SEPARATOR DB1 2 | 010-0836-SEP-002-00 |  |  |  | Vacuum Box | DD | OPE | Clean vacuum box: Do not use water when cleaning. Detach lids Clean inside the vacuum box by hand and by using compressed air. Reattach all lids and tighten all screws. |  |  |  | 378 | [5 empty] | OPERATIONAL TASKS | Data created/will be sent for upload | 0836-OPE-DD-378-DB1 VACUUM Box Cover Inspection | 3956971
1298 | 0836-OPE-DD-378-DB2 VACUUM | Box Cover Inspection | 26 | 20 | 2 - Subj Inspection | 0100836C | PRE SEPARATOR DB2 3 | 010-0836-SEP-003-00 |  |  |  | Vacuum Box | DD | OPE | Inspect for wear and damage |  |  |  | 378 | [5 empty] | OPERATIONAL TASKS | Data created/will be sent for upload | 0836-OPE-DD-378-DB2 VACUUM Box Cover Inspection | 3956971
1299 | 0836-OPE-DD-378-DB2 VACUUM | Box Cover Inspection | 26 | 20 | 2 - Subj Inspection | 0100836C | PRE SEPARATOR DB2 3 | 010-0836-SEP-003-00 |  |  |  | Connections and Seals | DD | OPE | Inspect for wear and damage |  |  |  | 378 | [5 empty] | OPERATIONAL TASKS | Data created/will be sent for upload | 0836-OPE-DD-378-DB2 VACUUM Box Cover Inspection | 3956971
1300 | 0836-OPE-DD-378-DB2 VACUUM | Box Cover Inspection | 26 | 20 | 2 - Subj Inspection | 0100836C | PRE SEPARATOR DB2 3 | 010-0836-SEP-003-00 |  |  |  | Vacuum Pipe | DD | OPE | Inspect for wear and damage |  |  |  | 378 | [5 empty] | OPERATIONAL TASKS | Data created/will be sent for upload | 0836-OPE-DD-378-DB2 VACUUM Box Cover Inspection | 3956971
1301 | 0836-OPE-DD-378-DB2 VACUUM | Box Cover Inspection | 26 | 20 | 2 - Subj Inspection | 0100836C | PRE SEPARATOR DB2 3 | 010-0836-SEP-003-00 |  |  |  | Inspection Ports | DD | OPE | Inspect for wear and damage |  |  |  | 378 | [5 empty] | OPERATIONAL TASKS | Data created/will be sent for upload | 0836-OPE-DD-378-DB2 VACUUM Box Cover Inspection | 3956914
1302 | 0836-OPE-DD-378-DB2 VACUUM | Box Cover Inspection | 26 | 20 | 1C - Clean | 0100836C | PRE SEPARATOR DB2 3 | 010-0836-SEP-003-00 |  |  |  | Vacuum Box | DD | OPE | Clean vacuum box: Do not use water when cleaning. Detach lids Clean inside the vacuum box by hand and by using compressed air. Reattach all lids and tighten all screws. |  |  |  | 378 | [5 empty] | OPERATIONAL TASKS | Data created/will be sent for upload | 0836-OPE-DD-378-DB2 VACUUM Box Cover Inspection | 3956972
1303 | 0836-OPE-DD-378-DB3 VACUUM | Box Cover Inspection | 26 | 20 | 2 - Subj Inspection | 0100836D | PRE SEPARATOR DB3 4 | 010-0836-SEP-004-00 |  |  |  | Vacuum Box | DD | OPE | Inspect for wear and damage |  |  |  | 378 | [5 empty] | OPERATIONAL TASKS | Data created/will be sent for upload | 0836-OPE-DD-378-DB3 VACUUM Box Cover Inspection | 3956972
1304 | 0836-OPE-DD-378-DB3 VACUUM | Box Cover Inspection | 26 | 20 | 2 - Subj Inspection | 0100836D | PRE SEPARATOR DB3 4 | 010-0836-SEP-004-00 |  |  |  | Connections and Seals | DD | OPE | Inspect for wear and damage |  |  |  | 378 | [5 empty] | OPERATIONAL TASKS | Data created/will be sent for upload | 0836-OPE-DD-378-DB3 VACUUM Box Cover Inspection | 3956972
1305 | 0836-OPE-DD-378-DB3 VACUUM | Box Cover Inspection | 26 | 20 | 2 - Subj Inspection | 0100836D | PRE SEPARATOR DB3 4 | 010-0836-SEP-004-00 |  |  |  | Vacuum Pipe | DD | OPE | Inspect for wear and damage |  |  |  | 378 | [5 empty] | OPERATIONAL TASKS | Data created/will be sent for upload | 0836-OPE-DD-378-DB3 VACUUM Box Cover Inspection | 3956972
1306 | 0836-OPE-DD-378-DB3 VACUUM | Box Cover Inspection | 26 | 20 | 2 - Subj Inspection | 0100836D | PRE SEPARATOR DB3 4 | 010-0836-SEP-004-00 |  |  |  | Inspection Ports | DD | OPE | Inspect for wear and damage |  |  |  | 378 | [5 empty] | OPERATIONAL TASKS | Data created/will be sent for upload | 0836-OPE-DD-378-DB3 VACUUM Box Cover Inspection | 3956972
1307 | 0836-OPE-DD-378-DB3 VACUUM | Box Cover Inspection | 26 | 20 | 1C - Clean | 0100836D | PRE SEPARATOR DB3 4 | 010-0836-SEP-004-00 |  |  |  | Vacuum Box | DD | OPE | Clean vacuum box: Do not use water when cleaning. Detach lids Clean inside the vacuum box by hand and by using compressed air. Reattach all lids and tighten all screws. |  |  |  | 378 | [5 empty] | OPERATIONAL TASKS | Data created/will be sent for upload | 0836-OPE-DD-378-DB3 VACUUM Box Cover Inspection | 3956972
1308 | 0836-OPE-DD-378-MB VACUUM | Box Cover Inspection | 25 | 20 | 2 - Subj Inspection | 0100836F | PRE SEPARATOR MB 6 | 010-0836-SEP-006-00 |  |  |  | Vacuum Box | DD | OPE | Inspect for wear and damage |  |  |  | 378 | [5 empty] | OPERATIONAL TASKS | Data created/will be sent for upload | 0836-OPE-DD-378-MB VACUUM Box Cover Inspection | 3956973
1309 | 0836-OPE-DD-378-MB VACUUM | Box Cover Inspection | 25 | 20 | 2 - Subj Inspection | 0100836F | PRE SEPARATOR MB 6 | 010-0836-SEP-006-00 |  |  |  | Connections and Seals | DD | OPE | Inspect for wear and damage |  |  |  | 378 | [5 empty] | OPERATIONAL TASKS | Data created/will be sent for upload | 0836-OPE-DD-378-MB VACUUM Box Cover Inspection | 3956973
1310 | 0836-OPE-DD-378-MB VACUUM | Box Cover Inspection | 25 | 20 | 2 - Subj Inspection | 0100836F | PRE SEPARATOR MB 6 | 010-0836-SEP-006-00 |  |  |  | Vacuum Pipe | DD | OPE | Inspect for wear and damage |  |  |  | 378 | [5 empty] | OPERATIONAL TASKS | Data created/will be sent for upload | 0836-OPE-DD-378-MB VACUUM Box Cover Inspection | 3956973
1311 | 0836-OPE-DD-378-MB VACUUM | Box Cover Inspection | 25 | 20 | 2 - Subj Inspection | 0100836F | PRE SEPARATOR MB 6 | 010-0836-SEP-006-00 |  |  |  | Inspection Ports | DD | OPE | Inspect for wear and damage |  |  |  | 378 | [5 empty] | OPERATIONAL TASKS | Data created/will be sent for upload | 0836-OPE-DD-378-MB VACUUM Box Cover Inspection | 3956973
1312 | 0836-OPE-DD-378-MB VACUUM | Box Cover Inspection | 25 | 20 | 1C - Clean | 0100836F | PRE SEPARATOR MB 6 | 010-0836-SEP-006-00 |  |  |  | Vacuum Box | DD | OPE | Clean vacuum box: Do not use water when cleaning. Detach lids Clean inside the vacuum box by hand and by using compressed air. Reattach all lids and tighten all screws. |  |  |  | 378 | [5 empty] | OPERATIONAL TASKS | Data created/will be sent for upload | 0836-OPE-DD-378-MB VACUUM Box Cover Inspection | 3956973
1313 | 0870-OPE-DD-378-REEL VACUUM | Box Cover Inspection | 27 | 20 | 2 - Subj Inspection | 0100870H | REEL SECTION |  |  |  |  | Vacuum Box | DD | OPE | Inspect for wear and damage |  |  |  | 378 | [5 empty] | OPERATIONAL TASKS | Data created/will be sent for upload | 0870-OPE-DD-378-REEL VACUUM Box Cover Inspection | 3956973
1319 | 0836-OPE-DD-378-TB1 VACUUM | Box Cover Inspection | 26 | 20 | 2 - Subj Inspection | 0100836A | PRE SEPARATOR TB1 1 | 010-0836-SEP-001-00 |  |  |  | Connections and Seals | DD | OPE | Inspect for wear and damage |  |  |  | 378 | [5 empty] | OPERATIONAL TASKS | Data created/will be sent for upload | 0836-OPE-DD-378-TB1 VACUUM Box Cover Inspection | 3956977
1320 | 0836-OPE-DD-378-TB1 VACUUM | Box Cover Inspection | 26 | 20 | 2 - Subj Inspection | 0100836A | PRE SEPARATOR TB1 1 | 010-0836-SEP-001-00 |  |  |  | Vacuum Pipe | DD | OPE | Inspect for wear and damage |  |  |  | 378 | [5 empty] | OPERATIONAL TASKS | Data created/will be sent for upload | 0836-OPE-DD-378-TB1 VACUUM Box Cover Inspection | 3956940
1321 | 0836-OPE-DD-378-TB1 VACUUM | Box Cover Inspection | 26 | 20 | 2 - Subj Inspection | 0100836A | PRE SEPARATOR TB1 1 | 010-0836-SEP-001-00 |  |  |  | Inspection Ports | DD | OPE | Inspect for wear and damage |  |  |  | 378 | [5 empty] | OPERATIONAL TASKS | Data created/will be sent for upload | 0836-OPE-DD-378-TB1 VACUUM Box Cover Inspection | 3956971
1322 | 0836-OPE-DD-378-TB1 VACUUM | Box Cover Inspection | 26 | 20 | 1C - Clean | 0100836A | PRE SEPARATOR TB1 1 | 010-0836-SEP-001-00 |  |  |  | Vacuum Box | DD | OPE | Clean vacuum box: Do not use water when cleaning. Detach lids Clean inside the vacuum box by hand and by using compressed air. Reattach all lids and tighten all screws. |  |  |  | 378 | [5 empty] | OPERATIONAL TASKS | Data created/will be sent for upload | 0836-OPE-DD-378-TB1 VACUUM Box Cover Inspection | 3957019
1323 | 0836-OPE-DD-378-TB2 VACUUM | Box Cover Inspection | 26 | 20 | 2 - Subj Inspection | 0100836E | PRE SEPARATOR TB2 5 | 010-0836-SEP-005-00 |  |  |  | Vacuum Box | DD | OPE | Inspect for wear and damage |  |  |  | 378 | [5 empty] | OPERATIONAL TASKS | Data created/will be sent for upload | 0836-OPE-DD-378-TB2 VACUUM Box Cover Inspection | 3956970
1324 | 0836-OPE-DD-378-TB2 VACUUM | Box Cover Inspection | 26 | 20 | 2 - Subj Inspection | 0100836E | PRE SEPARATOR TB2 5 | 010-0836-SEP-005-00 |  |  |  | Connections and Seals | DD | OPE | Inspect for wear and damage |  |  |  | 378 | [5 empty] | OPERATIONAL TASKS | Data created/will be sent for upload | 0836-OPE-DD-378-TB2 VACUUM Box Cover Inspection | 3956919
1325 | 0836-OPE-DD-378-TB2 VACUUM | Box Cover Inspection | 26 | 20 | 2 - Subj Inspection | 0100836E | PRE SEPARATOR TB2 5 | 010-0836-SEP-005-00 |  |  |  | Vacuum Pipe | DD | OPE | Inspect for wear and damage |  |  |  | 378 | [5 empty] | OPERATIONAL TASKS | Data created/will be sent for upload | 0836-OPE-DD-378-TB2 VACUUM Box Cover Inspection | 3956982
1326 | 0836-OPE-DD-378-TB2 VACUUM | Box Cover Inspection | 26 | 20 | 2 - Subj Inspection | 0100836E | PRE SEPARATOR TB2 5 | 010-0836-SEP-005-00 |  |  |  | Inspection Ports | DD | OPE | Inspect for wear and damage |  |  |  | 378 | [5 empty] | OPERATIONAL TASKS | Data created/will be sent for upload | 0836-OPE-DD-378-TB2 VACUUM Box Cover Inspection | 3956982
1327 | 0836-OPE-DD-378-TB2 VACUUM | Box Cover Inspection | 26 | 20 | 1C - Clean | 0100836E | PRE SEPARATOR TB2 5 | 010-0836-SEP-005-00 |  |  |  | Vacuum Box | DD | OPE | Clean vacuum box: Do not use water when cleaning. Detach lids Clean inside the vacuum box by hand and by using compressed air. Reattach all lids and tighten all screws. |  |  |  | 378 | [5 empty] | OPERATIONAL TASKS | Data created/will be sent for upload | 0836-OPE-DD-378-TB2 VACUUM Box Cover Inspection | 3956982
1328 | 0870-OPE-DD-378-DB TAD FOIL | Inspection | 27 | 10 | 2 - Subj Inspection | 0100870C | TAD SECTION | [5 empty] | DD | OPE | DBTAD Foil Inspection |  |  |  | 378 | [5 empty] | OPERATIONAL TASKS | Data created/will be sent for upload | 0870-OPE-DD-378-DB TAD FOIL Inspection | 3956982
974 | 0845-OPE-DD-42-CHEMICAL FILTER | Chemical Filter Routine | 30 | 23 | 5 - Other | 0100845G | DEBONDER METERING DILUTION SKID | 010-0845-SKD-060-00 | 0100845GE | DEBONDER STRAINER | 010-0845-STR-060-00 |  | DD | OPE | Perform chemical system filter routine |  |  |  | 42 | [5 empty] | OPERATIONAL TASKS | Data created/will be sent for upload | 0845-OPE-DD-42-CHEMICAL FILTER Chemical Filter Routine | 3956907
975 | 0845-OPE-DD-42-CHEMICAL FILTER | Chemical Filter Routine | 30 | 23 | 5 - Other | 0100845Q | TEMPORARY WET STRENGTH METERING DILUTION SKID | 010-0845-SKD-020-00 | 0100845QB | TEMPORARY WET STRENGTH STRAINER | 010-0845-STR-020-00 |  | DD | OPE | Perform chemical system filter routine |  |  |  | 42 | [5 empty] | OPERATIONAL TASKS | Data created/will be sent for upload | 0845-OPE-DD-42-CHEMICAL FILTER Chemical Filter Routine | 3956907
976 | 0845-OPE-DD-42-CHEMICAL FILTER | Chemical Filter Routine | 30 | 23 | 5 - Other | 0100845JA | WET STRENGTH METERING DILUTION SKID | 010-0845-SKD-010-00 | 0100845JAF | WET STRENGTH STRAINER 1 | 010-0845-STR-010-00 |  | DD | OPE | Perform chemical system filter routine |  |  |  | 42 | [5 empty] | OPERATIONAL TASKS | Data created/will be sent for upload | 0845-OPE-DD-42-CHEMICAL FILTER Chemical Filter Routine | 3956907
977 | 0845-OPE-DD-42-CHEMICAL FILTER | Chemical Filter Routine | 30 | 23 | 5 - Other | 0100845JA | WET STRENGTH METERING DILUTION SKID | 010-0845-SKD-010-00 | 0100845JG | WET STRENGTH STRAINER 2 | 010-0845-STR-011-00 |  | DD | OPE | Perform chemical system filter routine |  |  |  | 42 | [5 empty] | OPERATIONAL TASKS | Data created/will be sent for upload | 0845-OPE-DD-42-CHEMICAL FILTER Chemical Filter Routine | 3956907
978 | 0845-OPE-DD-42-CHEMICAL FILTER | Chemical Filter Routine | 30 | 23 | 5 - Other | 0100845M | RELEASE AID MODIFIER METERING SKID | 010-0845-SKD-160-00 | 0100845MC | RELEASE AID MODIFIER STRAINER | 010-0845-STR-160-00 |  | DD | OPE | Perform chemical system filter routine |  |  |  | 42 | [5 empty] | OPERATIONAL TASKS | Data created/will be sent for upload | 0845-OPE-DD-42-CHEMICAL FILTER Chemical Filter Routine | 3956907
979 | 0845-OPE-DD-42-CHEMICAL FILTER | Chemical Filter Routine | 30 | 23 | 5 - Other | 0100845O | TAD FABRIC RELEASE METERING SKID | 010-0845-SKD-170-00 | 0100845OC | TAD FABRIC RELEASE STRAINER 1 | 010-0845-STR-170-00 |  | DD | OPE | Perform chemical system filter routine |  |  |  | 42 | [5 empty] | OPERATIONAL TASKS | Data created/will be sent for upload | 0845-OPE-DD-42-CHEMICAL FILTER Chemical Filter Routine | 3956907
980 | 0845-OPE-DD-42-CHEMICAL FILTER | Chemical Filter Routine | 30 | 23 | 5 - Other | 0100845O | TAD FABRIC RELEASE METERING SKID | 010-0845-SKD-170-00 | 0100845OD | TAD FABRIC RELEASE STRAINER 2 | 010-0845-STR-171-00 |  | DD | OPE | Perform chemical system filter routine |  |  |  | 42 | [5 empty] | OPERATIONAL TASKS | Data created/will be sent for upload | 0845-OPE-DD-42-CHEMICAL FILTER Chemical Filter Routine | 3956907
981 | 0845-OPE-DD-42-CHEMICAL FILTER | Chemical Filter Routine | 30 | 23 | 5 - Other | 0100845LA | PVOH METERING SKID | 010-0845-SKD-190-00 | 0100845LAA | PVOH STRAINER 1 | 010-0845-STR-190-00 |  | DD | OPE | Perform chemical system filter routine |  |  |  | 42 | [5 empty] | OPERATIONAL TASKS | Data created/will be sent for upload | 0845-OPE-DD-42-CHEMICAL FILTER Chemical Filter Routine | 3956907
982 | 0845-OPE-DD-42-CHEMICAL FILTER | Chemical Filter Routine | 30 | 23 | 5 - Other | 0100845LA | PVOH METERING SKID | 010-0845-SKD-190-00 | 0100845LAB | PVOH STRAINER 2 | 010-0845-STR-191-00 |  | DD | OPE | Perform chemical system filter routine |  |  |  | 42 | [5 empty] | OPERATIONAL TASKS | Data created/will be sent for upload | 0845-OPE-DD-42-CHEMICAL FILTER Chemical Filter Routine | 3956907
983 | 0845-OPE-DD-42-CHEMICAL FILTER | Chemical Filter Routine | 30 | 23 | 5 - Other | 0100845R | WIRE WASH CHEMICAL SYSTEM |  |  |  |  | Filter 11 | DD | OPE | Perform chemical system filter routine |  |  |  | 42 | [5 empty] | OPERATIONAL TASKS | Data created/will be sent for upload | 0845-OPE-DD-42-CHEMICAL FILTER Chemical Filter Routine | 3956907
984 | 0845-OPE-DD-42-CHEMICAL FILTER | Chemical Filter Routine | 30 | 23 | 5 - Other | 0100845DB | CREPING ADHESIVE 1 METERING SKID | 010-0845-SKD-210-00 | 0100845DBC | CREPING ADHESIVE 1 STRAINER 1 | 010-0845-STR-210-00 |  | DD | OPE | Perform chemical system filter routine |  |  |  | 42 | [5 empty] | OPERATIONAL TASKS | Data created/will be sent for upload | 0845-OPE-DD-42-CHEMICAL FILTER Chemical Filter Routine | 3956907
985 | 0845-OPE-DD-42-CHEMICAL FILTER | Chemical Filter Routine | 30 | 23 | 5 - Other | 0100845DC | CREPING ADHESIVE 2 METERING SKID | 010-0845-SKD-150-00 | 0100845DCC | CREPING ADHESIVE 2 STRAINER | 010-0845-STR-150-00 |  | DD | OPE | Perform chemical system filter routine |  |  |  | 42 | [5 empty] | OPERATIONAL TASKS | Data created/will be sent for upload | 0845-OPE-DD-42-CHEMICAL FILTER Chemical Filter Routine | 3956907
986 | 0845-OPE-DD-42-CHEMICAL FILTER | Chemical Filter Routine | 30 | 23 | 5 - Other | 0100845SA | YANKEE SPRAY BOOM WATER CONDITIONING SKID | 010-0845-SKD-100-00 | 0100845SAA | YANKEE SPRAY BOOM ACTIVATED CARBON FILTER 1 | 010-0845-FIL-100-00 |  | DD | OPE | Perform chemical system filter routine |  |  |  | 42 | [5 empty] | OPERATIONAL TASKS | Data created/will be sent for upload | 0845-OPE-DD-42-CHEMICAL FILTER Chemical Filter Routine | 3956907
987 | 0845-OPE-DD-42-CHEMICAL FILTER | Chemical Filter Routine | 30 | 23 | 5 - Other | 0100845SA | YANKEE SPRAY BOOM WATER CONDITIONING SKID | 010-0845-SKD-100-00 | 0100845SAB | YANKEE SPRAY BOOM ACTIVATED CARBON FILTER 2 | 010-0845-FIL-101-00 |  | DD | OPE | Perform chemical system filter routine |  |  |  | 42 | [5 empty] | OPERATIONAL TASKS | Data created/will be sent for upload | 0845-OPE-DD-42-CHEMICAL FILTER Chemical Filter Routine | 3956907
988 | 0845-OPE-DD-42-CHEMICAL FILTER | Chemical Filter Routine | 30 | 23 | 5 - Other | 0100845SB | YANKEE SPRAY BOOM SHOWER SUPPLY AND RECIRCULATION SKID | 010-0845-SKD-110-00 | 0100845SBG | YANKEE SPRAY BOOM SUPPLY FILTER 1 | 010-0845-FIL-110-00 |  | DD | OPE | Perform chemical system filter routine |  |  |  | 42 | [5 empty] | OPERATIONAL TASKS | Data created/will be sent for upload | 0845-OPE-DD-42-CHEMICAL FILTER Chemical Filter Routine | 3956907
989 | 0845-OPE-DD-42-CHEMICAL FILTER | Chemical Filter Routine | 30 | 23 | 5 - Other | 0100845SB | YANKEE SPRAY BOOM SHOWER SUPPLY AND RECIRCULATION SKID | 010-0845-SKD-110-00 | 0100845SBH | YANKEE SPRAY BOOM SUPPLY FILTER 2 | 010-0845-FIL-111-00 |  | DD | OPE | Perform chemical system filter routine |  |  |  | 42 | [5 empty] | OPERATIONAL TASKS | Data created/will be sent for upload | 0845-OPE-DD-42-CHEMICAL FILTER Chemical Filter Routine | 3956908
990 | 0845-OPE-DD-42-CHEMICAL FILTER | Chemical Filter Routine | 30 | 23 | 5 - Other | 0100845O | TAD FABRIC RELEASE METERING SKID | 010-0845-SKD-170-00 | 0100845PAC | TAD FABRIC RELEASE SUPPLY FILTER 1 | 010-0845-FIL-120-00 |  | DD | OPE | Perform chemical system filter routine |  |  |  | 42 | [5 empty] | OPERATIONAL TASKS | Data created/will be sent for upload | 0845-OPE-DD-42-CHEMICAL FILTER Chemical Filter Routine | 3956908
991 | 0845-OPE-DD-42-CHEMICAL FILTER | Chemical Filter Routine | 30 | 23 | 5 - Other | 0100845O | TAD FABRIC RELEASE METERING SKID | 010-0845-SKD-170-00 | 0100845PAD | TAD FABRIC RELEASE SUPPLY FILTER 2 | 010-0845-FIL-121-00 |  | DD | OPE | Perform chemical system filter routine |  |  |  | 42 | [5 empty] | OPERATIONAL TASKS | Data created/will be sent for upload | 0845-OPE-DD-42-CHEMICAL FILTER Chemical Filter Routine | 3956908
992 | 0845-OPE-DD-42-CHEMICAL FILTER | Chemical Filter Routine | 30 | 23 | 5 - Other | 0100845IB | DRY STRENGTH ADDITIVE METERING DILUTION SKID | 010-0845-SKD-230-00 |  |  |  | Warm water Filter Strainer | DD | OPE | Perform chemical system filter routine |  |  |  | 42 | [5 empty] | OPERATIONAL TASKS | Data created/will be sent for upload | 0845-OPE-DD-42-CHEMICAL FILTER Chemical Filter Routine | 3956908
993 | 0845-OPE-IRD-42-CHEMICAL PUMP | Change Over Routine | 29 | 19 | 5 - Other | 0100845A | CHEMICAL UNLOADING SYSTEM |  | 0100845AA | DRY STRENGTH ADDITIVE UNLOADING PUMP | 010-0845-PUM-001-00 | Pump | IRD | OPE | Switch pump over Register which one was taken out of service Perform Visual Inspection of both Pumps and create an order if any abnormalities are found | Noise | Leak | Non Functional | 42 | [5 empty] | OPERATIONAL TASKS | Data created/will be sent for upload | 0845-OPE-IRD-42-CHEMICAL PUMP Change Over Routine | 3956909
1282 | 0870-OPE-DD-378-CLEANING DR | HOLDER ALIGNMENT | 27 | 16 | 1A - Adjust | 0100870D | YANKEE SECTION |  | 0100870DI | CLEANING DOCTOR ASSEMBLY | 010-0870-DCT-003-00 | Doctor Holder | DD | OPE | Alignment |  |  |  | 378 | [5 empty] | OPERATIONAL TASKS | Data created/will be sent for upload | 0870-OPE-DD-378-CLEANING DR HOLDER ALIGNMENT | 3956971
1096 | 0832-OPE-DD-84-DAF DISPERSION | TANK CLEANING | 29 | 13 | 1C - Clean | 0100832HD | DAF DISPERSION WATER TANK | 010-0832-DAF-003-00 |  |  |  |  | DD | OPE | DAF Cleaning |  |  |  | 84 | [5 empty] | OPERATIONAL TASKS | Data created/will be sent for upload | 0832-OPE-DD-84-DAF DISPERSION TANK CLEANING | 3956964
994 | 0845-OPE-IRD-42-CHEMICAL PUMP | Change Over Routine | 29 | 19 | 5 - Other | 0100845B | BIOCIDE HYPOCHLORITE METERING SKID | 010-0845-SKD-070-00 | 0100845BA | BIOCIDE HYPOCHLORITE METERING SKID WATER PUMP | 010-0845-PUM-070-00 | Pump | IRD | OPE | Switch pump over Register which one was taken out of service Perform Visual Inspection of both Pumps and create an order if any abnormalities are found | Noise | Leak | Non Functional | 42 | [5 empty] | OPERATIONAL TASKS | Data created/will be sent for upload | 0845-OPE-IRD-42-CHEMICAL PUMP Change Over Routine | 3956909
995 | 0845-OPE-IRD-42-CHEMICAL PUMP | Change Over Routine | 29 | 19 | 5 - Other | 0100845B | BIOCIDE HYPOCHLORITE METERING SKID | 010-0845-SKD-070-00 | 0100845BC | BIOCIDE METERING PUMP | 010-0845-PUM-072-00 | Pump | IRD | OPE | Switch pump over Register which one was taken out of service Perform Visual Inspection of both Pumps and create an order if any abnormalities are found | Noise | Leak | Non Functional | 42 | [5 empty] | OPERATIONAL TASKS | Data created/will be sent for upload | 0845-OPE-IRD-42-CHEMICAL PUMP Change Over Routine | 3956909
996 | 0845-OPE-IRD-42-CHEMICAL PUMP | Change Over Routine | 29 | 19 | 5 - Other | 0100845B | BIOCIDE HYPOCHLORITE METERING SKID | 010-0845-SKD-070-00 | 0100845BD | HYPOCHLORITE METERING PUMP | 010-0845-PUM-071-00 | Pump | IRD | OPE | Switch pump over Register which one was taken out of service Perform Visual Inspection of both Pumps and create an order if any abnormalities are found | Noise | Leak | Non Functional | 42 | [5 empty] | OPERATIONAL TASKS | Data created/will be sent for upload | 0845-OPE-IRD-42-CHEMICAL PUMP Change Over Routine | 3956909
997 | 0845-OPE-IRD-42-CHEMICAL PUMP | Change Over Routine | 29 | 19 | 5 - Other | 0100845DB | CREPING ADHESIVE 1 METERING SKID | 010-0845-SKD-210-00 | 0100845DBA | CREPING ADHESIVE 1 METERING PUMP 1 | 010-0845-PUM-210-00 | Pump | IRD | OPE | Switch pump over Register which one was taken out of service Perform Visual Inspection of both Pumps and create an order if any abnormalities are found | Noise | Leak | Non Functional | 42 | [5 empty] | OPERATIONAL TASKS | Data created/will be sent for upload | 0845-OPE-IRD-42-CHEMICAL PUMP Change Over Routine | 3956909
998 | 0845-OPE-IRD-42-CHEMICAL PUMP | Change Over Routine | 29 | 19 | 5 - Other | 0100845DB | CREPING ADHESIVE 1 METERING SKID | 010-0845-SKD-210-00 | 0100845DBB | CREPING ADHESIVE 1 METERING PUMP 2 | 010-0845-PUM-211-00 | Pump | IRD | OPE | Switch pump over Register which one was taken out of service Perform Visual Inspection of both Pumps and create an order if any abnormalities are found | Noise | Leak | Non Functional | 42 | [5 empty] | OPERATIONAL TASKS | Data created/will be sent for upload | 0845-OPE-IRD-42-CHEMICAL PUMP Change Over Routine | 3956909
999 | 0845-OPE-IRD-42-CHEMICAL PUMP | Change Over Routine | 29 | 19 | 5 - Other | 0100845DC | CREPING ADHESIVE 2 METERING SKID | 010-0845-SKD-150-00 | 0100845DCA | CREPING ADHESIVE 2 METERING PUMP 1 | 010-0845-PUM-150-00 | Pump | IRD | OPE | Switch pump over Register which one was taken out of service Perform Visual Inspection of both Pumps and create an order if any abnormalities are found | Noise | Leak | Non Functional | 42 | [5 empty] | OPERATIONAL TASKS | Data created/will be sent for upload | 0845-OPE-IRD-42-CHEMICAL PUMP Change Over Routine | 3956909
1000 | 0845-OPE-IRD-42-CHEMICAL PUMP | Change Over Routine | 29 | 19 | 5 - Other | 0100845DC | CREPING ADHESIVE 2 METERING SKID | 010-0845-SKD-150-00 | 0100845DCB | CREPING ADHESIVE 2 METERING PUMP 2 | 010-0845-PUM-151-00 | Pump | IRD | OPE | Switch pump over Register which one was taken out of service Perform Visual Inspection of both Pumps and create an order if any abnormalities are found | Noise | Leak | Non Functional | 42 | [5 empty] | OPERATIONAL TASKS | Data created/will be sent for upload | 0845-OPE-IRD-42-CHEMICAL PUMP Change Over Routine | 3956909
1001 | 0845-OPE-IRD-42-CHEMICAL PUMP | Change Over Routine | 29 | 19 | 5 - Other | 0100845H | DEFOAMER METERING DILUTION SKID | 010-0845-SKD-140-00 | 0100845HA | DEFOAMER METERING PUMP 1 | 010-0845-PUM-140-00 | Pump | IRD | OPE | Switch pump over Register which one was taken out of service Perform Visual Inspection of both Pumps and create an order if any abnormalities are found | Noise | Leak | Non Functional | 42 | [5 empty] | OPERATIONAL TASKS | Data created/will be sent for upload | 0845-OPE-IRD-42-CHEMICAL PUMP Change Over Routine | 3956909
1002 | 0845-OPE-IRD-42-CHEMICAL PUMP | Change Over Routine | 29 | 19 | 5 - Other | 0100845H | DEFOAMER METERING DILUTION SKID | 010-0845-SKD-140-00 | 0100845HB | DEFOAMER METERING PUMP 2 | 010-0845-PUM-141-00 | Pump | IRD | OPE | Switch pump over Register which one was taken out of service Perform Visual Inspection of both Pumps and create an order if any abnormalities are found | Noise | Leak | Non Functional | 42 | [5 empty] | OPERATIONAL TASKS | Data created/will be sent for upload | 0845-OPE-IRD-42-CHEMICAL PUMP Change Over Routine | 3956909
1003 | 0845-OPE-IRD-42-CHEMICAL PUMP | Change Over Routine | 29 | 19 | 5 - Other | 0100845IB | DRY STRENGTH ADDITIVE METERING DILUTION SKID | 010-0845-SKD-230-00 | 0100845IBA | DRY STRENGTH ADDITIVE METERING PUMP 1 | 010-0845-PUM-230-00 | Pump | IRD | OPE | Switch pump over Register which one was taken out of service Perform Visual Inspection of both Pumps and create an order if any abnormalities are found | Noise | Leak | Non Functional | 42 | [5 empty] | OPERATIONAL TASKS | Data created/will be sent for upload | 0845-OPE-IRD-42-CHEMICAL PUMP Change Over Routine | 3956909
1004 | 0845-OPE-IRD-42-CHEMICAL PUMP | Change Over Routine | 29 | 19 | 5 - Other | 0100845IB | DRY STRENGTH ADDITIVE METERING DILUTION SKID | 010-0845-SKD-230-00 | 0100845IBB | DRY STRENGTH ADDITIVE METERING PUMP 2 | 010-0845-PUM-231-00 | Pump | IRD | OPE | Switch pump over Register which one was taken out of service Perform Visual Inspection of both Pumps and create an order if any abnormalities are found | Noise | Leak | Non Functional | 42 | [5 empty] | OPERATIONAL TASKS | Data created/will be sent for upload | 0845-OPE-IRD-42-CHEMICAL PUMP Change Over Routine | 3956909
1005 | 0845-OPE-IRD-42-CHEMICAL PUMP | Change Over Routine | 29 | 19 | 5 - Other | 0100845IB | DRY STRENGTH ADDITIVE METERING DILUTION SKID | 010-0845-SKD-230-00 | 0100845IBC | DRY STRENGTH ADDITIVE METERING PUMP 3 | 010-0845-PUM-232-00 | Pump | IRD | OPE | Switch pump over Register which one was taken out of service Perform Visual Inspection of both Pumps and create an order if any abnormalities are found | Noise | Leak | Non Functional | 42 | [5 empty] | OPERATIONAL TASKS | Data created/will be sent for upload | 0845-OPE-IRD-42-CHEMICAL PUMP Change Over Routine | 3956909
1006 | 0845-OPE-IRD-42-CHEMICAL PUMP | Change Over Routine | 29 | 19 | 5 - Other | 0100845IB | DRY STRENGTH ADDITIVE METERING DILUTION SKID | 010-0845-SKD-230-00 | 0100845IBD | DRY STRENGTH ADDITIVE METERING PUMP 4 | 010-0845-PUM-233-00 | Pump | IRD | OPE | Switch pump over Register which one was taken out of service Perform Visual Inspection of both Pumps and create an order if any abnormalities are found | Noise | Leak | Non Functional | 42 | [5 empty] | OPERATIONAL TASKS | Data created/will be sent for upload | 0845-OPE-IRD-42-CHEMICAL PUMP Change Over Routine | 3956909
1007 | 0845-OPE-IRD-42-CHEMICAL PUMP | Change Over Routine | 29 | 19 | 5 - Other | 0100845IB | DRY STRENGTH ADDITIVE METERING DILUTION SKID | 010-0845-SKD-230-00 | 0100845IBE | DRY STRENGTH ADDITIVE PUMP 1 | 010-0845-PUM-234-00 | Pump | IRD | OPE | Switch pump over Register which one was taken out of service Perform Visual Inspection of both Pumps and create an order if any abnormalities are found | Noise | Leak | Non Functional | 42 | [5 empty] | OPERATIONAL TASKS | Data created/will be sent for upload | 0845-OPE-IRD-42-CHEMICAL PUMP Change Over Routine | 3956909
1008 | 0845-OPE-IRD-42-CHEMICAL PUMP | Change Over Routine | 29 | 19 | 5 - Other | 0100845IB | DRY STRENGTH ADDITIVE METERING DILUTION SKID | 010-0845-SKD-230-00 | 0100845IBF | DRY STRENGTH ADDITIVE PUMP 2 | 010-0845-PUM-235-00 | Pump | IRD | OPE | Switch pump over Register which one was taken out of service Perform Visual Inspection of both Pumps and create an order if any abnormalities are found | Noise | Leak | Non Functional | 42 | [5 empty] | OPERATIONAL TASKS | Data created/will be sent for upload | 0845-OPE-IRD-42-CHEMICAL PUMP Change Over Routine | 3956909
1009 | 0845-OPE-IRD-42-CHEMICAL PUMP | Change Over Routine | 29 | 19 | 5 - Other | 0100845IB | DRY STRENGTH ADDITIVE METERING DILUTION SKID | 010-0845-SKD-230-00 | 0100845IBG | DRY STRENGTH ADDITIVE PUMP 3 | 010-0845-PUM-236-00 | Pump | IRD | OPE | Switch pump over Register which one was taken out of service Perform Visual Inspection of both Pumps and create an order if any abnormalities are found | Noise | Leak | Non Functional | 42 | [5 empty] | OPERATIONAL TASKS | Data created/will be sent for upload | 0845-OPE-IRD-42-CHEMICAL PUMP Change Over Routine | 3956909
1010 | 0845-OPE-IRD-42-CHEMICAL PUMP | Change Over Routine | 29 | 19 | 5 - Other | 0100845IB | DRY STRENGTH ADDITIVE METERING DILUTION SKID | 010-0845-SKD-230-00 | 0100845IBH | DRY STRENGTH ADDITIVE PUMP 4 | 010-0845-PUM-237-00 | Pump | IRD | OPE | Switch pump over Register which one was taken out of service Perform Visual Inspection of both Pumps and create an order if any abnormalities are found | Noise | Leak | Non Functional | 42 | [5 empty] | OPERATIONAL TASKS | Data created/will be sent for upload | 0845-OPE-IRD-42-CHEMICAL PUMP Change Over Routine | 3956909
1011 | 0845-OPE-IRD-42-CHEMICAL PUMP | Change Over Routine | 29 | 19 | 5 - Other | 0100845JA | WET STRENGTH METERING DILUTION SKID | 010-0845-SKD-010-00 | 0100845JAA | LINE 1 WET STRENGTH METERING PUMP | 010-0845-PUM-010-00 | Pump | IRD | OPE | Switch pump over Register which one was taken out of service Perform Visual Inspection of both Pumps and create an order if any abnormalities are found | Noise | Leak | Non Functional | 42 | [5 empty] | OPERATIONAL TASKS | Data created/will be sent for upload | 0845-OPE-IRD-42-CHEMICAL PUMP Change Over Routine | 3956909
1012 | 0845-OPE-IRD-42-CHEMICAL PUMP | Change Over Routine | 29 | 19 | 5 - Other | 0100845JA | WET STRENGTH METERING DILUTION SKID | 010-0845-SKD-010-00 | 0100845JAB | LINE 2 WET STRENGTH METERING PUMP | 010-0845-PUM-011-00 | Pump | IRD | OPE | Switch pump over Register which one was taken out of service Perform Visual Inspection of both Pumps and create an order if any abnormalities are found | Noise | Leak | Non Functional | 42 | [5 empty] | OPERATIONAL TASKS | Data created/will be sent for upload | 0845-OPE-IRD-42-CHEMICAL PUMP Change Over Routine | 3956909
1013 | 0845-OPE-IRD-42-CHEMICAL PUMP | Change Over Routine | 29 | 19 | 5 - Other | 0100845JA | WET STRENGTH METERING DILUTION SKID | 010-0845-SKD-010-00 | 0100845JAC | SPARE WET STRENGTH METERING PUMP | 010-0845-PUM-012-00 | Pump | IRD | OPE | Switch pump over Register which one was taken out of service Perform Visual Inspection of both Pumps and create an order if any abnormalities are found | Noise | Leak | Non Functional | 42 | [5 empty] | OPERATIONAL TASKS | Data created/will be sent for upload | 0845-OPE-IRD-42-CHEMICAL PUMP Change Over Routine | 3956909
1014 | 0845-OPE-IRD-42-CHEMICAL PUMP | Change Over Routine | 29 | 19 | 5 - Other | 0100845K | OUTER WIRE PASSIVATION METERING DILUTION SKID | 010-0845-SKD-220-00 | 0100845KB | OUTER WIRE PASSIVATION METERING PUMP 1 | 010-0845-PUM-220-00 | Pump | IRD | OPE | Switch pump over Register which one was taken out of service Perform Visual Inspection of both Pumps and create an order if any abnormalities are found | Noise | Leak | Non Functional | 42 | [5 empty] | OPERATIONAL TASKS | Data created/will be sent for upload | 0845-OPE-IRD-42-CHEMICAL PUMP Change Over Routine | 3956909
1015 | 0845-OPE-IRD-42-CHEMICAL PUMP | Change Over Routine | 29 | 19 | 5 - Other | 0100845K | OUTER WIRE PASSIVATION METERING DILUTION SKID | 010-0845-SKD-220-00 | 0100845KC | OUTER WIRE PASSIVATION METERING PUMP 2 | 010-0845-PUM-221-00 | Pump | IRD | OPE | Switch pump over Register which one was taken out of service Perform Visual Inspection of both Pumps and create an order if any abnormalities are found | Noise | Leak | Non Functional | 42 | [5 empty] | OPERATIONAL TASKS | Data created/will be sent for upload | 0845-OPE-IRD-42-CHEMICAL PUMP Change Over Routine | 3956909
1016 | 0845-OPE-IRD-42-CHEMICAL PUMP | Change Over Routine | 29 | 19 | 5 - Other | 0100845LA | PVOH METERING SKID | 010-0845-SKD-190-00 | 0100845LAC | PVOH METERING PUMP 1 | 010-0845-PUM-190-00 | Pump | IRD | OPE | Switch pump over Register which one was taken out of service Perform Visual Inspection of both Pumps and create an order if any abnormalities are found | Noise | Leak | Non Functional | 42 | [5 empty] | OPERATIONAL TASKS | Data created/will be sent for upload | 0845-OPE-IRD-42-CHEMICAL PUMP Change Over Routine | 3956909
1017 | 0845-OPE-IRD-42-CHEMICAL PUMP | Change Over Routine | 29 | 19 | 5 - Other | 0100845LA | PVOH METERING SKID | 010-0845-SKD-190-00 | 0100845LAD | PVOH METERING PUMP 2 | 010-0845-PUM-191-00 | Pump | IRD | OPE | Switch pump over Register which one was taken out of service Perform Visual Inspection of both Pumps and create an order if any abnormalities are found | Noise | Leak | Non Functional | 42 | [5 empty] | OPERATIONAL TASKS | Data created/will be sent for upload | 0845-OPE-IRD-42-CHEMICAL PUMP Change Over Routine | 3956909
1018 | 0845-OPE-IRD-42-CHEMICAL PUMP | Change Over Routine | 29 | 19 | 5 - Other | 0100845LB | PVOH MAKEDOWN SYSTEM SKID | 010-0845-SKD-180-00 | 0100845LBG | PVOH MIX TRANSFER PUMP 1 | 010-0845-PUM-180-00 | Pump | IRD | OPE | Switch pump over Register which one was taken out of service Perform Visual Inspection of both Pumps and create an order if any abnormalities are found | Noise | Leak | Non Functional | 42 | [5 empty] | OPERATIONAL TASKS | Data created/will be sent for upload | 0845-OPE-IRD-42-CHEMICAL PUMP Change Over Routine | 3956909
1019 | 0845-OPE-IRD-42-CHEMICAL PUMP | Change Over Routine | 29 | 19 | 5 - Other | 0100845LB | PVOH MAKEDOWN SYSTEM SKID | 010-0845-SKD-180-00 | 0100845LBH | PVOH MIX TRANSFER PUMP 2 | 010-0845-PUM-181-00 | Pump | IRD | OPE | Switch pump over Register which one was taken out of service Perform Visual Inspection of both Pumps and create an order if any abnormalities are found | Noise | Leak | Non Functional | 42 | [5 empty] | OPERATIONAL TASKS | Data created/will be sent for upload | 0845-OPE-IRD-42-CHEMICAL PUMP Change Over Routine | 3956909
1020 | 0845-OPE-IRD-42-CHEMICAL PUMP | Change Over Routine | 29 | 19 | 5 - Other | 0100845M | RELEASE AID MODIFIER METERING SKID | 010-0845-SKD-160-00 | 0100845MA | RELEASE AID MODIFIER METERING PUMP 1 | 010-0845-PUM-160-00 | Pump | IRD | OPE | Switch pump over Register which one was taken out of service Perform Visual Inspection of both Pumps and create an order if any abnormalities are found | Noise | Leak | Non Functional | 42 | [5 empty] | OPERATIONAL TASKS | Data created/will be sent for upload | 0845-OPE-IRD-42-CHEMICAL PUMP Change Over Routine | 3956909
1021 | 0845-OPE-IRD-42-CHEMICAL PUMP | Change Over Routine | 29 | 19 | 5 - Other | 0100845M | RELEASE AID MODIFIER METERING SKID | 010-0845-SKD-160-00 | 0100845MB | RELEASE AID MODIFIER METERING PUMP 2 | 010-0845-PUM-161-00 | Pump | IRD | OPE | Switch pump over Register which one was taken out of service Perform Visual Inspection of both Pumps and create an order if any abnormalities are found | Noise | Leak | Non Functional | 42 | [5 empty] | OPERATIONAL TASKS | Data created/will be sent for upload | 0845-OPE-IRD-42-CHEMICAL PUMP Change Over Routine | 3956909
1022 | 0845-OPE-IRD-42-CHEMICAL PUMP | Change Over Routine | 29 | 19 | 5 - Other | 0100845N | SODIUM BICARBONATE MAKEDOWN SYSTEM SKID | 010-0845-SKD-130-00 | 0100845NF | SODIUM BICARBONATE SLURRY FEED PUMP 1 | 010-0845-PUM-130-00 | Pump | IRD | OPE | Switch pump over Register which one was taken out of service Perform Visual Inspection of both Pumps and create an order if any abnormalities are found | Noise | Leak | Non Functional | 42 | [5 empty] | OPERATIONAL TASKS | Data created/will be sent for upload | 0845-OPE-IRD-42-CHEMICAL PUMP Change Over Routine | 3956909
1023 | 0845-OPE-IRD-42-CHEMICAL PUMP | Change Over Routine | 29 | 19 | 5 - Other | 0100845N | SODIUM BICARBONATE MAKEDOWN SYSTEM SKID | 010-0845-SKD-130-00 | 0100845NG | SODIUM BICARBONATE SLURRY FEED PUMP 2 | 010-0845-PUM-131-00 | Pump | IRD | OPE | Switch pump over Register which one was taken out of service Perform Visual Inspection of both Pumps and create an order if any abnormalities are found | Noise | Leak | Non Functional | 42 | [5 empty] | OPERATIONAL TASKS | Data created/will be sent for upload | 0845-OPE-IRD-42-CHEMICAL PUMP Change Over Routine | 3956909
1024 | 0845-OPE-IRD-42-CHEMICAL PUMP | Change Over Routine | 29 | 19 | 5 - Other | 0100845O | TAD FABRIC RELEASE METERING SKID | 010-0845-SKD-170-00 | 0100845OA | TAD FABRIC RELEASE METERING PUMP 1 | 010-0845-PUM-170-00 | Pump | IRD | OPE | Switch pump over Register which one was taken out of service Perform Visual Inspection of both Pumps and create an order if any abnormalities are found | Noise | Leak | Non Functional | 42 | [5 empty] | OPERATIONAL TASKS | Data created/will be sent for upload | 0845-OPE-IRD-42-CHEMICAL PUMP Change Over Routine | 3956909
1025 | 0845-OPE-IRD-42-CHEMICAL PUMP | Change Over Routine | 29 | 19 | 5 - Other | 0100845O | TAD FABRIC RELEASE METERING SKID | 010-0845-SKD-170-00 | 0100845OB | TAD FABRIC RELEASE METERING PUMP 2 | 010-0845-PUM-171-00 | Pump | IRD | OPE | Switch pump over Register which one was taken out of service Perform Visual Inspection of both Pumps and create an order if any abnormalities are found | Noise | Leak | Non Functional | 42 | [5 empty] | OPERATIONAL TASKS | Data created/will be sent for upload | 0845-OPE-IRD-42-CHEMICAL PUMP Change Over Routine | 3956909
1026 | 0845-OPE-IRD-42-CHEMICAL PUMP | Change Over Routine | 29 | 19 | 5 - Other | 0100845PA | TAD FABRIC RELEASE SHOWER SUPPLY AND RECIRCULATION SKID | 010-0845-SKD-120-00 | 0100845PAA | TAD FABRIC RELEASE SHWR PUMP 1 | 010-0845-PUM-120-00 | Pump | IRD | OPE | Switch pump over Register which one was taken out of service Perform Visual Inspection of both Pumps and create an order if any abnormalities are found | Noise | Leak | Non Functional | 42 | [5 empty] | OPERATIONAL TASKS | Data created/will be sent for upload | 0845-OPE-IRD-42-CHEMICAL PUMP Change Over Routine | 3956909
1027 | 0845-OPE-IRD-42-CHEMICAL PUMP | Change Over Routine | 29 | 19 | 5 - Other | 0100845PA | TAD FABRIC RELEASE SHOWER SUPPLY AND RECIRCULATION SKID | 010-0845-SKD-120-00 | 0100845PAB | TAD FABRIC RELEASE SHWR PUMP 2 | 010-0845-PUM-121-00 | Pump | IRD | OPE | Switch pump over Register which one was taken out of service Perform Visual Inspection of both Pumps and create an order if any abnormalities are found | Noise | Leak | Non Functional | 42 | [5 empty] | OPERATIONAL TASKS | Data created/will be sent for upload | 0845-OPE-IRD-42-CHEMICAL PUMP Change Over Routine | 3956909
1028 | 0845-OPE-IRD-42-CHEMICAL PUMP | Change Over Routine | 29 | 19 | 5 - Other | 0100845Q | TEMPORARY WET STRENGTH METERING DILUTION SKID | 010-0845-SKD-020-00 | 0100845QC | TEMPORARY WET STRENGTH METERING PUMP 1 | 010-0845-PUM-020-00 | Pump | IRD | OPE | Switch pump over Register which one was taken out of service Perform Visual Inspection of both Pumps and create an order if any abnormalities are found | Noise | Leak | Non Functional | 42 | [5 empty] | OPERATIONAL TASKS | Data created/will be sent for upload | 0845-OPE-IRD-42-CHEMICAL PUMP Change Over Routine | 3956909
1029 | 0845-OPE-IRD-42-CHEMICAL PUMP | Change Over Routine | 29 | 19 | 5 - Other | 0100845Q | TEMPORARY WET STRENGTH METERING DILUTION SKID | 010-0845-SKD-020-00 | 0100845QD | TEMPORARY WET STRENGTH METERING PUMP 2 | 010-0845-PUM-021-00 | Pump | IRD | OPE | Switch pump over Register which one was taken out of service Perform Visual Inspection of both Pumps and create an order if any abnormalities are found | Noise | Leak | Non Functional | 42 | [5 empty] | OPERATIONAL TASKS | Data created/will be sent for upload | 0845-OPE-IRD-42-CHEMICAL PUMP Change Over Routine | 3956910
1030 | 0845-OPE-IRD-42-CHEMICAL PUMP | Change Over Routine | 29 | 19 | 5 - Other | 0100845Q | TEMPORARY WET STRENGTH METERING DILUTION SKID | 010-0845-SKD-020-00 | 0100845QE | TEMPORARY WET STRENGTH METERING PUMP 3 | 010-0845-PUM-022-00 | Pump | IRD | OPE | Switch pump over Register which one was taken out of service Perform Visual Inspection of both Pumps and create an order if any abnormalities are found | Noise | Leak | Non Functional | 42 | [5 empty] | OPERATIONAL TASKS | Data created/will be sent for upload | 0845-OPE-IRD-42-CHEMICAL PUMP Change Over Routine | 3956910
1031 | 0845-OPE-IRD-42-CHEMICAL PUMP | Change Over Routine | 29 | 19 | 5 - Other | 0100845R | WIRE WASH CHEMICAL SYSTEM |  | 0100845RA | WIRE WASH CHEMICAL PUMP | 010-0845-PUM-004-00 | Pump | IRD | OPE | Switch pump over Register which one was taken out of service Perform Visual Inspection of both Pumps and create an order if any abnormalities are found | Noise | Leak | Non Functional | 42 | [5 empty] | OPERATIONAL TASKS | Data created/will be sent for upload | 0845-OPE-IRD-42-CHEMICAL PUMP Change Over Routine | 3956910
1032 | 0845-OPE-IRD-42-CHEMICAL PUMP | Change Over Routine | 29 | 19 | 5 - Other | 0100845SB | YANKEE SPRAY BOOM SHOWER SUPPLY AND RECIRCULATION SKID | 010-0845-SKD-110-00 | 0100845SBA | YANKEE SPRAY BOOM PUMP 1 | 010-0845-PUM-110-00 | Pump | IRD | OPE | Switch pump over Register which one was taken out of service Perform Visual Inspection of both Pumps and create an order if any abnormalities are found | Noise | Leak | Non Functional | 42 | [5 empty] | OPERATIONAL TASKS | Data created/will be sent for upload | 0845-OPE-IRD-42-CHEMICAL PUMP Change Over Routine | 3956910
1033 | 0845-OPE-IRD-42-CHEMICAL PUMP | Change Over Routine | 29 | 19 | 5 - Other | 0100845SB | YANKEE SPRAY BOOM SHOWER SUPPLY AND RECIRCULATION SKID | 010-0845-SKD-110-00 | 0100845SBB | YANKEE SPRAY BOOM PUMP 2 | 010-0845-PUM-111-00 | Pump | IRD | OPE | Switch pump over Register which one was taken out of service Perform Visual Inspection of both Pumps and create an order if any abnormalities are found | Noise | Leak | Non Functional | 42 | [5 empty] | OPERATIONAL TASKS | Data created/will be sent for upload | 0845-OPE-IRD-42-CHEMICAL PUMP Change Over Routine | 3956910
1034 | 0834-OPE-DD-42-CWW FILTER 1 | Filter Clean and Inspection | 27 | 27 | 1C - Clean | 0100834C | CLARIFIED WHITE WATER FILTER 1 | 010-0834-FIL-001-00 |  |  |  |  | DD | OPE | Cleaning |  |  |  | 42 | [5 empty] | OPERATIONAL TASKS | Data created/will be sent for upload | 0834-OPE-DD-42-CWW FILTER 1 Filter Clean and Inspection | 3956910
1345 | 0845-OPE-DD-1134-WET STRENGTH | RESIN TANK 2 CLEANING | 29 | 21 | 1C - Clean | 0100845JC | WET STRENGTH RESIN BULK STORAGE TANK 2 | 010-0845-TAN-002-00 |  |  |  |  | DD | OPE | WSR Tank # 2 Cleaning |  |  |  | 1134 | [5 empty] | OPERATIONAL TASKS | Data created/will be sent for upload | 0845-OPE-DD-1134-WET STRENGTH RESIN TANK 2 CLEANING | 3956982
1346 | 0870-OPE-DD-1890-CLEANING DR | REBUILD | 28 | 7 | 5 - Other | 0100870D | YANKEE SECTION |  | 0100870DI | CLEANING DOCTOR ASSEMBLY | 010-0870-DCT-003-00 | Doctor Blade | DD | OPE | Rebuild |  |  |  | 1890 | [5 empty] | OPERATIONAL TASKS | Data created/will be sent for upload | 0870-OPE-DD-1890-CLEANING DR REBUILD | 3956982
1235 | 0845-OPE-DD-168-PVOH SKID | Tank Cleaning | 25 | 13 | 1C - Clean | 0100845LB | PVOH MAKEDOWN SYSTEM SKID | 010-0845-SKD-180-00 | 0100845LBI | PVOH HOLDING TANK | 010-0845-TAN-181-00 |  | DD | OPE | PVOH Tank Cleaning |  |  |  | 168 | [5 empty] | OPERATIONAL TASKS | Data created/will be sent for upload | 0845-OPE-DD-168-PVOH SKID Tank Cleaning | 3956966
1236 | 0822-OPE-DD-168-REFINER 1 | Cone Inspection | 25 | 15 | 2 - Subj Inspection | 0100822C | LINE 1 REFINER 1 | 010-0822-REF-001-00 |  |  |  | Rotor End cone | DD | OPE | Clean and check for wear |  |  |  | 168 | [5 empty] | OPERATIONAL TASKS | Data created/will be sent for upload | 0822-OPE-DD-168-REFINER 1 Cone Inspection | 3956966
1331 | 0860-OPE-DD-378-MIST EXHAUST | System Cleaning | 28 | 15 | 1C - Clean | 0100860A | FORMING SECTION EXHAUST SYSTEM |  |  |  |  | Ducting | DD | OPE | Mist Elimination System Cleaning | 1. Lock system out per mill procedures. 2. Open all duct drains and inspection doors. When flushing out the system, it is important water does not collect in low points. 3. IMPORTANT: Ensure the fan housing has no water in it and its drain is clear before re-starting the system. 4. In most cases, ducting which normally conveys dry air should not be flushed with water. For this type of ducting, vacuum cleaning is recommended. In some cases, a dry system will be suitably equipped with drains to allow for wash-downs. In these cases, ensure the ductwork is thoroughly dried prior to being placed back into operation after a wash-down. This will ensure dust and contaminants do not adhere to interior duct surfaces. Drying can be accomplished by operating the system for a suitable length of time prior to production |  |  | 378 | [5 empty] | OPERATIONAL TASKS | Data created/will be sent for upload | 0860-OPE-DD-378-MIST EXHAUST System Cleaning | 3956982
1332 | 0860-OPE-DD-378-MIST EXHAUST | System Cleaning | 28 | 15 | 1C - Clean | 0100860B | GLUE CONTAINMMENT EXH SYSTEM |  | 0100860BA | GLUE CONTAINMENT DROPLET SEPARATOR | 010-0860-SEP-003-00 | Separator | DD | OPE | Mist Elimination System Cleaning | 1. During extended shutdown periods, thoroughly flush the separator interior and drains with fresh water. 2. Inspect drains at regular intervals to ensure they are free flowing. 3. Ensure that separator body is free of vibration and 'drumming' during normal operation. 4. Ensure there are no leaks. 5. Ensure all bolts are tight. 6. Check inspection door. Replace seals or adjust as required. 7. Inspect spray nozzles periodically for function and cleanliness. Plugged nozzles should be cleaned or replaced immediately. If white water is used and the separator will be out of service for an extended period, flush nozzles and piping with fresh water to prevent nozzle fouling. 8. Ensure nozzles are installed with proper orientation. |  |  | 378 | [5 empty] | OPERATIONAL TASKS | Data created/will be sent for upload | 0860-OPE-DD-378-MIST EXHAUST System Cleaning | 3956982
1333 | 0860-OPE-DD-378-MIST EXHAUST | System Cleaning | 28 | 15 | 1C - Clean | 0100860B | GLUE CONTAINMMENT EXH SYSTEM |  |  |  |  | Ducting | DD | OPE | Mist Elimination System Cleaning | 1. Lock system out per mill procedures. 2. Open all duct drains and inspection doors. When flushing out the system, it is important water does not collect in low points. 3. IMPORTANT: Ensure the fan housing has no water in it and its drain is clear before re-starting the system. 4. In most cases, ducting which normally conveys dry air should not be flushed with water. For this type of ducting, vacuum cleaning is recommended. In some cases, a dry system will be suitably equipped with drains to allow for wash-downs. In these cases, ensure the ductwork is thoroughly dried prior to being placed back into operation after a wash-down. This will ensure dust and contaminants do not adhere to interior duct surfaces. Drying can be accomplished by operating the system for a suitable length of time prior to production |  |  | 378 | [5 empty] | OPERATIONAL TASKS | Data created/will be sent for upload | 0860-OPE-DD-378-MIST EXHAUST System Cleaning | 3956982
1334 | 0860-OPE-DD-378-MIST EXHAUST | System Cleaning | 28 | 15 | 1C - Clean | 0100860C | TAD SECTION MIST EXH SYSTEM |  | 0100860CB | TAD SECTION MIST REMOVAL SEPARATOR | 010-0860-SEP-002-00 | Separator | DD | OPE | Mist Elimination System Cleaning | 1. During extended shutdown periods, thoroughly flush the separator interior and drains with fresh water. 2. Inspect drains at regular intervals to ensure they are free flowing. 3. Ensure that separator body is free of vibration and 'drumming' during normal operation. 4. Ensure there are no leaks. 5. Ensure all bolts are tight. 6. Check inspection door. Replace seals or adjust as required. 7. Inspect spray nozzles periodically for function and cleanliness. Plugged nozzles should be cleaned or replaced immediately. If white water is used and the separator will be out of service for an extended period, flush nozzles and piping with fresh water to prevent nozzle fouling. 8. Ensure nozzles are installed with proper orientation. |  |  | 378 | [5 empty] | OPERATIONAL TASKS | Data created/will be sent for upload | 0860-OPE-DD-378-MIST EXHAUST System Cleaning | 3956982
1335 | 0860-OPE-DD-378-MIST EXHAUST | System Cleaning | 28 | 15 | 1C - Clean | 0100860C | TAD SECTION MIST EXH SYSTEM |  |  |  |  | Ducting | DD | OPE | Mist Elimination System Cleaning | 1. Lock system out per mill procedures. 2. Open all duct drains and inspection doors. When flushing out the system, it is important water does not collect in low points. 3. IMPORTANT: Ensure the fan housing has no water in it and its drain is clear before re-starting the system. 4. In most cases, ducting which normally conveys dry air should not be flushed with water. For this type of ducting, vacuum cleaning is recommended. In some cases, a dry system will be suitably equipped with drains to allow for wash-downs. In these cases, ensure the ductwork is thoroughly dried prior to being placed back into operation after a wash-down. This will ensure dust and contaminants do not adhere to interior duct surfaces. Drying can be accomplished by operating the system for a suitable length of time prior to production |  |  | 378 | [5 empty] | OPERATIONAL TASKS | Data created/will be sent for upload | 0860-OPE-DD-378-MIST EXHAUST System Cleaning | 3956982
1336 | 0870-OPE-DD-378-TAD 1 | Compensator Inspection | 21 | 22 | 2 - Subj Inspection | 0100870COBG | TAD 1 EXPANSION JOINTS |  |  |  |  | Compensator PS17A | DD | OPE | TAD 1 Compensator Inspection | 1. Inspection of the expansion joint o General condition o Internal and external deposits o Internal and external fluid accumulation o Mechanical damages o Missing or loose fixation elements o Leaking medium or condensate o Periphery (e.g. adjacent plant components, duct parts and neighbouring insulation) o Adherence to the specified operation conditions o Temperature measuring if necessary 2. Register all findings 3. Create orders to repair/replace where required |  |  | 378 | [5 empty] | OPERATIONAL TASKS | Data created/will be sent for upload | 0870-OPE-DD-378-TAD 1 Compensator Inspection | 3956982
1046 | 0864-OPE-DD-42-WET DUST SYSTEM | INSPECTION AND CLEAN | 30 | 20 | 2 - Subj Inspection | 0100864 | ADVANTAGE WET DUST SYSTEM PM AND ADVANTAGE RUN |  | 0100864AB | WET DUST UPPER COLLECTOR | 010-0864-DUS-002-00 | General | DD | OPE | Inspect for dust and paper accumulation Inspect for cleanliness Inspect the water flow Inspect for damage and accumulation of debris Clean dust from surfaces |  |  |  | 42 | [5 empty] | OPERATIONAL TASKS | Data created/will be sent for upload | 0864-OPE-DD-42-WET DUST SYSTEM INSPECTION AND CLEAN | 3956910
1047 | 0864-OPE-DD-42-WET DUST SYSTEM | INSPECTION AND CLEAN | 30 | 20 | 2 - Subj Inspection | 0100864 | ADVANTAGE WET DUST SYSTEM PM AND ADVANTAGE RUN |  | 0100864AC | WET DUST UNDER SCANNER COLLECTOR | 010-0864-DUS-003-00 | General | DD | OPE | Inspect for dust and paper accumulation Inspect for cleanliness Inspect the water flow Inspect for damage and accumulation of debris Clean dust from surfaces |  |  |  | 42 | [5 empty] | OPERATIONAL TASKS | Data created/will be sent for upload | 0864-OPE-DD-42-WET DUST SYSTEM INSPECTION AND CLEAN | 3956911
1048 | 0864-OPE-DD-42-WET DUST SYSTEM | INSPECTION AND CLEAN | 30 | 20 | 2 - Subj Inspection | 0100864 | ADVANTAGE WET DUST SYSTEM PM AND ADVANTAGE RUN |  | 0100864AD | WET DUST ABOVE SCANNER COLLECTOR | 010-0864-DUS-004-00 | General | DD | OPE | Inspect for dust and paper accumulation Inspect for cleanliness Inspect the water flow Inspect for damage and accumulation of debris Clean dust from surfaces |  |  |  | 42 | [5 empty] | OPERATIONAL TASKS | Data created/will be sent for upload | 0864-OPE-DD-42-WET DUST SYSTEM INSPECTION AND CLEAN | 3956911
1049 | 0864-OPE-DD-42-WET DUST SYSTEM | INSPECTION AND CLEAN | 30 | 20 | 2 - Subj Inspection | 0100864 | ADVANTAGE WET DUST SYSTEM PM AND ADVANTAGE RUN |  | 0100864AE | WET DUST REEL BELT COLLECTOR | 010-0864-DUS-005-00 | General | DD | OPE | Inspect for dust and paper accumulation Inspect for cleanliness Inspect the water flow Inspect for damage and accumulation of debris Clean dust from surfaces |  |  |  | 42 | [5 empty] | OPERATIONAL TASKS | Data created/will be sent for upload | 0864-OPE-DD-42-WET DUST SYSTEM INSPECTION AND CLEAN | 3956911
1050 | 0864-OPE-DD-42-WET DUST SYSTEM | INSPECTION AND CLEAN | 30 | 20 | 2 - Subj Inspection | 0100864 | ADVANTAGE WET DUST SYSTEM PM AND ADVANTAGE RUN |  | 0100864AF | WET DUST PULPER COLLECTOR | 010-0864-DUS-006-00 | General | DD | OPE | Inspect for dust and paper accumulation Inspect for cleanliness Inspect the water flow Inspect for damage and accumulation of debris Clean dust from surfaces |  |  |  | 42 | [5 empty] | OPERATIONAL TASKS | Data created/will be sent for upload | 0864-OPE-DD-42-WET DUST SYSTEM INSPECTION AND CLEAN | 3956911
1051 | 0864-OPE-DD-42-WET DUST SYSTEM | INSPECTION AND CLEAN | 30 | 20 | 2 - Subj Inspection | 0100864 | ADVANTAGE WET DUST SYSTEM PM AND ADVANTAGE RUN |  | 0100864AG | DUST CAP COLLECTOR | 010-0864-DUS-007-00 | General | DD | OPE | Inspect for dust and paper accumulation Inspect for cleanliness Inspect the water flow Inspect for damage and accumulation of debris Clean dust from surfaces |  |  |  | 42 | [5 empty] | OPERATIONAL TASKS | Data created/will be sent for upload | 0864-OPE-DD-42-WET DUST SYSTEM INSPECTION AND CLEAN | 3956911
1052 | 0864-OPE-DD-42-WET DUST SYSTEM | INSPECTION AND CLEAN | 30 | 20 | 2 - Subj Inspection | 0100864 | ADVANTAGE WET DUST SYSTEM PM AND ADVANTAGE RUN |  | 0100864AH | WET DUST LOWER COLLECTOR DAMPER | 010-0864-DMP-001-00 | General | DD | OPE | Inspect for dust and paper accumulation Inspect for cleanliness Inspect the water flow Inspect for damage and accumulation of debris Clean dust from surfaces |  |  |  | 42 | [5 empty] | OPERATIONAL TASKS | Data created/will be sent for upload | 0864-OPE-DD-42-WET DUST SYSTEM INSPECTION AND CLEAN | 3956911
1053 | 0864-OPE-DD-42-WET DUST SYSTEM | INSPECTION AND CLEAN | 30 | 20 | 2 - Subj Inspection | 0100864 | ADVANTAGE WET DUST SYSTEM PM AND ADVANTAGE RUN |  | 0100864AI | WET DUST UPPER COLLECTOR DAMPER | 010-0864-DMP-002-00 | General | DD | OPE | Inspect for dust and paper accumulation Inspect for cleanliness Inspect the water flow Inspect for damage and accumulation of debris Clean dust from surfaces |  |  |  | 42 | [5 empty] | OPERATIONAL TASKS | Data created/will be sent for upload | 0864-OPE-DD-42-WET DUST SYSTEM INSPECTION AND CLEAN | 3956911
1054 | 0864-OPE-DD-42-WET DUST SYSTEM | INSPECTION AND CLEAN | 30 | 20 | 2 - Subj Inspection | 0100864 | ADVANTAGE WET DUST SYSTEM PM AND ADVANTAGE RUN |  | 0100864AJ | WET DUST UNDER SCANNER DAMPER | 010-0864-DMP-003-00 | General | DD | OPE | Inspect for dust and paper accumulation Inspect for cleanliness Inspect the water flow Inspect for damage and accumulation of debris Clean dust from surfaces |  |  |  | 42 | [5 empty] | OPERATIONAL TASKS | Data created/will be sent for upload | 0864-OPE-DD-42-WET DUST SYSTEM INSPECTION AND CLEAN | 3956911
1055 | 0864-OPE-DD-42-WET DUST SYSTEM | INSPECTION AND CLEAN | 30 | 20 | 2 - Subj Inspection | 0100864 | ADVANTAGE WET DUST SYSTEM PM AND ADVANTAGE RUN |  | 0100864AK | WET DUST ABOVE SCANNER DAMPER | 010-0864-DMP-004-00 | General | DD | OPE | Inspect for dust and paper accumulation Inspect for cleanliness Inspect the water flow Inspect for damage and accumulation of debris Clean dust from surfaces |  |  |  | 42 | [5 empty] | OPERATIONAL TASKS | Data created/will be sent for upload | 0864-OPE-DD-42-WET DUST SYSTEM INSPECTION AND CLEAN | 3956911
1056 | 0864-OPE-DD-42-WET DUST SYSTEM | INSPECTION AND CLEAN | 30 | 20 | 2 - Subj Inspection | 0100864 | ADVANTAGE WET DUST SYSTEM PM AND ADVANTAGE RUN |  | 0100864AL | WET DUST REEL BELT DAMPER | 010-0864-DMP-005-00 | General | DD | OPE | Inspect for dust and paper accumulation Inspect for cleanliness Inspect the water flow Inspect for damage and accumulation of debris Clean dust from surfaces |  |  |  | 42 | [5 empty] | OPERATIONAL TASKS | Data created/will be sent for upload | 0864-OPE-DD-42-WET DUST SYSTEM INSPECTION AND CLEAN | 3956911
1057 | 0864-OPE-DD-42-WET DUST SYSTEM | INSPECTION AND CLEAN | 30 | 20 | 2 - Subj Inspection | 0100864 | ADVANTAGE WET DUST SYSTEM PM AND ADVANTAGE RUN |  | 0100864AM | DUST CAP DIVERT DAMPER | 010-0864-DMP-006-00 | General | DD | OPE | Inspect for dust and paper accumulation Inspect for cleanliness Inspect the water flow Inspect for damage and accumulation of debris Clean dust from surfaces |  |  |  | 42 | [5 empty] | OPERATIONAL TASKS | Data created/will be sent for upload | 0864-OPE-DD-42-WET DUST SYSTEM INSPECTION AND CLEAN | 3956911
1058 | 0864-OPE-DD-42-WET DUST SYSTEM | INSPECTION AND CLEAN | 30 | 20 | 2 - Subj Inspection | 0100864 | ADVANTAGE WET DUST SYSTEM PM AND ADVANTAGE RUN |  | 0100864AN | ADVANTAGE WET DUST SLIDE GATE DAMPER DUST CAP | 010-0864-DMP-009-00 | General | DD | OPE | Inspect for dust and paper accumulation Inspect for cleanliness Inspect the water flow Inspect for damage and accumulation of debris Clean dust from surfaces |  |  |  | 42 | [5 empty] | OPERATIONAL TASKS | Data created/will be sent for upload | 0864-OPE-DD-42-WET DUST SYSTEM INSPECTION AND CLEAN | 3956911
1059 | 0864-OPE-DD-42-WET DUST SYSTEM | INSPECTION AND CLEAN | 30 | 20 | 2 - Subj Inspection | 0100864 | ADVANTAGE WET DUST SYSTEM PM AND ADVANTAGE RUN |  | 0100864AO | ADVANTAGE WET DUST SLIDE GATE DAMPER REEL SHIELD | 010-0864-DMP-010-00 | General | DD | OPE | Inspect for dust and paper accumulation Inspect for cleanliness Inspect the water flow Inspect for damage and accumulation of debris Clean dust from surfaces |  |  |  | 42 | [5 empty] | OPERATIONAL TASKS | Data created/will be sent for upload | 0864-OPE-DD-42-WET DUST SYSTEM INSPECTION AND CLEAN | 3956911
1060 | 0864-OPE-DD-42-WET DUST SYSTEM | INSPECTION AND CLEAN | 30 | 20 | 2 - Subj Inspection | 0100864 | ADVANTAGE WET DUST SYSTEM PM AND ADVANTAGE RUN |  | 0100864AP | BELOW SHEET DEFLECTOR | 010-0864-DMP-011-00 | General | DD | OPE | Inspect for dust and paper accumulation Inspect for cleanliness Inspect the water flow Inspect for damage and accumulation of debris Clean dust from surfaces |  |  |  | 42 | [5 empty] | OPERATIONAL TASKS | Data created/will be sent for upload | 0864-OPE-DD-42-WET DUST SYSTEM INSPECTION AND CLEAN | 3956911
1061 | 0864-OPE-DD-42-WET DUST SYSTEM | INSPECTION AND CLEAN | 30 | 20 | 2 - Subj Inspection | 0100864 | ADVANTAGE WET DUST SYSTEM PM AND ADVANTAGE RUN |  | 0100864AQ | WET DUST LOWER COLLECTOR DRAIN MODULE 1 | 010-0864-SEP-001-00 | General | DD | OPE | Inspect for dust and paper accumulation Inspect for cleanliness Inspect the water flow Inspect for damage and accumulation of debris Clean dust from surfaces |  |  |  | 42 | [5 empty] | OPERATIONAL TASKS | Data created/will be sent for upload | 0864-OPE-DD-42-WET DUST SYSTEM INSPECTION AND CLEAN | 3956912
1062 | 0864-OPE-DD-42-WET DUST SYSTEM | INSPECTION AND CLEAN | 30 | 20 | 2 - Subj Inspection | 0100864 | ADVANTAGE WET DUST SYSTEM PM AND ADVANTAGE RUN |  | 0100864AR | WET DUST UPPER COLLECTOR DRAIN MODULE 2 | 010-0864-SEP-002-00 | General | DD | OPE | Inspect for dust and paper accumulation Inspect for cleanliness Inspect the water flow Inspect for damage and accumulation of debris Clean dust from surfaces |  |  |  | 42 | [5 empty] | OPERATIONAL TASKS | Data created/will be sent for upload | 0864-OPE-DD-42-WET DUST SYSTEM INSPECTION AND CLEAN | 3956912
1063 | 0864-OPE-DD-42-WET DUST SYSTEM | INSPECTION AND CLEAN | 30 | 20 | 2 - Subj Inspection | 0100864 | ADVANTAGE WET DUST SYSTEM PM AND ADVANTAGE RUN |  | 0100864AS | WET DUST UNDER SCANNER COLLECTOR DRAIN MODULE 3 | 010-0864-SEP-003-00 | General | DD | OPE | Inspect for dust and paper accumulation Inspect for cleanliness Inspect the water flow Inspect for damage and accumulation of debris Clean dust from surfaces |  |  |  | 42 | [5 empty] | OPERATIONAL TASKS | Data created/will be sent for upload | 0864-OPE-DD-42-WET DUST SYSTEM INSPECTION AND CLEAN | 3956912
1064 | 0864-OPE-DD-42-WET DUST SYSTEM | INSPECTION AND CLEAN | 30 | 20 | 2 - Subj Inspection | 0100864 | ADVANTAGE WET DUST SYSTEM PM AND ADVANTAGE RUN |  | 0100864AT | WET DUST ABOVE SCANNER COLLECTOR DRAIN MODULE 4 | 010-0864-SEP-004-00 | General | DD | OPE | Inspect for dust and paper accumulation Inspect for cleanliness Inspect the water flow Inspect for damage and accumulation of debris Clean dust from surfaces |  |  |  | 42 | [5 empty] | OPERATIONAL TASKS | Data created/will be sent for upload | 0864-OPE-DD-42-WET DUST SYSTEM INSPECTION AND CLEAN | 3956912
1065 | 0864-OPE-DD-42-WET DUST SYSTEM | INSPECTION AND CLEAN | 30 | 20 | 2 - Subj Inspection | 0100864 | ADVANTAGE WET DUST SYSTEM PM AND ADVANTAGE RUN |  | 0100864AU | WET DUST REEL BELT COLLECTOR DRAIN MODULE 5 | 010-0864-SEP-005-00 | General | DD | OPE | Inspect for dust and paper accumulation Inspect for cleanliness Inspect the water flow Inspect for damage and accumulation of debris Clean dust from surfaces |  |  |  | 42 | [5 empty] | OPERATIONAL TASKS | Data created/will be sent for upload | 0864-OPE-DD-42-WET DUST SYSTEM INSPECTION AND CLEAN | 3956917
1066 | 0864-OPE-DD-42-WET DUST SYSTEM | INSPECTION AND CLEAN | 30 | 20 | 2 - Subj Inspection | 0100864 | ADVANTAGE WET DUST SYSTEM PM AND ADVANTAGE RUN |  | 0100864AV | PLPR COLLECTOR DRAIN MODULE 6 | 010-0864-SEP-006-00 | General | DD | OPE | Inspect for dust and paper accumulation Inspect for cleanliness Inspect the water flow Inspect for damage and accumulation of debris Clean dust from surfaces |  |  |  | 42 | [5 empty] | OPERATIONAL TASKS | Data created/will be sent for upload | 0864-OPE-DD-42-WET DUST SYSTEM INSPECTION AND CLEAN | 3956918
1067 | 0864-OPE-DD-42-WET DUST SYSTEM | INSPECTION AND CLEAN | 30 | 20 | 2 - Subj Inspection | 0100864 | ADVANTAGE WET DUST SYSTEM PM AND ADVANTAGE RUN |  | 0100864AW | BROKE SEPARATION MODULE | 010-0864-SEP-007-00 | General | DD | OPE | Inspect for dust and paper accumulation Inspect for cleanliness Inspect the water flow Inspect for damage and accumulation of debris Clean dust from surfaces |  |  |  | 42 | [5 empty] | OPERATIONAL TASKS | Data created/will be sent for upload | 0864-OPE-DD-42-WET DUST SYSTEM INSPECTION AND CLEAN | 3956915
1068 | 0864-OPE-DD-42-WET DUST SYSTEM | INSPECTION AND CLEAN | 30 | 20 | 2 - Subj Inspection | 0100864 | ADVANTAGE WET DUST SYSTEM PM AND ADVANTAGE RUN |  | 0100864AX | WET DUST EXHAUST SEPARATOR | 010-0864-SEP-008-00 | General | DD | OPE | Inspect for dust and paper accumulation Inspect for cleanliness Inspect the water flow Inspect for damage and accumulation of debris Clean dust from surfaces |  |  |  | 42 | [5 empty] | OPERATIONAL TASKS | Data created/will be sent for upload | 0864-OPE-DD-42-WET DUST SYSTEM INSPECTION AND CLEAN | 3956915
1069 | 0864-OPE-DD-42-WET DUST SYSTEM | INSPECTION AND CLEAN | 30 | 20 | 2 - Subj Inspection | 0100864 | ADVANTAGE WET DUST SYSTEM PM AND ADVANTAGE RUN |  | 0100864AY | WET DUST EXHAUST FAN | 010-0864-FAN-001-00 | General | DD | OPE | Inspect for dust and paper accumulation Inspect for cleanliness Inspect the water flow Inspect for damage and accumulation of debris Clean dust from surfaces |  |  |  | 42 | [5 empty] | OPERATIONAL TASKS | Data created/will be sent for upload | 0864-OPE-DD-42-WET DUST SYSTEM INSPECTION AND CLEAN | 3956915
1070 | 0864-OPE-DD-42-WET DUST SYSTEM | INSPECTION AND CLEAN | 30 | 20 | 2 - Subj Inspection | 0100864 | ADVANTAGE WET DUST SYSTEM PM AND ADVANTAGE RUN |  | 0100864AZ | WET DUST RECIRCULATION PUMP | 010-0864-PUM-001-00 | General | DD | OPE | Inspect for dust and paper accumulation Inspect for cleanliness Inspect the water flow Inspect for damage and accumulation of debris Clean dust from surfaces |  |  |  | 42 | [5 empty] | OPERATIONAL TASKS | Data created/will be sent for upload | 0864-OPE-DD-42-WET DUST SYSTEM INSPECTION AND CLEAN | 3956916
1071 | 0864-OPE-DD-42-WET DUST SYSTEM | INSPECTION AND CLEAN | 30 | 20 | 2 - Subj Inspection | 0100864 | ADVANTAGE WET DUST SYSTEM PM AND ADVANTAGE RUN |  | 0100864A28 | WET DUST RECIRCULATION WATER RESERVOIR TANK | 010-0864-TAN-001-00 | General | DD | OPE | Inspect for dust and paper accumulation Inspect for cleanliness Inspect the water flow Inspect for damage and accumulation of debris Clean dust from surfaces |  |  |  | 42 | [5 empty] | OPERATIONAL TASKS | Data created/will be sent for upload | 0864-OPE-DD-42-WET DUST SYSTEM INSPECTION AND CLEAN | 3956916
1072 | 0864-OPE-DD-42-WET DUST SYSTEM | INSPECTION AND CLEAN | 30 | 20 | 2 - Subj Inspection | 0100864 | ADVANTAGE WET DUST SYSTEM PM AND ADVANTAGE RUN |  | 0100864A29 | IN LINE VENTURI YANKEE CREPE | 010-0864-VEN-001-00 | General | DD | OPE | Inspect for dust and paper accumulation Inspect for cleanliness Inspect the water flow Inspect for damage and accumulation of debris Clean dust from surfaces |  |  |  | 42 | [5 empty] | OPERATIONAL TASKS | Data created/will be sent for upload | 0864-OPE-DD-42-WET DUST SYSTEM INSPECTION AND CLEAN | 3956916
1073 | 0864-OPE-DD-42-WET DUST SYSTEM | INSPECTION AND CLEAN | 30 | 20 | 2 - Subj Inspection | 0100864 | ADVANTAGE WET DUST SYSTEM PM AND ADVANTAGE RUN |  | 0100864A30 | IN LINE VENTURI REEL BELT | 010-0864-VEN-002-00 | General | DD | OPE | Inspect for dust and paper accumulation Inspect for cleanliness Inspect the water flow Inspect for damage and accumulation of debris Clean dust from surfaces |  |  |  | 42 | [5 empty] | OPERATIONAL TASKS | Data created/will be sent for upload | 0864-OPE-DD-42-WET DUST SYSTEM INSPECTION AND CLEAN | 3956916
1074 | 0864-OPE-DD-42-WET DUST SYSTEM | INSPECTION AND CLEAN | 30 | 20 | 2 - Subj Inspection | 0100864 | ADVANTAGE WET DUST SYSTEM PM AND ADVANTAGE RUN |  |  |  |  | Ducting | DD | OPE | Inspect for dust and paper accumulation Inspect for cleanliness Inspect the water flow Inspect for damage and accumulation of debris Clean dust from surfaces |  |  |  | 42 | [5 empty] | OPERATIONAL TASKS | Data created/will be sent for upload | 0864-OPE-DD-42-WET DUST SYSTEM INSPECTION AND CLEAN | 3956920
1075 | 0822-OPE-DD-42-LINE 1 COARSE | Screen Removal and Clean | 28 | 24 | 1C - Clean | 0100822B | LINE 1 COARSE SCREEN | 010-0822-SCR-001-00 |  |  |  | Screen Cylinder | DD | OPE | Remove Screen cylinder from frame. Thoroughly clean screen. Replace cleaned screen into frame. |  |  |  | 42 |  | Removing the Screen Cylinder 1 Open the screen cover according to the removing instruction 2 Remove the screen cylinder fixing screws (A) 3 Attach lifting eye screws to the screen cylinder and carefully lift the cylinder out (for weight data, see Technical Data) 4 Clean it carefully Installing the Screen Cylinder 1 Check the condition of the pumping ring (B) and wearing ring (C), and replace if necessary 2 Lift the screen cylinder into the screen 3 Detach the lifting eye screws from the screen cylinder 4 Adjust the clearance between the pumping ring and the wearing ring by means of the shims (D) according to the instruction (see “Adjusting the Pumping Ring and Wearing Ring Clearance”) 5 Tighten the screen cylinder fixing screws (A) (see chapter “Tightening Torques”) 6 Install the cover according to the installation instruction |  |  |  | OPERATIONAL TASKS | Data created/will be sent for upload | 0822-OPE-DD-42-LINE 1 COARSE Screen Removal and Clean | 3956969
1144 | 0864-OPE-DD-84-BLOW BOX 1 | INSPECTION AND CLEAN | 25 | 20 | 2 - Subj Inspection | 0100864CC | ADVANTAGE RUN BLOW BOX 1 | 010-0864-SWR-002-00 |  |  |  | Ducting Supports | DD | OPE | Check duct supports and balancing dampers. They must be secure and in good condition |  |  |  | 84 | [5 empty] | OPERATIONAL TASKS | Data created/will be sent for upload | 0864-OPE-DD-84-BLOW BOX 1 INSPECTION AND CLEAN | 3956947
1145 | 0864-OPE-DD-84-BLOW BOX 1 | INSPECTION AND CLEAN | 25 | 20 | 2 - Subj Inspection | 0100864CC | ADVANTAGE RUN BLOW BOX 1 | 010-0864-SWR-002-00 |  |  |  | Nozzle Slots | DD | OPE | The cleanliness of the blow box nozzle slots should be inspected during shutdowns. There are two methods for cleaning the blow box air nozzle slots |  |  |  | 84 |  | Cleaning Procedure (High Pressure Washer): 1. The supply fan must be operating during the cleaning procedure to ensure that loosened dirt and debris is blown out of the air nozzles. 2. On the tending side of each blow box there are two (2) cleaning ports, once for each cross machine air nozzle. Insert the special hose cleaning nozzle into the cleaning ports (remove plug) to clean the nozzle slot with high pressure water. The recommended water pressure is 150 – 170 Bar (2,175 – 2,500 psig). 3. IMPORTANT: Ensure all water is drained from blow boxes before putting the system back into operation. Cleaning Procedure (Manually Scraping Air Nozzles): 1. The supply fan must be operating during the cleaning procedure to ensure that loosened dirt and debris is blown out of the air nozzles. 2. Manually scrape the air nozzles in the box with a putty knife or formed sheet metal scraping blade to ensure dirt has not accumulated in the air nozzle slots |  |  |  | OPERATIONAL TASKS | Data created/will be sent for upload | 0864-OPE-DD-84-BLOW BOX 1 INSPECTION AND CLEAN | 3956936
1146 | 0864-OPE-DD-84-BLOW BOX 1 | INSPECTION AND CLEAN | 25 | 20 | 2 - Subj Inspection | 0100864CC | ADVANTAGE RUN BLOW BOX 1 | 010-0864-SWR-002-00 |  |  |  | Blow Box | DD | OPE | Measure and record the pressure at the inlet flange on the air connection to the blow box to ensure that it is adequate and hasn't been changed from initial settings |  |  |  | 84 | [5 empty] | OPERATIONAL TASKS | Data created/will be sent for upload | 0864-OPE-DD-84-BLOW BOX 1 INSPECTION AND CLEAN | 3956976
1147 | 0864-OPE-DD-84-BLOW BOX 1 | INSPECTION AND CLEAN | 25 | 20 | 2 - Subj Inspection | 0100864CC | ADVANTAGE RUN BLOW BOX 1 | 010-0864-SWR-002-00 |  |  |  | Blow Box | DD | OPE | Measure and record the static pressure (+) and blow box under pressure (vacuum) between the blow box and fabric with the measuring ports provided on the end plate of each blow box |  |  |  | 84 | [5 empty] | OPERATIONAL TASKS | Data created/will be sent for upload | 0864-OPE-DD-84-BLOW BOX 1 INSPECTION AND CLEAN | 3956955
1148 | 0864-OPE-DD-84-BLOW BOX 1 | INSPECTION AND CLEAN | 25 | 20 | 2 - Subj Inspection | 0100864CC | ADVANTAGE RUN BLOW BOX 1 | 010-0864-SWR-002-00 |  |  |  | Flexible Ducting | DD | OPE | Inspect flexible duct for deterioration, leaks and proper attachment. Create an order to adjust or repair as required. |  |  |  | 84 | [5 empty] | OPERATIONAL TASKS | Data created/will be sent for upload | 0864-OPE-DD-84-BLOW BOX 1 INSPECTION AND CLEAN | 3956950
1149 | 0864-OPE-DD-84-BLOW BOX 1 | INSPECTION AND CLEAN | 25 | 20 | 2 - Subj Inspection | 0100864CC | ADVANTAGE RUN BLOW BOX 1 | 010-0864-SWR-002-00 |  |  |  | Drains | DD | OPE | Regularly inspect and flush drains and traps during shutdowns to ensure they are free flowing and un-obstructed. |  |  |  | 84 | [5 empty] | OPERATIONAL TASKS | Data created/will be sent for upload | 0864-OPE-DD-84-BLOW BOX 1 INSPECTION AND CLEAN | 3956986
1150 | 0864-OPE-DD-84-BLOW BOX 2 | INSPECTION AND CLEAN | 25 | 20 | 2 - Subj Inspection | 0100864CD | ADVANTAGE RUN BLOW BOX 2 | 010-0864-SWR-003-00 |  |  |  | Ducting Supports | DD | OPE | Check duct supports and balancing dampers. They must be secure and in good condition |  |  |  | 84 | [5 empty] | OPERATIONAL TASKS | Data created/will be sent for upload | 0864-OPE-DD-84-BLOW BOX 2 INSPECTION AND CLEAN | 3956933
1151 | 0864-OPE-DD-84-BLOW BOX 2 | INSPECTION AND CLEAN | 25 | 20 | 2 - Subj Inspection | 0100864CD | ADVANTAGE RUN BLOW BOX 2 | 010-0864-SWR-003-00 |  |  |  | Nozzle Slots | DD | OPE | The cleanliness of the blow box nozzle slots should be inspected during shutdowns. There are two methods for cleaning the blow box air nozzle slots |  |  |  | 84 |  | Cleaning Procedure (High Pressure Washer): 1. The supply fan must be operating during the cleaning procedure to ensure that loosened dirt and debris is blown out of the air nozzles. 2. On the tending side of each blow box there are two (2) cleaning ports, once for each cross machine air nozzle. Insert the special hose cleaning nozzle into the cleaning ports (remove plug) to clean the nozzle slot with high pressure water. The recommended water pressure is 150 – 170 Bar (2,175 – 2,500 psig). 3. IMPORTANT: Ensure all water is drained from blow boxes before putting the system back into operation. Cleaning Procedure (Manually Scraping Air Nozzles): 1. The supply fan must be operating during the cleaning procedure to ensure that loosened dirt and debris is blown out of the air nozzles. 2. Manually scrape the air nozzles in the box with a putty knife or formed sheet metal scraping blade to ensure dirt has not accumulated in the air nozzle slots |  |  |  | OPERATIONAL TASKS | Data created/will be sent for upload | 0864-OPE-DD-84-BLOW BOX 2 INSPECTION AND CLEAN | 3956945
1152 | 0864-OPE-DD-84-BLOW BOX 2 | INSPECTION AND CLEAN | 25 | 20 | 2 - Subj Inspection | 0100864CD | ADVANTAGE RUN BLOW BOX 2 | 010-0864-SWR-003-00 |  |  |  | Blow Box | DD | OPE | Measure and record the pressure at the inlet flange on the air connection to the blow box to ensure that it is adequate and hasn't been changed from initial settings |  |  |  | 84 | [5 empty] | OPERATIONAL TASKS | Data created/will be sent for upload | 0864-OPE-DD-84-BLOW BOX 2 INSPECTION AND CLEAN | 3956953
1153 | 0864-OPE-DD-84-BLOW BOX 2 | INSPECTION AND CLEAN | 25 | 20 | 2 - Subj Inspection | 0100864CD | ADVANTAGE RUN BLOW BOX 2 | 010-0864-SWR-003-00 |  |  |  | Blow Box | DD | OPE | Measure and record the static pressure (+) and blow box under pressure (vacuum) between the blow box and fabric with the measuring ports provided on the end plate of each blow box |  |  |  | 84 | [5 empty] | OPERATIONAL TASKS | Data created/will be sent for upload | 0864-OPE-DD-84-BLOW BOX 2 INSPECTION AND CLEAN | 3956943
1154 | 0864-OPE-DD-84-BLOW BOX 2 | INSPECTION AND CLEAN | 25 | 20 | 2 - Subj Inspection | 0100864CD | ADVANTAGE RUN BLOW BOX 2 | 010-0864-SWR-003-00 |  |  |  | Flexible Ducting | DD | OPE | Inspect flexible duct for deterioration, leaks and proper attachment. Create an order to adjust or repair as required. |  |  |  | 84 | [5 empty] | OPERATIONAL TASKS | Data created/will be sent for upload | 0864-OPE-DD-84-BLOW BOX 2 INSPECTION AND CLEAN | 3956954
1155 | 0864-OPE-DD-84-BLOW BOX 2 | INSPECTION AND CLEAN | 25 | 20 | 2 - Subj Inspection | 0100864CD | ADVANTAGE RUN BLOW BOX 2 | 010-0864-SWR-003-00 |  |  |  | Drains | DD | OPE | Regularly inspect and flush drains and traps during shutdowns to ensure they are free flowing and un-obstructed. |  |  |  | 84 | [5 empty] | OPERATIONAL TASKS | Data created/will be sent for upload | 0864-OPE-DD-84-BLOW BOX 2 INSPECTION AND CLEAN | 3956965
1156 | 0870-OPE-IRD-84-PAPER SAMPLE | TEST AND CALIBRATE | 28 | 18 | 5 - Other | 0100870 | PAPER MACHINE | [5 empty] | IRD | OPE | PERFORM SNATCH&GRAB PROCEDURE |  |  |  | 84 | [5 empty] | OPERATIONAL TASKS | Data created/will be sent for upload | 0870-OPE-IRD-84-PAPER SAMPLE TEST AND CALIBRATE | 3956955
1080 | 0870-OPE-DD-42-REEL SECTION | Reel Zone Cleaning | 27 | 18 | 1C - Clean | 0100870H | REEL SECTION | [5 empty] | DD | OPE | Reel Section Cleaning |  |  |  | 42 | [5 empty] | OPERATIONAL TASKS | Data created/will be sent for upload | 0870-OPE-DD-42-REEL SECTION Reel Zone Cleaning | 3956920
1195 | 0870-OPE-DD-168-CLEAN/CHANGE | Headbox CLEANING SHOWER | 28 | 23 | 1C - Clean | 0100870BZ | SHOWER ASSEMBLY |  | 0100870BZB | HEADBOX CLEANING SHOWER 2 | 010-0870-SWR-102-00 | Shower/Nozzles | DD | OPE | Inspect Shower including nozzles Clean shower and nozzles if required If needed, remove shower head and replace for a cleaned one. |  |  |  | 168 | [5 empty] | OPERATIONAL TASKS | Data created/will be sent for upload | 0870-OPE-DD-168-CLEAN/CHANGE Headbox CLEANING SHOWER | 3956962
1196 | 0870-OPE-DD-168-CLEAN/CHANGE | IW CHEMICAL SHOWER | 28 | 18 | 1C - Clean | 0100870BZ | SHOWER ASSEMBLY |  | 0100870BZU | INNER WIRE CHEMICAL SHOWER | 010-0870-SWR-215-00 | Shower/Nozzles | DD | OPE | Inspect Shower including nozzles Clean shower and nozzles if required If needed, remove shower head and replace for a cleaned one. |  |  |  | 168 | [5 empty] | OPERATIONAL TASKS | Data created/will be sent for upload | 0870-OPE-DD-168-CLEAN/CHANGE IW CHEMICAL SHOWER | 3956962
1254 | 0832-OPE-DD-168-WHITE WATER | Tank Cleaning | 27 | 13 | 1C - Clean | 0100832M | WHITE WATER TANK | 010-0832-TAN-004-00 |  |  |  |  | DD | OPE | White Water Tank Cleaning |  |  |  | 168 | [5 empty] | OPERATIONAL TASKS | Data created/will be sent for upload | 0832-OPE-DD-168-WHITE WATER Tank Cleaning | 3956966
1157 | 0870-OPE-IRD-84-PAPER SAMPLE | TEST AND CALIBRATE | 28 | 18 | 5 - Other | 0100870 | PAPER MACHINE | [5 empty] | IRD | OPE | TEST & CALIBRATE PAPER SAMPLE |  |  |  | 84 | [5 empty] | OPERATIONAL TASKS | Data created/will be sent for upload | 0870-OPE-IRD-84-PAPER SAMPLE TEST AND CALIBRATE | 3956955
1158 | 0832-OPE-DD-168-BOW SCREENS | GENERAL INSPECTION | 27 | 18 | 2 - Subj Inspection | 0100832A | BOW SCREEN 1 | 010-0832-SCR-001-00 |  |  |  | Screen Plate/Rubber Seals | DD | OPE | Check screen plate and rubber seals for wear. Create an order to replace if needed | Wear | Breakage | Build up | 168 | [5 empty] | OPERATIONAL TASKS | Data created/will be sent for upload | 0832-OPE-DD-168-BOW SCREENS GENERAL INSPECTION | 3956955
1045 | 0864-OPE-DD-42-WET DUST SYSTEM | INSPECTION AND CLEAN | 30 | 20 | 2 - Subj Inspection | 0100864 | ADVANTAGE WET DUST SYSTEM PM AND ADVANTAGE RUN |  | 0100864AA | WET DUST LOWER COLLECTOR | 010-0864-DUS-001-00 | General | DD | OPE | Inspect for dust and paper accumulation Inspect for cleanliness Inspect the water flow Inspect for damage and accumulation of debris Clean dust from surfaces |  |  |  | 42 | [5 empty] | OPERATIONAL TASKS | Data created/will be sent for upload | 0864-OPE-DD-42-WET DUST SYSTEM INSPECTION AND CLEAN | 3956910
1078 | 0870-OPE-DD-42-REEL SECTION | Vacuum Zone Cleaning | 27 | 20 | 1C - Clean | 0100870HLS | VACUUM BOX WITH DUCT ASSEMBLY | [5 empty] | DD | OPE | Reel Drum Vacuum Zone Cleaning |  |  |  | 42 | [5 empty] | OPERATIONAL TASKS | Data created/will be sent for upload | 0870-OPE-DD-42-REEL SECTION Vacuum Zone Cleaning | 3956919
1330 | 0860-OPE-DD-378-MIST EXHAUST | System Cleaning | 28 | 15 | 1C - Clean | 0100860A | FORMING SECTION EXHAUST SYSTEM |  | 0100860AB | FORMING SECTION MIST REMOVAL SEPARATOR | 010-0860-SEP-001-00 | Separator | DD | OPE | Mist Elimination System Cleaning | 1. During extended shutdown periods, thoroughly flush the separator interior and drains with fresh water. 2. Inspect drains at regular intervals to ensure they are free flowing. 3. Ensure that separator body is free of vibration and 'drumming' during normal operation. 4. Ensure there are no leaks. 5. Ensure all bolts are tight. 6. Check inspection door. Replace seals or adjust as required. 7. Inspect spray nozzles periodically for function and cleanliness. Plugged nozzles should be cleaned or replaced immediately. If white water is used and the separator will be out of service for an extended period, flush nozzles and piping with fresh water to prevent nozzle fouling. 8. Ensure nozzles are installed with proper orientation. |  |  | 378 | [5 empty] | OPERATIONAL TASKS | Data created/will be sent for upload | 0860-OPE-DD-378-MIST EXHAUST System Cleaning | 3956982
1260 | 0824-OPE-DD-378-LINE 2 DFLKR | Cone Inspection | 28 | 15 | 2 - Subj Inspection | 0100824C | LINE 2 DEFLAKER | 010-0824-DFL-001-00 |  |  |  | Stator/Rotor Fillings | DD | OPE | Observe the wearing of the fillings. The need for replacing the fillings is indicated by an increased pressure loss in the deflaker at a constant flow rate. The need for replacing the fillings can also be noted by observing the deflaking of stock. |  |  |  | 378 | [5 empty] | OPERATIONAL TASKS | Data created/will be sent for upload | 0824-OPE-DD-378-LINE 2 DFLKR Cone Inspection | 3956966
1108 | 0870-OPE-DD-84-ROLL DR BLADES | ROLL DOCTOR BLADE ROUTINE | 29 | 25 | 5 - Other | 0100870B | FORMING SECTION |  | 0100870B30B | OUTER WIRE STRETCHER ROLL 2 DOCTOR |  |  | DD | OPE | Roll Dr. Blade Routine |  |  |  | 84 | [5 empty] | OPERATIONAL TASKS | Data created/will be sent for upload | 0870-OPE-DD-84-ROLL DR BLADES ROLL DOCTOR BLADE ROUTINE | 3957001
1109 | 0870-OPE-DD-84-ROLL DR BLADES | ROLL DOCTOR BLADE ROUTINE | 29 | 25 | 5 - Other | 0100870B | FORMING SECTION |  | 0100870B30C | OUTER WIRE TENSION ROLL 3 DOCTOR |  |  | DD | OPE | Roll Dr. Blade Routine |  |  |  | 84 | [5 empty] | OPERATIONAL TASKS | Data created/will be sent for upload | 0870-OPE-DD-84-ROLL DR BLADES ROLL DOCTOR BLADE ROUTINE | 3956931
1110 | 0870-OPE-DD-84-ROLL DR BLADES | ROLL DOCTOR BLADE ROUTINE | 29 | 25 | 5 - Other | 0100870B | FORMING SECTION |  | 0100870B30D | GUIDE ROLL 4 DOCTOR |  |  | DD | OPE | Roll Dr. Blade Routine |  |  |  | 84 | [5 empty] | OPERATIONAL TASKS | Data created/will be sent for upload | 0870-OPE-DD-84-ROLL DR BLADES ROLL DOCTOR BLADE ROUTINE | 3956948
1111 | 0870-OPE-DD-84-ROLL DR BLADES | ROLL DOCTOR BLADE ROUTINE | 29 | 25 | 5 - Other | 0100870B | FORMING SECTION |  | 0100870B30E | BREAST ROLL 5 DOCTOR |  |  | DD | OPE | Roll Dr. Blade Routine |  |  |  | 84 | [5 empty] | OPERATIONAL TASKS | Data created/will be sent for upload | 0870-OPE-DD-84-ROLL DR BLADES ROLL DOCTOR BLADE ROUTINE | 3956938
1112 | 0870-OPE-DD-84-ROLL DR BLADES | ROLL DOCTOR BLADE ROUTINE | 29 | 25 | 5 - Other | 0100870B | FORMING SECTION |  | 0100870B30F | INNER WIRE FORMING ROLL 1 DOCTOR |  |  | DD | OPE | Roll Dr. Blade Routine |  |  |  | 84 | [5 empty] | OPERATIONAL TASKS | Data created/will be sent for upload | 0870-OPE-DD-84-ROLL DR BLADES ROLL DOCTOR BLADE ROUTINE | 3956934
1113 | 0870-OPE-DD-84-ROLL DR BLADES | ROLL DOCTOR BLADE ROUTINE | 29 | 25 | 5 - Other | 0100870B | FORMING SECTION |  | 0100870B30G | INNER WIRE TENSION ROLL 2 DOCTOR |  |  | DD | OPE | Roll Dr. Blade Routine |  |  |  | 84 | [5 empty] | OPERATIONAL TASKS | Data created/will be sent for upload | 0870-OPE-DD-84-ROLL DR BLADES ROLL DOCTOR BLADE ROUTINE | 3956952
1114 | 0870-OPE-DD-84-ROLL DR BLADES | ROLL DOCTOR BLADE ROUTINE | 29 | 25 | 5 - Other | 0100870B | FORMING SECTION |  | 0100870B30H | LEAD ROLL 3 DOCTOR |  |  | DD | OPE | Roll Dr. Blade Routine |  |  |  | 84 | [5 empty] | OPERATIONAL TASKS | Data created/will be sent for upload | 0870-OPE-DD-84-ROLL DR BLADES ROLL DOCTOR BLADE ROUTINE | 3956932
1115 | 0870-OPE-DD-84-ROLL DR BLADES | ROLL DOCTOR BLADE ROUTINE | 29 | 25 | 5 - Other | 0100870B | FORMING SECTION |  | 0100870B30I | DRIVE ROLL 4 DOCTOR |  |  | DD | OPE | Roll Dr. Blade Routine |  |  |  | 84 | [5 empty] | OPERATIONAL TASKS | Data created/will be sent for upload | 0870-OPE-DD-84-ROLL DR BLADES ROLL DOCTOR BLADE ROUTINE | 3956937
1116 | 0870-OPE-DD-84-ROLL DR BLADES | ROLL DOCTOR BLADE ROUTINE | 29 | 25 | 5 - Other | 0100870B | FORMING SECTION |  | 0100870B30J | GUIDE ROLL 5 DOCTOR |  |  | DD | OPE | Roll Dr. Blade Routine |  |  |  | 84 | [5 empty] | OPERATIONAL TASKS | Data created/will be sent for upload | 0870-OPE-DD-84-ROLL DR BLADES ROLL DOCTOR BLADE ROUTINE | 3956981
1117 | 0870-OPE-DD-84-ROLL DR BLADES | ROLL DOCTOR BLADE ROUTINE | 29 | 25 | 5 - Other | 0100870B | FORMING SECTION |  | 0100870B30K | INNER WIRE STRETCHER ROLL 6 DOCTOR |  |  | DD | OPE | Roll Dr. Blade Routine |  |  |  | 84 | [5 empty] | OPERATIONAL TASKS | Data created/will be sent for upload | 0870-OPE-DD-84-ROLL DR BLADES ROLL DOCTOR BLADE ROUTINE | 3956956
1118 | 0870-OPE-DD-84-ROLL DR BLADES | ROLL DOCTOR BLADE ROUTINE | 29 | 25 | 5 - Other | 0100870B | FORMING SECTION |  | 0100870B30L | LEAD ROLL 7 DOCTOR |  |  | DD | OPE | Roll Dr. Blade Routine |  |  |  | 84 | [5 empty] | OPERATIONAL TASKS | Data created/will be sent for upload | 0870-OPE-DD-84-ROLL DR BLADES ROLL DOCTOR BLADE ROUTINE | 3956975
1119 | 0870-OPE-DD-84-ROLL DR BLADES | ROLL DOCTOR BLADE ROUTINE | 29 | 25 | 5 - Other | 0100870C | TAD SECTION |  | 0100870C33A | TAD 1 EXIT ROLL 3 02 DOCTOR |  |  | DD | OPE | Roll Dr. Blade Routine |  |  |  | 84 | [5 empty] | OPERATIONAL TASKS | Data created/will be sent for upload | 0870-OPE-DD-84-ROLL DR BLADES ROLL DOCTOR BLADE ROUTINE | 3956940
1120 | 0870-OPE-DD-84-ROLL DR BLADES | ROLL DOCTOR BLADE ROUTINE | 29 | 25 | 5 - Other | 0100870C | TAD SECTION |  | 0100870C33B | TAD 1 LEAD IN ROLL 3 03 DOCTOR |  |  | DD | OPE | Roll Dr. Blade Routine |  |  |  | 84 | [5 empty] | OPERATIONAL TASKS | Data created/will be sent for upload | 0870-OPE-DD-84-ROLL DR BLADES ROLL DOCTOR BLADE ROUTINE | 3956940
1121 | 0870-OPE-DD-84-ROLL DR BLADES | ROLL DOCTOR BLADE ROUTINE | 29 | 25 | 5 - Other | 0100870C | TAD SECTION |  | 0100870C33C | TAD 2 EXIT ROLL 3 05 DOCTOR |  |  | DD | OPE | Roll Dr. Blade Routine |  |  |  | 84 | [5 empty] | OPERATIONAL TASKS | Data created/will be sent for upload | 0870-OPE-DD-84-ROLL DR BLADES ROLL DOCTOR BLADE ROUTINE | 3956940
1122 | 0870-OPE-DD-84-ROLL DR BLADES | ROLL DOCTOR BLADE ROUTINE | 29 | 25 | 5 - Other | 0100870C | TAD SECTION |  | 0100870C33D | TAD FABRIC GUIDE ROLL 3 09 DOCTOR |  |  | DD | OPE | Roll Dr. Blade Routine |  |  |  | 84 | [5 empty] | OPERATIONAL TASKS | Data created/will be sent for upload | 0870-OPE-DD-84-ROLL DR BLADES ROLL DOCTOR BLADE ROUTINE | 3956940
1123 | 0870-OPE-DD-84-ROLL DR BLADES | ROLL DOCTOR BLADE ROUTINE | 29 | 25 | 5 - Other | 0100870C | TAD SECTION |  | 0100870C33E | TAD FABRIC RELEASE ROLL 3 12 DOCTOR |  |  | DD | OPE | Roll Dr. Blade Routine |  |  |  | 84 | [5 empty] | OPERATIONAL TASKS | Data created/will be sent for upload | 0870-OPE-DD-84-ROLL DR BLADES ROLL DOCTOR BLADE ROUTINE | 3956940
1124 | 0870-OPE-DD-84-ROLL DR BLADES | ROLL DOCTOR BLADE ROUTINE | 29 | 25 | 5 - Other | 0100870C | TAD SECTION |  | 0100870C33F | LAST TAD FABRIC RETURN ROLL 3 14 DOCTOR |  |  | DD | OPE | Roll Dr. Blade Routine |  |  |  | 84 | [5 empty] | OPERATIONAL TASKS | Data created/will be sent for upload | 0870-OPE-DD-84-ROLL DR BLADES ROLL DOCTOR BLADE ROUTINE | 3956940
1125 | 0870-OPE-DD-84-ROLL DR BLADES | ROLL DOCTOR BLADE ROUTINE | 29 | 25 | 5 - Other | 0100870D | YANKEE SECTION |  | 0100870DG | CUT OFF DOCTOR ASSEMBLY | 010-0870-DCT-001-00 |  | DD | OPE | Roll Dr. Blade Routine |  |  |  | 84 | [5 empty] | OPERATIONAL TASKS | Data created/will be sent for upload | 0870-OPE-DD-84-ROLL DR BLADES ROLL DOCTOR BLADE ROUTINE | 3956940
1126 | 0870-OPE-DD-84-ROLL DR BLADES | ROLL DOCTOR BLADE ROUTINE | 29 | 25 | 5 - Other | 0100870D | YANKEE SECTION |  | 0100870DH | CREPING DOCTOR ASSEMBLY | 010-0870-DCT-002-00 |  | DD | OPE | Roll Dr. Blade Routine |  |  |  | 84 | [5 empty] | OPERATIONAL TASKS | Data created/will be sent for upload | 0870-OPE-DD-84-ROLL DR BLADES ROLL DOCTOR BLADE ROUTINE | 3956940
1127 | 0870-OPE-DD-84-ROLL DR BLADES | ROLL DOCTOR BLADE ROUTINE | 29 | 25 | 5 - Other | 0100870D | YANKEE SECTION |  | 0100870DI | CLEANING DOCTOR ASSEMBLY | 010-0870-DCT-003-00 |  | DD | OPE | Roll Dr. Blade Routine |  |  |  | 84 | [5 empty] | OPERATIONAL TASKS | Data created/will be sent for upload | 0870-OPE-DD-84-ROLL DR BLADES ROLL DOCTOR BLADE ROUTINE | 3956940
1128 | 0870-OPE-DD-84-ROLL DR BLADES | ROLL DOCTOR BLADE ROUTINE | 29 | 25 | 5 - Other | 0100870F | CALENDER |  | 0100870FJA | DOCTORS TOP ROLL ASSEMBLY |  |  | DD | OPE | Roll Dr. Blade Routine |  |  |  | 84 | [5 empty] | OPERATIONAL TASKS | Data created/will be sent for upload | 0870-OPE-DD-84-ROLL DR BLADES ROLL DOCTOR BLADE ROUTINE | 3956940
1129 | 0870-OPE-DD-84-ROLL DR BLADES | ROLL DOCTOR BLADE ROUTINE | 29 | 25 | 5 - Other | 0100870F | CALENDER |  | 0100870FJB | DOCTORS BOTTOM ROLL ASSEMBLY |  |  | DD | OPE | Roll Dr. Blade Routine |  |  |  | 84 | [5 empty] | OPERATIONAL TASKS | Data created/will be sent for upload | 0870-OPE-DD-84-ROLL DR BLADES ROLL DOCTOR BLADE ROUTINE | 3956940
1130 | 0870-OPE-DD-84-TAD 1 | ROLL EXTERNAL CLEANING | 20 | 22 | 1C - Clean | 0100870CAA | TAD 1 CYLINDER | 010-0870-TAD-001-00 |  |  |  |  | DD | OPE | TAD Roll 1 Cleaning-External |  |  |  | 84 | [5 empty] | OPERATIONAL TASKS | Data created/will be sent for upload | 0870-OPE-DD-84-TAD 1 ROLL EXTERNAL CLEANING | 3956940
1142 | 0870-OPE-DD-84-FORMING SECTION | OUTER WIRE CHANGE | 30 | 17 | 1R - Replace | 0100870B | FORMING SECTION | [5 empty] | DD | OPE | OW Change |  |  |  | 84 | [5 empty] | OPERATIONAL TASKS | Data created/will be sent for upload | 0870-OPE-DD-84-FORMING SECTION OUTER WIRE CHANGE | 3956926
1143 | 0864-OPE-DD-84-BLOW BOX 1 | INSPECTION AND CLEAN | 25 | 20 | 2 - Subj Inspection | 0100864CB | ADVANTAGE RUN BLOW BOX INLET FILTER | 010-0864-FIL-001-00 |  |  |  | Filter | DD | OPE | Check condition of filter. A filter pressure switch and gauge is provided to allow for monitoring of filter condition. If reading is in the red range, create an order to replace. This filter is enclosed in a housing. Ensure that the housing is in good condition and all bolts are tight. |  |  |  | 84 | [5 empty] | OPERATIONAL TASKS | Data created/will be sent for upload | 0864-OPE-DD-84-BLOW BOX 1 INSPECTION AND CLEAN | 3956947
1350 | 0821-ELE-DD-PULP DISSOLVING | Control Loop Check Route | 27 | 24 | 3 - Obj Inspection | 0100821AF | BALE PULPER 1 INSTRUMENTATION |  | 0100821AFD | BALE PULPER 1 INLET FLOW TRANSMITTER | 010-0821FT-0002 | 0821FIC-0002 | DD | E&I | Control Loop Check and Field Equipment Inspection |  |  |  | 378 |  |  |  | BEAMEX |  | LOOP CHECK | Data created/will be sent for upload | 0821-ELE-DD-PULP DISSOLVING Control Loop Check Route | 3956905
966 | 0832-OPE-DD-42-BOW SCREENS | Bow Screen 1-4 Cleaning | 26 | 23 | 1C - Clean | 0100832A | BOW SCREEN 1 | 010-0832-SCR-001-00 |  |  |  | Bow Screen | DD | OPE | Clean the Bow screen with high pressure water. Ensure slots in the screen are cleaned to avoid plugging due to solids drying out. If the nozzles spray with an irregular pattern, or if they are plugged. Create an order to remove and clean or replace. |  |  |  | 42 | [5 empty] | OPERATIONAL TASKS | Data created/will be sent for upload | 0832-OPE-DD-42-BOW SCREENS Bow Screen 1-4 Cleaning | 3956907
1090 | 0833-OPE-DD-42-TAD TRAY WATER | SCREEN REMOVAL AND CLEAN | 29 | 24 | 1C - Clean | 0100833C | TAD TRAY WATER SCREEN | 010-0833-SCR-001-00 |  |  |  | Screen Cylinder | DD | OPE | Remove Screen cylinder from frame. Thoroughly clean screen. Replace cleaned screen into frame. |  |  |  | 42 |  | Removing the Screen Cylinder 1 Open the screen cover according to the opening instructions 2 Remove the screen cylinder from the screen frame with the extraction screws (F) 4 pcs 3 Fix the lifting accessory (C) to the screen cylinder with the fixing screws (B) 2 pcs 4 Lift the cylinder out carefully (for weight data, see Technical Data). 5 Clean it carefully. If necessary, remove the O-rings (D) and clean the grooves well Installing the Screen Cylinder 1 Check whether the O-rings (D) 3 pcs are in position 2 If necessary, place missing O-rings in the grooves in the screen cylinder 2.1 Lubricate O-rings before installation NOTE Lubricate the O-rings with silicon grease (NSF51/61). Any grease with a mineral oil base will destroy the EPDM rubber seal. 2.2 Cut O-ring tape, EPDM Ø 5.7 mm (~0,224 in) 2.3 Set the length of the tape (D) according to the O-ring grooves 2.4 Smooth out the tape and glue the ends together 2.5 Carefully check the length of the tape. Do not stretch the tape when fitting it, so that its diameter is reduced 3 Check that the screen cylinder mounting ring (G) and keys (E) are carefully cleaned 4 Lift the screen cylinder into the screen with the lifting accessory. Make sure that the key grooves under the screen cylinder make contact with the keys (E) 5 Remove the lifting accessory 6 Attach the cover as according to the relevant instructions |  |  |  | OPERATIONAL TASKS | Data created/will be sent for upload | 0833-OPE-DD-42-TAD TRAY WATER SCREEN REMOVAL AND CLEAN | 3956923
1329 | 0870-OPE-DD-378- INNER WIRE | Foil 2 Inspection | 27 | 17 | 2 - Subj Inspection | 0100870B | FORMING SECTION | [5 empty] | DD | OPE | Foil # 2 Inspection(inner wire) |  |  |  | 378 | [5 empty] | OPERATIONAL TASKS | Data created/will be sent for upload | 0870-OPE-DD-378- INNER WIRE Foil 2 Inspection | 3956982
1337 | 0870-OPE-DD-378-TAD 1 | Compensator Inspection | 21 | 22 | 2 - Subj Inspection | 0100870COBG | TAD 1 EXPANSION JOINTS |  |  |  |  | Compensator PS17B | DD | OPE | TAD 1 Compensator Inspection | 1. Inspection of the expansion joint o General condition o Internal and external deposits o Internal and external fluid accumulation o Mechanical damages o Missing or loose fixation elements o Leaking medium or condensate o Periphery (e.g. adjacent plant components, duct parts and neighbouring insulation) o Adherence to the specified operation conditions o Temperature measuring if necessary 2. Register all findings 3. Create orders to repair/replace where required |  |  | 378 | [5 empty] | OPERATIONAL TASKS | Data created/will be sent for upload | 0870-OPE-DD-378-TAD 1 Compensator Inspection | 3956982
1338 | 0870-OPE-DD-378-TAD 1 | Duct Inspection | 21 | 15 | 2 - Subj Inspection | 0100870COBB | TAD 1 GENERAL DUCTS | 010-0871-DUC-001-00 |  |  |  |  | DD | OPE | TAD 1 Duct Inspection |  |  |  | 378 | [5 empty] | OPERATIONAL TASKS | Data created/will be sent for upload | 0870-OPE-DD-378-TAD 1 Duct Inspection | 3956982
1339 | 0870-OPE-DD-378-TAD 2 | Compensator Inspection | 21 | 22 | 2 - Subj Inspection | 0100870CPBG | TAD 2 EXPANSION JOINTS |  |  |  |  | Compensator AS17A | DD | OPE | TAD 2 Compensator Inspection | 1. Inspection of the expansion joint o General condition o Internal and external deposits o Internal and external fluid accumulation o Mechanical damages o Missing or loose fixation elements o Leaking medium or condensate o Periphery (e.g. adjacent plant components, duct parts and neighbouring insulation) o Adherence to the specified operation conditions o Temperature measuring if necessary 2. Register all findings 3. Create orders to repair/replace where required |  |  | 378 | [5 empty] | OPERATIONAL TASKS | Data created/will be sent for upload | 0870-OPE-DD-378-TAD 2 Compensator Inspection | 3956982
1340 | 0870-OPE-DD-378-TAD 2 | Compensator Inspection | 21 | 22 | 2 - Subj Inspection | 0100870CPBG | TAD 2 EXPANSION JOINTS |  |  |  |  | Compensator AS17B | DD | OPE | TAD 2 Compensator Inspection | 1. Inspection of the expansion joint o General condition o Internal and external deposits o Internal and external fluid accumulation o Mechanical damages o Missing or loose fixation elements o Leaking medium or condensate o Periphery (e.g. adjacent plant components, duct parts and neighbouring insulation) o Adherence to the specified operation conditions o Temperature measuring if necessary 2. Register all findings 3. Create orders to repair/replace where required |  |  | 378 | [5 empty] | OPERATIONAL TASKS | Data created/will be sent for upload | 0870-OPE-DD-378-TAD 2 Compensator Inspection | 3956982
1341 | 0870-OPE-DD-378-TAD 2 | Duct Inspection | 21 | 15 | 2 - Subj Inspection | 0100870CPBB | TAD 2 GENERAL DUCTS | 010-0872-DUC-001-00 |  |  |  |  | DD | OPE | TAD 2 Duct Inspection |  |  |  | 378 | [5 empty] | OPERATIONAL TASKS | Data created/will be sent for upload | 0870-OPE-DD-378-TAD 2 Duct Inspection | 3956982
1342 | 0870-OPE-DD-378-YANKEE BOARD | Yankee Board Sand/Polish | 28 | 24 | 5 - Other | 0100870D | YANKEE SECTION | [5 empty] | DD | OPE | Yankee Board Sand/Polish |  |  |  | 378 | [5 empty] | OPERATIONAL TASKS | Data created/will be sent for upload | 0870-OPE-DD-378-YANKEE BOARD Yankee Board Sand/Polish | 3956982
1131 | 0870-OPE-DD-84-TAD 2 | ROLL EXTERNAL CLEANING | 20 | 22 | 1C - Clean | 0100870CDA | TAD 2 CYLINDER | 010-0870-TAD-002-00 |  |  |  |  | DD | OPE | TAD Roll 2 Cleaning-External |  |  |  | 84 | [5 empty] | OPERATIONAL TASKS | Data created/will be sent for upload | 0870-OPE-DD-84-TAD 2 ROLL EXTERNAL CLEANING | 3956940
1132 | 0870-OPE-DD-84-TAD SECTION | CHROME ROLL CLEANING | 26 | 20 | 1C - Clean | 0100870C | TAD SECTION |  | 0100870CB | TAD 1 EXIT ROLL 2 | 010-0870-ROL-013-00 | Roll Surface | DD | OPE | Clean Roll |  |  |  | 84 | [5 empty] | OPERATIONAL TASKS | Data created/will be sent for upload | 0870-OPE-DD-84-TAD SECTION CHROME ROLL CLEANING | 3956940
1133 | 0870-OPE-DD-84-TAD SECTION | CHROME ROLL CLEANING | 26 | 20 | 1C - Clean | 0100870C | TAD SECTION |  | 0100870CC | TAD 1 LEAD IN ROLL 3 | 010-0870-ROL-014-00 | Roll Surface | DD | OPE | Clean Roll |  |  |  | 84 | [5 empty] | OPERATIONAL TASKS | Data created/will be sent for upload | 0870-OPE-DD-84-TAD SECTION CHROME ROLL CLEANING | 3956940
1134 | 0870-OPE-DD-84-TAD SECTION | CHROME ROLL CLEANING | 26 | 20 | 1C - Clean | 0100870C | TAD SECTION |  | 0100870CE | TAD 2 EXIT ROLL 5 | 010-0870-ROL-015-00 | Roll Surface | DD | OPE | Clean Roll |  |  |  | 84 | [5 empty] | OPERATIONAL TASKS | Data created/will be sent for upload | 0870-OPE-DD-84-TAD SECTION CHROME ROLL CLEANING | 3956942
1135 | 0870-OPE-DD-84-TAD SECTION | CHROME ROLL CLEANING | 26 | 20 | 1C - Clean | 0100870C | TAD SECTION |  | 0100870CI | TAD FABRIC GUIDE ROLL 9 | 010-0870-ROL-019-00 | Roll Surface | DD | OPE | Clean Roll |  |  |  | 84 | [5 empty] | OPERATIONAL TASKS | Data created/will be sent for upload | 0870-OPE-DD-84-TAD SECTION CHROME ROLL CLEANING | 3956941
1136 | 0870-OPE-DD-84-TAD SECTION | CHROME ROLL CLEANING | 26 | 20 | 1C - Clean | 0100870C | TAD SECTION |  | 0100870CJ | TAD FABRIC FLOODED NIP ROLL 10 | 010-0870-ROL-020-00 | Roll Surface | DD | OPE | Clean Roll |  |  |  | 84 | [5 empty] | OPERATIONAL TASKS | Data created/will be sent for upload | 0870-OPE-DD-84-TAD SECTION CHROME ROLL CLEANING | 3956941
1137 | 0870-OPE-DD-84-TAD SECTION | CHROME ROLL CLEANING | 26 | 20 | 1C - Clean | 0100870C | TAD SECTION |  | 0100870CK | TAD FABRIC 3RD RETURN ROLL 11 | 010-0870-ROL-021-00 | Roll Surface | DD | OPE | Clean Roll |  |  |  | 84 | [5 empty] | OPERATIONAL TASKS | Data created/will be sent for upload | 0870-OPE-DD-84-TAD SECTION CHROME ROLL CLEANING | 3956941
1138 | 0870-OPE-DD-84-TAD SECTION | CHROME ROLL CLEANING | 26 | 20 | 1C - Clean | 0100870C | TAD SECTION |  | 0100870CL | TAD FABRIC RELEASE ROLL 12 | 010-0870-ROL-022-00 | Roll Surface | DD | OPE | Clean Roll |  |  |  | 84 | [5 empty] | OPERATIONAL TASKS | Data created/will be sent for upload | 0870-OPE-DD-84-TAD SECTION CHROME ROLL CLEANING | 3956927
1139 | 0870-OPE-DD-84-TAD SECTION | CHROME ROLL CLEANING | 26 | 20 | 1C - Clean | 0100870C | TAD SECTION |  | 0100870CM | TAD FABRIC STRETCH ROLL 13 | 010-0870-ROL-023-00 | Roll Surface | DD | OPE | Clean Roll |  |  |  | 84 | [5 empty] | OPERATIONAL TASKS | Data created/will be sent for upload | 0870-OPE-DD-84-TAD SECTION CHROME ROLL CLEANING | 3956928
1140 | 0870-OPE-DD-84-TAD SECTION | CHROME ROLL CLEANING | 26 | 20 | 1C - Clean | 0100870C | TAD SECTION |  | 0100870CN | LAST TAD FABRIC RETURN ROLL 14 | 010-0870-ROL-024-00 | Roll Surface | DD | OPE | Clean Roll |  |  |  | 84 | [5 empty] | OPERATIONAL TASKS | Data created/will be sent for upload | 0870-OPE-DD-84-TAD SECTION CHROME ROLL CLEANING | 3956955
1141 | 0870-OPE-DD-84-FORMING SECTION | INNER WIRE CHANGE | 30 | 17 | 1R - Replace | 0100870B | FORMING SECTION | [5 empty] | DD | OPE | IW Change |  |  |  | 84 | [5 empty] | OPERATIONAL TASKS | Data created/will be sent for upload | 0870-OPE-DD-84-FORMING SECTION INNER WIRE CHANGE | 3957022
1249 | 0870-OPE-DD-168-TAD 2 | Roll Internal Inspection | 21 | 24 | 2 - Subj Inspection | 0100870CD | TAD 2 CYLINDER ASSEMBLY |  | 0100870CDA | TAD 2 CYLINDER | 010-0870-TAD-002-00 |  | DD | OPE | TAD 2 Roll Internal Inspection |  |  |  | 168 | [5 empty] | OPERATIONAL TASKS | Data created/will be sent for upload | 0870-OPE-DD-168-TAD 2 Roll Internal Inspection | 3956966
1250 | 0830-OPE-DD-168-TAD BLEND | Chest Cleaning | 25 | 14 | 1C - Clean | 0100830A | TAD BLEND CHEST | 010-0830-TAN-005-00 |  |  |  |  | DD | OPE | TAD Blend Chest Cleaning |  |  |  | 168 | [5 empty] | OPERATIONAL TASKS | Data created/will be sent for upload | 0830-OPE-DD-168-TAD BLEND Chest Cleaning | 3956966
1347 | 0870-OPE-DD-1890-CREPING DR | REBUILD | 27 | 7 | 5 - Other | 0100870D | YANKEE SECTION |  | 0100870DH | CREPING DOCTOR ASSEMBLY | 010-0870-DCT-002-00 | Doctor Blade | DD | OPE | Rebuild |  |  |  | 1890 | [5 empty] | OPERATIONAL TASKS | Data created/will be sent for upload | 0870-OPE-DD-1890-CREPING DR REBUILD | 3956993
1348 | 0870-OPE-DD-1890-CUT OFF DR | REBUILD | 27 | 7 | 5 - Other | 0100870D | YANKEE SECTION |  | 0100870DG | CUT OFF DOCTOR ASSEMBLY | 010-0870-DCT-001-00 | Doctor Blade | DD | OPE | Rebuild |  |  |  | 1890 | [5 empty] | OPERATIONAL TASKS | Data created/will be sent for upload | 0870-OPE-DD-1890-CUT OFF DR REBUILD | 3956984
1349 | 0870-OPE-DD-FORMING | INNER OUTER WIRE WASH | 19 | 21 | 1C - Clean | 0100870B | FORMING SECTION | [5 empty] | DD | OPE | IW/OW Wire Wash | [9 empty] | OPERATIONAL TASKS | Data created/will be sent for upload | 0870-OPE-DD-FORMING INNER OUTER WIRE WASH | 3956972
1179 | 0870-OPE-DD-168-YNK CLEANING | DOCTOR CARTRIDGE CHANGE | 28 | 23 | 1R - Replace | 0100870D | YANKEE SECTION |  | 0100870DI | CLEANING DOCTOR ASSEMBLY | 010-0870-DCT-003-00 | Cartridge | DD | OPE | Change |  |  |  | 168 | [5 empty] | OPERATIONAL TASKS | Data created/will be sent for upload | 0870-OPE-DD-168-YNK CLEANING DOCTOR CARTRIDGE CHANGE | 3956959
1180 | 0870-OPE-DD-168-YNK CLEANING | DOCTOR POLYMERIC TUBE CHANGE | 28 | 28 | 1R - Replace | 0100870D | YANKEE SECTION |  | 0100870DI | CLEANING DOCTOR ASSEMBLY | 010-0870-DCT-003-00 | Polymeric Tube | DD | OPE | Change |  |  |  | 168 | [5 empty] | OPERATIONAL TASKS | Data created/will be sent for upload | 0870-OPE-DD-168-YNK CLEANING DOCTOR POLYMERIC TUBE CHANGE | 3956959
1181 | 0870-OPE-DD-168-YNK CREPING | DOCTOR BACKING BLADE CHANGE | 27 | 27 | 1R - Replace | 0100870D | YANKEE SECTION |  | 0100870DH | CREPING DOCTOR ASSEMBLY | 010-0870-DCT-002-00 | Backing Blade | DD | OPE | Change |  |  |  | 168 | [5 empty] | OPERATIONAL TASKS | Data created/will be sent for upload | 0870-OPE-DD-168-YNK CREPING DOCTOR BACKING BLADE CHANGE | 3956959
1182 | 0870-OPE-DD-168-YNK CREPING | DOCTOR CARTRIDGE CHANGE | 27 | 23 | 1R - Replace | 0100870D | YANKEE SECTION |  | 0100870DH | CREPING DOCTOR ASSEMBLY | 010-0870-DCT-002-00 | Cartridge | DD | OPE | Change |  |  |  | 168 | [5 empty] | OPERATIONAL TASKS | Data created/will be sent for upload | 0870-OPE-DD-168-YNK CREPING DOCTOR CARTRIDGE CHANGE | 3956959
1183 | 0870-OPE-DD-168-YNK CREPING | DOCTOR POLYMERIC TUBE CHANGE | 27 | 28 | 1R - Replace | 0100870D | YANKEE SECTION |  | 0100870DH | CREPING DOCTOR ASSEMBLY | 010-0870-DCT-002-00 | Polymeric Tube | DD | OPE | Change |  |  |  | 168 | [5 empty] | OPERATIONAL TASKS | Data created/will be sent for upload | 0870-OPE-DD-168-YNK CREPING DOCTOR POLYMERIC TUBE CHANGE | 3956960
1184 | 0870-OPE-DD-168-YNK CUT OFF | DOCTOR BACKING BLADE CHANGE | 27 | 27 | 1R - Replace | 0100870D | YANKEE SECTION |  | 0100870DG | CUT OFF DOCTOR ASSEMBLY | 010-0870-DCT-001-00 | Backing Blade | DD | OPE | Change |  |  |  | 168 | [5 empty] | OPERATIONAL TASKS | Data created/will be sent for upload | 0870-OPE-DD-168-YNK CUT OFF DOCTOR BACKING BLADE CHANGE | 3956960
1185 | 0870-OPE-DD-168-YNK CUT OFF | DOCTOR CARTRIDGE CHANGE | 27 | 23 | 1R - Replace | 0100870D | YANKEE SECTION |  | 0100870DG | CUT OFF DOCTOR ASSEMBLY | 010-0870-DCT-001-00 | Cartridge | DD | OPE | Change |  |  |  | 168 | [5 empty] | OPERATIONAL TASKS | Data created/will be sent for upload | 0870-OPE-DD-168-YNK CUT OFF DOCTOR CARTRIDGE CHANGE | 3956960
1186 | 0870-OPE-DD-168-YNK CUT OFF | DOCTOR POLYMERIC TUBE CHANGE | 27 | 28 | 1R - Replace | 0100870D | YANKEE SECTION |  | 0100870DG | CUT OFF DOCTOR ASSEMBLY | 010-0870-DCT-001-00 | Polymeric Tube | DD | OPE | Change |  |  |  | 168 | [5 empty] | OPERATIONAL TASKS | Data created/will be sent for upload | 0870-OPE-DD-168-YNK CUT OFF DOCTOR POLYMERIC TUBE CHANGE | 3956960
1187 | 0833-OPE-DD-168-CLARIFIED TAD | TAD Tray Tank Cleaning | 29 | 22 | 1C - Clean | 0100833E | CLARIFIED TAD TRAY WATER TANK | 010-0833-TAN-002-00 |  |  |  |  | DD | OPE | Clarified TAD Tray Tank Cleaning |  |  |  | 168 | [5 empty] | OPERATIONAL TASKS | Data created/will be sent for upload | 0833-OPE-DD-168-CLARIFIED TAD TAD Tray Tank Cleaning | 3956960
1044 | 0870-OPE-DD-42-FORMING SECTION | Inner Wire Section Cleaning | 30 | 27 | 1C - Clean | 0100870B | FORMING SECTION |  |  |  |  | Inner Wire | DD | OPE | Inner Wire Section Cleaning |  |  |  | 42 | [5 empty] | OPERATIONAL TASKS | Data created/will be sent for upload | 0870-OPE-DD-42-FORMING SECTION Inner Wire Section Cleaning | 3956910
1283 | 0870-OPE-DD-378-CREPING DR | HOLDER ALIGNMENT | 26 | 16 | 1A - Adjust | 0100870D | YANKEE SECTION |  | 0100870DH | CREPING DOCTOR ASSEMBLY | 010-0870-DCT-002-00 | Doctor Holder | DD | OPE | Alignment |  |  |  | 378 | [5 empty] | OPERATIONAL TASKS | Data created/will be sent for upload | 0870-OPE-DD-378-CREPING DR HOLDER ALIGNMENT | 3956971
1284 | 0870-OPE-DD-378-CUT OFF DR | HOLDER ALIGNMENT | 26 | 16 | 1A - Adjust | 0100870D | YANKEE SECTION |  | 0100870DG | CUT OFF DOCTOR ASSEMBLY | 010-0870-DCT-001-00 | Doctor Holder | DD | OPE | Alignment |  |  |  | 378 | [5 empty] | OPERATIONAL TASKS | Data created/will be sent for upload | 0870-OPE-DD-378-CUT OFF DR HOLDER ALIGNMENT | 3956971
1285 | 0830-OPE-DD-378-CORE PRIMARY | Screen Inspection | 28 | 17 | 2 - Subj Inspection | 0100830H | CORE PRIMARY SCREEN | 010-0830-SCR-002-00 |  |  |  |  | DD | OPE | Core Primary Screen Inspection |  |  |  | 378 | [5 empty] | OPERATIONAL TASKS | Data created/will be sent for upload | 0830-OPE-DD-378-CORE PRIMARY Screen Inspection | 3956971
1343 | 0870-OPE-DD-378-YANKEE MAP | Yankee MAP | 26 | 10 | 6 - Other | 0100870D | YANKEE SECTION | [5 empty] | DD | OPE | Yankee MAP |  |  |  | 378 | [5 empty] | OPERATIONAL TASKS | Data created/will be sent for upload | 0870-OPE-DD-378-YANKEE MAP Yankee MAP | 3956982
1344 | 0845-OPE-DD-1134-WET STRENGTH | RESIN TANK 1 CLEANING | 29 | 21 | 1C - Clean | 0100845JB | WET STRENGTH RESIN BULK STORAGE TANK 1 | 010-0845-TAN-001-00 |  |  |  |  | DD | OPE | WSR Tank # 1 Cleaning |  |  |  | 1134 | [5 empty] | OPERATIONAL TASKS | Data created/will be sent for upload | 0845-OPE-DD-1134-WET STRENGTH RESIN TANK 1 CLEANING | 3956982
1104 | 0870-OPE-DD-84-YANKEE SECTION | REPLACE SPRAY BOOM SHOWER | 29 | 25 | 1R - Replace | 0100870D | YANKEE SECTION |  | 0100870DKC | YANKEE CLEANING SHOWER 1 | 010-0870-SWR-403-00 |  | DD | OPE | REMOVE YANKEE SPRAY BOOM SHOWER ASSEMBLY AND INSTALL NEW SHOWER AND NOZZLES. CLEAN REMOVED SPARE SPRAY BOOM SHOWER ASSEMBLY WITH A PRESSURE WASHER AND REPLACE NOZZLES WITH NEW. |  |  |  | 84 | [5 empty] | OPERATIONAL TASKS | Data created/will be sent for upload | 0870-OPE-DD-84-YANKEE SECTION REPLACE SPRAY BOOM SHOWER | 3956927
1105 | 0870-OPE-DD-84-YANKEE SECTION | REPLACE SPRAY BOOM SHOWER | 29 | 25 | 1R - Replace | 0100870D | YANKEE SECTION |  | 0100870DKD | YANKEE CLEANING SHOWER 2 | 010-0870-SWR-404-00 |  | DD | OPE | REMOVE YANKEE SPRAY BOOM SHOWER ASSEMBLY AND INSTALL NEW SHOWER AND NOZZLES. CLEAN REMOVED SPARE SPRAY BOOM SHOWER ASSEMBLY WITH A PRESSURE WASHER AND REPLACE NOZZLES WITH NEW. |  |  |  | 84 | [5 empty] | OPERATIONAL TASKS | Data created/will be sent for upload | 0870-OPE-DD-84-YANKEE SECTION REPLACE SPRAY BOOM SHOWER | 3956927
1106 | 0870-OPE-DD-84-YANKEE SECTION | REPLACE SPRAY BOOM SHOWER | 29 | 25 | 1R - Replace | 0100870D | YANKEE SECTION |  | 0100870DKE | YANKEE COATING SHOWER | 010-0870-SWR-401-00 |  | DD | OPE | REMOVE YANKEE SPRAY BOOM SHOWER ASSEMBLY AND INSTALL NEW SHOWER AND NOZZLES. CLEAN REMOVED SPARE SPRAY BOOM SHOWER ASSEMBLY WITH A PRESSURE WASHER AND REPLACE NOZZLES WITH NEW. |  |  |  | 84 | [5 empty] | OPERATIONAL TASKS | Data created/will be sent for upload | 0870-OPE-DD-84-YANKEE SECTION REPLACE SPRAY BOOM SHOWER | 3956963
1107 | 0870-OPE-DD-84-ROLL DR BLADES | ROLL DOCTOR BLADE ROUTINE | 29 | 25 | 5 - Other | 0100870B | FORMING SECTION |  | 0100870B30A | SEPARATION FLY ROLL 1 DOCTOR |  |  | DD | OPE | Roll Dr. Blade Routine |  |  |  | 84 | [5 empty] | OPERATIONAL TASKS | Data created/will be sent for upload | 0870-OPE-DD-84-ROLL DR BLADES ROLL DOCTOR BLADE ROUTINE | 3956921
1082 | 0870-OPE-DD-42-SHEET TRANSFER | Sheet Support Cleaning | 29 | 22 | 1C - Clean | 0100870G | SHEET TRANSFER AND TAIL THREADING |  | 0100870GB | MOVABLE SHEET SUPPORT ASSEMBLY |  |  | DD | OPE | Reel Section Sheet Support Cleaning |  |  |  | 42 | [5 empty] | OPERATIONAL TASKS | Data created/will be sent for upload | 0870-OPE-DD-42-SHEET TRANSFER Sheet Support Cleaning | 3956920
1083 | 0870-OPE-DD-42-SHEET TRANSFER | Sheet Support Cleaning | 29 | 22 | 1C - Clean | 0100870G | SHEET TRANSFER AND TAIL THREADING |  | 0100870GC | ACTIVE AIR FOIL AFTER THE CALENDER ASSEMBLY |  |  | DD | OPE | Reel Section Sheet Support Cleaning |  |  |  | 42 | [5 empty] | OPERATIONAL TASKS | Data created/will be sent for upload | 0870-OPE-DD-42-SHEET TRANSFER Sheet Support Cleaning | 3956996
1084 | 0870-OPE-DD-42-SHEET TRANSFER | Sheet Support Cleaning | 29 | 22 | 1C - Clean | 0100870G | SHEET TRANSFER AND TAIL THREADING |  | 0100870GD | ACTIVE AIR FOIL AFTER THE SCANNER ASSEMBLY |  |  | DD | OPE | Reel Section Sheet Support Cleaning |  |  |  | 42 | [5 empty] | OPERATIONAL TASKS | Data created/will be sent for upload | 0870-OPE-DD-42-SHEET TRANSFER Sheet Support Cleaning | 3956929
1085 | 0870-OPE-DD-42-SHEET TRANSFER | Sheet Support Cleaning | 29 | 22 | 1C - Clean | 0100870G | SHEET TRANSFER AND TAIL THREADING |  | 0100870GE | ACTIVE AIR FOIL BEFORE THE SCANNER ASSEMBLY |  |  | DD | OPE | Reel Section Sheet Support Cleaning |  |  |  | 42 | [5 empty] | OPERATIONAL TASKS | Data created/will be sent for upload | 0870-OPE-DD-42-SHEET TRANSFER Sheet Support Cleaning | 3956922
1086 | 0870-OPE-DD-42-SHEET TRANSFER | Reel Thread up Chute Cleaning | 29 | 29 | 1C - Clean | 0100870G | SHEET TRANSFER AND TAIL THREADING |  | 0100870GF | TAIL THREADING CHUTES ASSEMBLY |  |  | DD | OPE | Reel Thread up Chute Cleaning |  |  |  | 42 | [5 empty] | OPERATIONAL TASKS | Data created/will be sent for upload | 0870-OPE-DD-42-SHEET TRANSFER Reel Thread up Chute Cleaning | 3956922
1087 | 0870-OPE-QI-42-REEL SECTION | REPLACE FILTER ON GLUE PUMP | 27 | 27 | 1R - Replace | 0100870H | REEL SECTION |  |  |  |  | Glue pump filter | QI | OPE | REPLACE FILTER ON GLUE PUMP |  |  |  | 42 |  |  |  |  | We need to identify which pump is this and order the spare | OPERATIONAL TASKS | Data created/will be sent for upload | 0870-OPE-QI-42-REEL SECTION REPLACE FILTER ON GLUE PUMP | 3956922
1079 | 0870-OPE-DD-42-REEL SECTION | Active Airfoil Zone Cleaning | 27 | 28 | 1C - Clean | 0100864DC | ACTIVE AIRFOIL 3 | 010-0864-AAF-103-00 |  |  |  |  | DD | OPE | Reel Section Active Air Foil Cleaning |  |  |  | 42 | [5 empty] | OPERATIONAL TASKS | Data created/will be sent for upload | 0870-OPE-DD-42-REEL SECTION Active Airfoil Zone Cleaning | 3956924
1081 | 0870-OPE-DD-42-SHEET TRANSFER | Sheet Support Cleaning | 29 | 22 | 1C - Clean | 0100870G | SHEET TRANSFER AND TAIL THREADING |  | 0100870GA | SHEET SUPPORT UNDER DOCTOR ASSEMBLY |  |  | DD | OPE | Reel Section Sheet Support Cleaning |  |  |  | 42 | [5 empty] | OPERATIONAL TASKS | Data created/will be sent for upload | 0870-OPE-DD-42-SHEET TRANSFER Sheet Support Cleaning | 3956920
1314 | 0870-OPE-DD-378-REEL VACUUM | Box Cover Inspection | 27 | 20 | 2 - Subj Inspection | 0100870H | REEL SECTION |  |  |  |  | Connections and Seals | DD | OPE | Inspect for wear and damage |  |  |  | 378 | [5 empty] | OPERATIONAL TASKS | Data created/will be sent for upload | 0870-OPE-DD-378-REEL VACUUM Box Cover Inspection | 3956977
1315 | 0870-OPE-DD-378-REEL VACUUM | Box Cover Inspection | 27 | 20 | 2 - Subj Inspection | 0100870H | REEL SECTION |  |  |  |  | Vacuum Pipe | DD | OPE | Inspect for wear and damage |  |  |  | 378 | [5 empty] | OPERATIONAL TASKS | Data created/will be sent for upload | 0870-OPE-DD-378-REEL VACUUM Box Cover Inspection | 3957020
1316 | 0870-OPE-DD-378-REEL VACUUM | Box Cover Inspection | 27 | 20 | 2 - Subj Inspection | 0100870H | REEL SECTION |  |  |  |  | Inspection Ports | DD | OPE | Inspect for wear and damage |  |  |  | 378 | [5 empty] | OPERATIONAL TASKS | Data created/will be sent for upload | 0870-OPE-DD-378-REEL VACUUM Box Cover Inspection | 3956975
1317 | 0870-OPE-DD-378-REEL VACUUM | Box Cover Inspection | 27 | 20 | 1C - Clean | 0100870H | REEL SECTION |  |  |  |  | Vacuum Box | DD | OPE | Cleaning vacuum box Always use a safety harness when working on the vacuum box. Use intended lifting eye to secure the safety harness (see figure). Use the following tools: Safety harness and rope Plywood plate or similar, 2 x 2 m Spanner Procedure Do not use water when cleaning. Detach lids Clean inside the vacuum box by hand and by using compressed air. If necessary, also detach lid E and hose connection F and clean inside. Reattach all lids and tighten all screws. |  |  |  | 378 | [5 empty] | OPERATIONAL TASKS | Data created/will be sent for upload | 0870-OPE-DD-378-REEL VACUUM Box Cover Inspection | 3957026
1318 | 0836-OPE-DD-378-TB1 VACUUM | Box Cover Inspection | 26 | 20 | 2 - Subj Inspection | 0100836A | PRE SEPARATOR TB1 1 | 010-0836-SEP-001-00 |  |  |  | Vacuum Box | DD | OPE | Inspect for wear and damage |  |  |  | 378 | [5 empty] | OPERATIONAL TASKS | Data created/will be sent for upload | 0836-OPE-DD-378-TB1 VACUUM Box Cover Inspection | 3956946
1098 | 0870-OPE-DD-84-REEL SECTION | Chrome Roll Cleaning | 27 | 20 | 1C - Clean | 0100870H | REEL SECTION |  | 0100870HLA | BELT LEAD ROLL 1 | 010-0870-ROL-028-00 | Roll Surface | DD | OPE | Clean Roll |  |  |  | 84 | [5 empty] | OPERATIONAL TASKS | Data created/will be sent for upload | 0870-OPE-DD-84-REEL SECTION Chrome Roll Cleaning | 3956924
1099 | 0870-OPE-DD-84-REEL SECTION | Chrome Roll Cleaning | 27 | 20 | 1C - Clean | 0100870H | REEL SECTION |  | 0100870HLB | BELT LEAD ROLL 2 | 010-0870-ROL-026-00 | Roll Surface | DD | OPE | Clean Roll |  |  |  | 84 | [5 empty] | OPERATIONAL TASKS | Data created/will be sent for upload | 0870-OPE-DD-84-REEL SECTION Chrome Roll Cleaning | 3956925
1100 | 0870-OPE-DD-84-REEL SECTION | Chrome Roll Cleaning | 27 | 20 | 1C - Clean | 0100870H | REEL SECTION |  | 0100870HLC | BELT LEAD ROLL 3 | 010-0870-ROL-029-00 | Roll Surface | DD | OPE | Clean Roll |  |  |  | 84 | [5 empty] | OPERATIONAL TASKS | Data created/will be sent for upload | 0870-OPE-DD-84-REEL SECTION Chrome Roll Cleaning | 3956925
1101 | 0870-OPE-DD-84-REEL SECTION | Chrome Roll Cleaning | 27 | 20 | 1C - Clean | 0100870H | REEL SECTION |  | 0100870HLD | BELT LEAD ROLL 4 | 010-0870-ROL-030-00 | Roll Surface | DD | OPE | Clean Roll |  |  |  | 84 | [5 empty] | OPERATIONAL TASKS | Data created/will be sent for upload | 0870-OPE-DD-84-REEL SECTION Chrome Roll Cleaning | 3956925
1102 | 0870-OPE-DD-84-REEL SECTION | Chrome Roll Cleaning | 27 | 20 | 1C - Clean | 0100870H | REEL SECTION |  | 0100870HLE | BELT LEAD ROLL 5 | 010-0870-ROL-031-00 | Roll Surface | DD | OPE | Clean Roll |  |  |  | 84 | [5 empty] | OPERATIONAL TASKS | Data created/will be sent for upload | 0870-OPE-DD-84-REEL SECTION Chrome Roll Cleaning | 3956922
1103 | 0870-OPE-DD-84-YANKEE SECTION | REPLACE SPRAY BOOM SHOWER | 29 | 25 | 1R - Replace | 0100870D | YANKEE SECTION |  | 0100870DKA | YANKEE EDGE SHOWER | 010-0870-SWR-402-00 |  | DD | OPE | REMOVE YANKEE SPRAY BOOM SHOWER ASSEMBLY AND INSTALL NEW SHOWER AND NOZZLES. CLEAN REMOVED SPARE SPRAY BOOM SHOWER ASSEMBLY WITH A PRESSURE WASHER AND REPLACE NOZZLES WITH NEW. |  |  |  | 84 | [5 empty] | OPERATIONAL TASKS | Data created/will be sent for upload | 0870-OPE-DD-84-YANKEE SECTION REPLACE SPRAY BOOM SHOWER | 3956939
1088 | 0870-OPE-DD-42-ROLL HANDLING | Area Cleaning | 28 | 13 | 1C - Clean | 0100870I | ROLL HANDLING SECTION | [5 empty] | DD | OPE | Sheet handling Section Cleaning |  |  |  | 42 | [5 empty] | OPERATIONAL TASKS | Data created/will be sent for upload | 0870-OPE-DD-42-ROLL HANDLING Area Cleaning | 3956922
1089 | 0870-OPE-DD-42-TAD SECTION | Area Cleaning | 26 | 13 | 1C - Clean | 0100870C | TAD SECTION | [5 empty] | DD | OPE | TAD Section Cleaning |  |  |  | 42 | [5 empty] | OPERATIONAL TASKS | Data created/will be sent for upload | 0870-OPE-DD-42-TAD SECTION Area Cleaning | 3956922
1197 | 0870-OPE-DD-168-CLEAN/CHANGE | IW EDGE TRIM SHOWER | 28 | 19 | 1C - Clean | 0100870BZ | SHOWER ASSEMBLY |  | 0100870BZR | INNER WIRE EDGE TRIM SHOWER | 010-0870-SWR-209-00 | Shower/Nozzles | DD | OPE | Inspect Shower including nozzles Clean shower and nozzles if required If needed, remove shower head and replace for a cleaned one. |  |  |  | 168 | [5 empty] | OPERATIONAL TASKS | Data created/will be sent for upload | 0870-OPE-DD-168-CLEAN/CHANGE IW EDGE TRIM SHOWER | 3956962
1198 | 0870-OPE-DD-168-CLEAN/CHANGE | IW oscillating hp needle SHWR | 28 | 29 | 1C - Clean | 0100870BZ | SHOWER ASSEMBLY |  | 0100870BZP | INNER WIRE OSCILLATING HIGH PRESSURE NEEDLE SHOWER | 010-0870-SWR-206-00 | Shower/Nozzles | DD | OPE | Inspect Shower including nozzles Clean shower and nozzles if required If needed, remove shower head and replace for a cleaned one. |  |  |  | 168 | [5 empty] | OPERATIONAL TASKS | Data created/will be sent for upload | 0870-OPE-DD-168-CLEAN/CHANGE IW oscillating hp needle SHWR | 3956988
1199 | 0870-OPE-DD-168-CLEAN/CHANGE | IW pan flushing SHOWER | 28 | 22 | 1C - Clean | 0100870BZ | SHOWER ASSEMBLY |  | 0100870BZT | INNER WIRE PAN FLUSHING SHOWER | 010-0870-SWR-211-00 | Shower/Nozzles | DD | OPE | Inspect Shower including nozzles Clean shower and nozzles if required If needed, remove shower head and replace for a cleaned one. |  |  |  | 168 | [5 empty] | OPERATIONAL TASKS | Data created/will be sent for upload | 0870-OPE-DD-168-CLEAN/CHANGE IW pan flushing SHOWER | 3956963
1200 | 0870-OPE-DD-168-CLEAN/CHANGE | IW roll lubrication SHOWER 2 | 28 | 28 | 1C - Clean | 0100870BZ | SHOWER ASSEMBLY |  | 0100870BZL | INNER WIRE ROLL LUBRICATION SHOWER 2 | 010-0870-SWR-202-00 | Shower/Nozzles | DD | OPE | Inspect Shower including nozzles Clean shower and nozzles if required If needed, remove shower head and replace for a cleaned one. |  |  |  | 168 | [5 empty] | OPERATIONAL TASKS | Data created/will be sent for upload | 0870-OPE-DD-168-CLEAN/CHANGE IW roll lubrication SHOWER 2 | 3956963
1201 | 0870-OPE-DD-168-CLEAN/CHANGE | IW roll lubrication SHOWER 3 | 28 | 29 | 1C - Clean | 0100870BZ | SHOWER ASSEMBLY |  | 0100870BZM | INNER WIRE ROLL LUBRICATION SHOWER 3 | 010-0870-SWR-203-00 | Shower/Nozzles | DD | OPE | Inspect Shower including nozzles Clean shower and nozzles if required If needed, remove shower head and replace for a cleaned one. |  |  |  | 168 | [5 empty] | OPERATIONAL TASKS | Data created/will be sent for upload | 0870-OPE-DD-168-CLEAN/CHANGE IW roll lubrication SHOWER 3 | 3956963
1202 | 0870-OPE-DD-168-CLEAN/CHANGE | IW roll lubrication SHOWER 4 | 28 | 28 | 1C - Clean | 0100870BZ | SHOWER ASSEMBLY |  | 0100870BZN | INNER WIRE ROLL LUBRICATION SHOWER 4 | 010-0870-SWR-204-00 | Shower/Nozzles | DD | OPE | Inspect Shower including nozzles Clean shower and nozzles if required If needed, remove shower head and replace for a cleaned one. |  |  |  | 168 | [5 empty] | OPERATIONAL TASKS | Data created/will be sent for upload | 0870-OPE-DD-168-CLEAN/CHANGE IW roll lubrication SHOWER 4 | 3956963
1203 | 0870-OPE-DD-168-CLEAN/CHANGE | IW roll lubrication SHOWER 1 | 28 | 28 | 1C - Clean | 0100870BZ | SHOWER ASSEMBLY |  | 0100870BZK | INNER WIRE ROLL LUBRICATION SHOWER 1 | 010-0870-SWR-201-00 | Shower/Nozzles | DD | OPE | Inspect Shower including nozzles Clean shower and nozzles if required If needed, remove shower head and replace for a cleaned one. |  |  |  | 168 | [5 empty] | OPERATIONAL TASKS | Data created/will be sent for upload | 0870-OPE-DD-168-CLEAN/CHANGE IW roll lubrication SHOWER 1 | 3956963
1204 | 0870-OPE-DD-168-CLEAN/CHANGE | IW roof cleaning SHOWER1 | 28 | 24 | 1C - Clean | 0100870BZ | SHOWER ASSEMBLY |  | 0100870BZV | INNER WIRE ROOF CLEANING SHOWER 1 | 010-0870-SWR-216-00 | Shower/Nozzles | DD | OPE | Inspect Shower including nozzles Clean shower and nozzles if required If needed, remove shower head and replace for a cleaned one. |  |  |  | 168 | [5 empty] | OPERATIONAL TASKS | Data created/will be sent for upload | 0870-OPE-DD-168-CLEAN/CHANGE IW roof cleaning SHOWER1 | 3956963
1205 | 0870-OPE-DD-168-CLEAN/CHANGE | IW roof cleaning SHOWER 2 | 28 | 25 | 1C - Clean | 0100870BZ | SHOWER ASSEMBLY |  | 0100870BZW | INNER WIRE ROOF CLEANING SHOWER 2 | 010-0870-SWR-217-00 | Shower/Nozzles | DD | OPE | Inspect Shower including nozzles Clean shower and nozzles if required If needed, remove shower head and replace for a cleaned one. |  |  |  | 168 | [5 empty] | OPERATIONAL TASKS | Data created/will be sent for upload | 0870-OPE-DD-168-CLEAN/CHANGE IW roof cleaning SHOWER 2 | 3956963
1206 | 0870-OPE-DD-168-CLEAN/CHANGE | IW roof cleaning SHOWER 3 | 28 | 25 | 1C - Clean | 0100870BZ | SHOWER ASSEMBLY |  | 0100870BZX | INNER WIRE ROOF CLEANING SHOWER 3 | 010-0870-SWR-218-00 | Shower/Nozzles | DD | OPE | Inspect Shower including nozzles Clean shower and nozzles if required If needed, remove shower head and replace for a cleaned one. |  |  |  | 168 | [5 empty] | OPERATIONAL TASKS | Data created/will be sent for upload | 0870-OPE-DD-168-CLEAN/CHANGE IW roof cleaning SHOWER 3 | 3956963
1207 | 0870-OPE-DD-168-CLEAN/CHANGE | IW roof cleaning SHOWER 4 | 28 | 25 | 1C - Clean | 0100870BZ | SHOWER ASSEMBLY |  | 0100870BZY | INNER WIRE ROOF CLEANING SHOWER 4 | 010-0870-SWR-219-00 | Shower/Nozzles | DD | OPE | Inspect Shower including nozzles Clean shower and nozzles if required If needed, remove shower head and replace for a cleaned one. |  |  |  | 168 | [5 empty] | OPERATIONAL TASKS | Data created/will be sent for upload | 0870-OPE-DD-168-CLEAN/CHANGE IW roof cleaning SHOWER 4 | 3956963
1208 | 0870-OPE-DD-168-CLEAN/CHANGE | IW trim removal SHOWER | 28 | 22 | 1C - Clean | 0100870BZ | SHOWER ASSEMBLY |  | 0100870BZS | INNER WIRE TRIM REMOVAL SHOWER | 010-0870-SWR-210-00 | Shower/Nozzles | DD | OPE | Inspect Shower including nozzles Clean shower and nozzles if required If needed, remove shower head and replace for a cleaned one. |  |  |  | 168 | [5 empty] | OPERATIONAL TASKS | Data created/will be sent for upload | 0870-OPE-DD-168-CLEAN/CHANGE IW trim removal SHOWER | 3956963
1209 | 0870-OPE-DD-168-CLEAN/CHANGE | OW chemical SHOWER | 28 | 18 | 1C - Clean | 0100870BZ | SHOWER ASSEMBLY |  | 0100870BZH | OUTER WIRE CHEMICAL SHOWER | 010-0870-SWR-108-00 | Shower/Nozzles | DD | OPE | Inspect Shower including nozzles Clean shower and nozzles if required If needed, remove shower head and replace for a cleaned one. |  |  |  | 168 | [5 empty] | OPERATIONAL TASKS | Data created/will be sent for upload | 0870-OPE-DD-168-CLEAN/CHANGE OW chemical SHOWER | 3956963
1210 | 0870-OPE-DD-168-CLEAN/CHANGE | OW Lubrication SHOWER 1 | 28 | 23 | 1C - Clean | 0100870BZ | SHOWER ASSEMBLY |  | 0100870BZC | OUTER WIRE ROLL LUBRICATION SHOWER 1 | 010-0870-SWR-103-00 | Shower/Nozzles | DD | OPE | Inspect Shower including nozzles Clean shower and nozzles if required If needed, remove shower head and replace for a cleaned one. |  |  |  | 168 | [5 empty] | OPERATIONAL TASKS | Data created/will be sent for upload | 0870-OPE-DD-168-CLEAN/CHANGE OW Lubrication SHOWER 1 | 3956963
1211 | 0870-OPE-DD-168-CLEAN/CHANGE | OW Lubrication SHOWER 2 | 28 | 23 | 1C - Clean | 0100870BZ | SHOWER ASSEMBLY |  | 0100870BZD | OUTER WIRE ROLL LUBRICATION SHOWER 2 | 010-0870-SWR-104-00 | Shower/Nozzles | DD | OPE | Inspect Shower including nozzles Clean shower and nozzles if required If needed, remove shower head and replace for a cleaned one. |  |  |  | 168 | [5 empty] | OPERATIONAL TASKS | Data created/will be sent for upload | 0870-OPE-DD-168-CLEAN/CHANGE OW Lubrication SHOWER 2 | 3956963
1212 | 0870-OPE-DD-168-CLEAN/CHANGE | OW oscillating hp needle SHWR | 28 | 29 | 1C - Clean | 0100870BZ | SHOWER ASSEMBLY |  | 0100870BZF | OUTER WIRE OSCILLATING HIGH PRESSURE NEEDLE SHOWER | 010-0870-SWR-106-00 | Shower/Nozzles | DD | OPE | Inspect Shower including nozzles Clean shower and nozzles if required If needed, remove shower head and replace for a cleaned one. |  |  |  | 168 | [5 empty] | OPERATIONAL TASKS | Data created/will be sent for upload | 0870-OPE-DD-168-CLEAN/CHANGE OW oscillating hp needle SHWR | 3956963
1213 | 0870-OPE-DD-168-CLEAN/CHANGE | OW passivatioN SHOWER | 28 | 21 | 1C - Clean | 0100870BZ | SHOWER ASSEMBLY |  | 0100870BZJ | OUTER WIRE PASSIVATION SHOWER | 010-0870-SWR-110-00 | Shower/Nozzles | DD | OPE | Inspect Shower including nozzles Clean shower and nozzles if required If needed, remove shower head and replace for a cleaned one. |  |  |  | 168 | [5 empty] | OPERATIONAL TASKS | Data created/will be sent for upload | 0870-OPE-DD-168-CLEAN/CHANGE OW passivatioN SHOWER | 3956963
1214 | 0870-OPE-DD-168-CLEAN/CHANGE | OW tray cleaning SHOWER | 28 | 23 | 1C - Clean | 0100870BZ | SHOWER ASSEMBLY |  | 0100870BZI | OUTER WIRE TRAY CLEANING SHOWER | 010-0870-SWR-109-00 | Shower/Nozzles | DD | OPE | Inspect Shower including nozzles Clean shower and nozzles if required If needed, remove shower head and replace for a cleaned one. |  |  |  | 168 | [5 empty] | OPERATIONAL TASKS | Data created/will be sent for upload | 0870-OPE-DD-168-CLEAN/CHANGE OW tray cleaning SHOWER | 3956963
1215 | 0870-OPE-DD-168-CLEAN/CHANGE | reel belt center slitter SHWR | 28 | 29 | 1C - Clean | 0100870HLP | WATER SHOWER ASSEMBLY |  | 0100870HLPB | REEL BELT CENTER SLITTER | 010-0870-SWR-502-00 |  | DD | OPE | Inspect Shower including nozzles Clean shower and nozzles if required If needed, remove shower head and replace for a cleaned one. |  |  |  | 168 | [5 empty] | OPERATIONAL TASKS | Data created/will be sent for upload | 0870-OPE-DD-168-CLEAN/CHANGE reel belt center slitter SHWR | 3956963
1227 | 0870-OPE-DD-168-CLEAN/CHANGE | IW hp fan SHOWER | 28 | 16 | 1C - Clean | 0100870BZ | SHOWER ASSEMBLY |  | 0100870BZQ | INNER WIRE HI PRESS FAN SHOWER | 010-0870-SWR-207-00 |  | DD | OPE | Inspect Shower including nozzles Clean shower and nozzles if required If needed, remove shower head and replace for a cleaned one. |  |  |  | 378 | [5 empty] | OPERATIONAL TASKS | Data created/will be sent for upload | 0870-OPE-DD-168-CLEAN/CHANGE IW hp fan SHOWER | 3956966
1228 | 0870-OPE-DD-168-CLEAN/CHANGE | OW flooded nip SHOWER | 28 | 21 | 1C - Clean | 0100870BZ | SHOWER ASSEMBLY |  | 0100870BZE | OUTER WIRE FLOODED NIP SHOWER | 010-0870-SWR-105-00 |  | DD | OPE | Inspect Shower including nozzles Clean shower and nozzles if required If needed, remove shower head and replace for a cleaned one. |  |  |  | 378 | [5 empty] | OPERATIONAL TASKS | Data created/will be sent for upload | 0870-OPE-DD-168-CLEAN/CHANGE OW flooded nip SHOWER | 3956966
1229 | 0870-OPE-DD-168-CLEAN/CHANGE | OW hp fan SHOWER | 28 | 16 | 1C - Clean | 0100870BZ | SHOWER ASSEMBLY |  | 0100870BZG | OUTER WIRE HI PRESS FAN SHOWER | 010-0870-SWR-107-00 |  | DD | OPE | Inspect Shower including nozzles Clean shower and nozzles if required If needed, remove shower head and replace for a cleaned one. |  |  |  | 378 | [5 empty] | OPERATIONAL TASKS | Data created/will be sent for upload | 0870-OPE-DD-168-CLEAN/CHANGE OW hp fan SHOWER | 3956966
1230 | 0870-OPE-DD-168-CLEAN/CHANGE | tad fabric flooded nip SHOWER | 28 | 29 | 1C - Clean | 0100870C27 | SHOWERS TAD ASSEMBLY |  | 0100870C27A | TAD FABRIC FLOODED NIP SHOWER | 010-0870-SWR-306-00 |  | DD | OPE | Inspect Shower including nozzles Clean shower and nozzles if required If needed, remove shower head and replace for a cleaned one. |  |  |  | 378 | [5 empty] | OPERATIONAL TASKS | Data created/will be sent for upload | 0870-OPE-DD-168-CLEAN/CHANGE tad fabric flooded nip SHOWER | 3956966
1216 | 0870-OPE-DD-168-CLEAN/CHANGE | reel belt cleaning SHOWER | 28 | 25 | 1C - Clean | 0100870HLP | WATER SHOWER ASSEMBLY |  | 0100870HLPA | REEL BELT CLEANING SHOWER | 010-0870-SWR-501-00 |  | DD | OPE | Inspect Shower including nozzles Clean shower and nozzles if required If needed, remove shower head and replace for a cleaned one. |  |  |  | 168 | [5 empty] | OPERATIONAL TASKS | Data created/will be sent for upload | 0870-OPE-DD-168-CLEAN/CHANGE reel belt cleaning SHOWER | 3956963
1217 | 0870-OPE-DD-168-CLEAN/CHANGE | reel belt jet drain flush SHWR | 28 | 30 | 1C - Clean | 0100870HLP | WATER SHOWER ASSEMBLY |  | 0100870HLPC | REEL BELT JET DRAIN FLUSH | 010-0870-SWR-503-00 |  | DD | OPE | Inspect Shower including nozzles Clean shower and nozzles if required If needed, remove shower head and replace for a cleaned one. |  |  |  | 168 | [5 empty] | OPERATIONAL TASKS | Data created/will be sent for upload | 0870-OPE-DD-168-CLEAN/CHANGE reel belt jet drain flush SHWR | 3956963
1218 | 0870-OPE-DD-168-CLEAN/CHANGE | tad fabric osc. impact SHOWER | 28 | 29 | 1C - Clean | 0100870C27 | SHOWERS TAD ASSEMBLY |  | 0100870C27C | TAD FABRIC OSCILLATING IMPACT SHOWER | 010-0870-SWR-307-00 |  | DD | OPE | Inspect Shower including nozzles Clean shower and nozzles if required If needed, remove shower head and replace for a cleaned one. |  |  |  | 168 | [5 empty] | OPERATIONAL TASKS | Data created/will be sent for upload | 0870-OPE-DD-168-CLEAN/CHANGE tad fabric osc. impact SHOWER | 3956966
1219 | 0870-OPE-DD-168-CLEAN/CHANGE | tad fabric pan flushing SHWR 1 | 28 | 30 | 1C - Clean | 0100870C27 | SHOWERS TAD ASSEMBLY |  | 0100870C27D | TAD FABRIC PAN FLUSHING SHWR 1 | 010-0870-SWR-303-00 |  | DD | OPE | Inspect Shower including nozzles Clean shower and nozzles if required If needed, remove shower head and replace for a cleaned one. |  |  |  | 168 | [5 empty] | OPERATIONAL TASKS | Data created/will be sent for upload | 0870-OPE-DD-168-CLEAN/CHANGE tad fabric pan flushing SHWR 1 | 3957011
1220 | 0870-OPE-DD-168-CLEAN/CHANGE | tad fabric pan flushing SHWR 2 | 28 | 30 | 1C - Clean | 0100870C27 | SHOWERS TAD ASSEMBLY |  | 0100870C27E | TAD FABRIC PAN FLUSHING SHWR 2 | 010-0870-SWR-304-00 |  | DD | OPE | Inspect Shower including nozzles Clean shower and nozzles if required If needed, remove shower head and replace for a cleaned one. |  |  |  | 168 | [5 empty] | OPERATIONAL TASKS | Data created/will be sent for upload | 0870-OPE-DD-168-CLEAN/CHANGE tad fabric pan flushing SHWR 2 | 3956944
1221 | 0870-OPE-DD-168-CLEAN/CHANGE | tad fabric pan flushing SHWR 3 | 28 | 30 | 1C - Clean | 0100870C27 | SHOWERS TAD ASSEMBLY |  | 0100870C27F | TAD FABRIC PAN FLUSHING SHWR 3 | 010-0870-SWR-305-00 |  | DD | OPE | Inspect Shower including nozzles Clean shower and nozzles if required If needed, remove shower head and replace for a cleaned one. |  |  |  | 168 | [5 empty] | OPERATIONAL TASKS | Data created/will be sent for upload | 0870-OPE-DD-168-CLEAN/CHANGE tad fabric pan flushing SHWR 3 | 3956966
1222 | 0870-OPE-DD-168-CLEAN/CHANGE | tad fabric release SHOWER | 28 | 25 | 1C - Clean | 0100870C27 | SHOWERS TAD ASSEMBLY |  | 0100870C27G | TAD FABRIC RELEASE SHOWER | 010-0870-SWR-308-00 |  | DD | OPE | Inspect Shower including nozzles Clean shower and nozzles if required If needed, remove shower head and replace for a cleaned one. |  |  |  | 168 | [5 empty] | OPERATIONAL TASKS | Data created/will be sent for upload | 0870-OPE-DD-168-CLEAN/CHANGE tad fabric release SHOWER | 3956966
1223 | 0870-OPE-DD-168-CLEAN/CHANGE | tad fabric roof clean SHWR 1 | 28 | 28 | 1C - Clean | 0100870C27 | SHOWERS TAD ASSEMBLY |  | 0100870C27H | TAD FABRIC ROOF CLEANING SHOWER 1 | 010-0870-SWR-311-00 |  | DD | OPE | Inspect Shower including nozzles Clean shower and nozzles if required If needed, remove shower head and replace for a cleaned one. |  |  |  | 168 | [5 empty] | OPERATIONAL TASKS | Data created/will be sent for upload | 0870-OPE-DD-168-CLEAN/CHANGE tad fabric roof clean SHWR 1 | 3956966
1224 | 0870-OPE-DD-168-CLEAN/CHANGE | tad fabric roof clean SHWR 2 | 28 | 28 | 1C - Clean | 0100870C27 | SHOWERS TAD ASSEMBLY |  | 0100870C27I | TAD FABRIC ROOF CLEANING SHOWER 2 | 010-0870-SWR-312-00 |  | DD | OPE | Inspect Shower including nozzles Clean shower and nozzles if required If needed, remove shower head and replace for a cleaned one. |  |  |  | 168 | [5 empty] | OPERATIONAL TASKS | Data created/will be sent for upload | 0870-OPE-DD-168-CLEAN/CHANGE tad fabric roof clean SHWR 2 | 3956966
1225 | 0870-OPE-DD-168-CLEAN/CHANGE | tad fabric tray/roll clnG SHWR | 28 | 30 | 1C - Clean | 0100870C27 | SHOWERS TAD ASSEMBLY |  | 0100870C27J | TAD FABRIC TRAY ROLL CLEANING SHOWER | 010-0870-SWR-310-00 |  | DD | OPE | Inspect Shower including nozzles Clean shower and nozzles if required If needed, remove shower head and replace for a cleaned one. |  |  |  | 168 | [5 empty] | OPERATIONAL TASKS | Data created/will be sent for upload | 0870-OPE-DD-168-CLEAN/CHANGE tad fabric tray/roll clnG SHWR | 3956966
1226 | 0870-OPE-DD-168-CLEAN/CHANGE | IW flooded nip SHOWER | 28 | 21 | 1C - Clean | 0100870BZ | SHOWER ASSEMBLY |  | 0100870BZO | INNER WIRE FLOODED NIP SHOWER | 010-0870-SWR-205-00 |  | DD | OPE | Inspect Shower including nozzles Clean shower and nozzles if required If needed, remove shower head and replace for a cleaned one. |  |  |  | 378 | [5 empty] | OPERATIONAL TASKS | Data created/will be sent for upload | 0870-OPE-DD-168-CLEAN/CHANGE IW flooded nip SHOWER | 3956966
1231 | 0870-OPE-DD-168-CLEAN/CHANGE | tad fabric hp fan SHOWER | 28 | 24 | 1C - Clean | 0100870C27 | SHOWERS TAD ASSEMBLY |  | 0100870C27B | TAD FABRIC HI PRESS FAN SHOWER | 010-0870-SWR-302-00 |  | DD | OPE | Inspect Shower including nozzles Clean shower and nozzles if required If needed, remove shower head and replace for a cleaned one. |  |  |  | 378 | [5 empty] | OPERATIONAL TASKS | Data created/will be sent for upload | 0870-OPE-DD-168-CLEAN/CHANGE tad fabric hp fan SHOWER | 3956966
1232 | 0822-OPE-DD-168-LINE 1 DUMP | Chest Cleaning | 27 | 14 | 1C - Clean | 0100822A | DUMP CHEST 1 | 010-0822-TAN-001-00 |  |  |  |  | DD | OPE | Line 1 Dump Chest Cleaning |  |  |  | 168 | [5 empty] | OPERATIONAL TASKS | Data created/will be sent for upload | 0822-OPE-DD-168-LINE 1 DUMP Chest Cleaning | 3956966
544 | 0870-MEC-IRD-7-TM 8 MACH FLOOR | DMSI INSPECTION | 30 | 15 | 2 - Subj Inspection | 0100822AA | DUMP CHEST 1 AGITATOR | 010-0822-AGT-001-00 |  |  |  |  | IRD | MEC | DMSI Inspection |  |  |  | 7 |  |  |  | DMSI |  | DMSI | Data created/will be sent for upload | 0870-MEC-IRD-7-TM 8 MACH FLOOR DMSI INSPECTION | 3956888
545 | 0870-MEC-IRD-7-TM 8 MACH FLOOR | DMSI INSPECTION | 30 | 15 | 2 - Subj Inspection | 0100822ABA | DUMP CHEST 1 PUMP MOTOR | 010-0822-PUM-001-M1 |  |  |  |  | IRD | MEC | DMSI Inspection |  |  |  | 7 |  |  |  | DMSI |  | DMSI | Data created/will be sent for upload | 0870-MEC-IRD-7-TM 8 MACH FLOOR DMSI INSPECTION | 3956888
546 | 0870-MEC-IRD-7-TM 8 MACH FLOOR | DMSI INSPECTION | 30 | 15 | 2 - Subj Inspection | 0100822AAA | DUMP CHEST 1 AGITATOR MOTOR | 010-0822-AGT-001-M1 |  |  |  |  | IRD | MEC | DMSI Inspection |  |  |  | 7 |  |  |  | DMSI |  | DMSI | Data created/will be sent for upload | 0870-MEC-IRD-7-TM 8 MACH FLOOR DMSI INSPECTION | 3956888
547 | 0870-MEC-IRD-7-TM 8 MACH FLOOR | DMSI INSPECTION | 30 | 15 | 2 - Subj Inspection | 0100822B | LINE 1 COARSE SCREEN | 010-0822-SCR-001-00 |  |  |  |  | IRD | MEC | DMSI Inspection |  |  |  | 7 |  |  |  | DMSI |  | DMSI | Data created/will be sent for upload | 0870-MEC-IRD-7-TM 8 MACH FLOOR DMSI INSPECTION | 3956888
548 | 0870-MEC-IRD-7-TM 8 MACH FLOOR | DMSI INSPECTION | 30 | 15 | 2 - Subj Inspection | 0100822BA | LINE 1 COARSE SCREEN MOTOR | 010-0822-SCR-001-M1 |  |  |  |  | IRD | MEC | DMSI Inspection |  |  |  | 7 |  |  |  | DMSI |  | DMSI | Data created/will be sent for upload | 0870-MEC-IRD-7-TM 8 MACH FLOOR DMSI INSPECTION | 3956888
549 | 0870-MEC-IRD-7-TM 8 MACH FLOOR | DMSI INSPECTION | 30 | 15 | 2 - Subj Inspection | 0100822C | LINE 1 REFINER 1 | 010-0822-REF-001-00 |  |  |  |  | IRD | MEC | DMSI Inspection |  |  |  | 7 |  |  |  | DMSI |  | DMSI | Data created/will be sent for upload | 0870-MEC-IRD-7-TM 8 MACH FLOOR DMSI INSPECTION | 3956888
550 | 0870-MEC-IRD-7-TM 8 MACH FLOOR | DMSI INSPECTION | 30 | 15 | 2 - Subj Inspection | 0100822CA | LINE 1 REFINER 1 MAIN MOTOR | 010-0822-REF-001-M1 |  |  |  |  | IRD | MEC | DMSI Inspection |  |  |  | 7 |  |  |  | DMSI |  | DMSI | Data created/will be sent for upload | 0870-MEC-IRD-7-TM 8 MACH FLOOR DMSI INSPECTION | 3956888
551 | 0870-MEC-IRD-7-TM 8 MACH FLOOR | DMSI INSPECTION | 30 | 15 | 2 - Subj Inspection | 0100822D | LINE 1 REFINER 2 | 010-0822-REF-002-00 |  |  |  |  | IRD | MEC | DMSI Inspection |  |  |  | 7 |  |  |  | DMSI |  | DMSI | Data created/will be sent for upload | 0870-MEC-IRD-7-TM 8 MACH FLOOR DMSI INSPECTION | 3956888
552 | 0870-MEC-IRD-7-TM 8 MACH FLOOR | DMSI INSPECTION | 30 | 15 | 2 - Subj Inspection | 0100822DA | LINE 1 REFINER 2 MAIN MOTOR | 010-0822-REF-002-M1 |  |  |  |  | IRD | MEC | DMSI Inspection |  |  |  | 7 |  |  |  | DMSI |  | DMSI | Data created/will be sent for upload | 0870-MEC-IRD-7-TM 8 MACH FLOOR DMSI INSPECTION | 3956888
553 | 0870-MEC-IRD-7-TM 8 MACH FLOOR | DMSI INSPECTION | 30 | 15 | 2 - Subj Inspection | 0100824AA | DUMP CHEST 2 AGITATOR | 010-0824-AGT-001-00 |  |  |  |  | IRD | MEC | DMSI Inspection |  |  |  | 7 |  |  |  | DMSI |  | DMSI | Data created/will be sent for upload | 0870-MEC-IRD-7-TM 8 MACH FLOOR DMSI INSPECTION | 3956888
554 | 0870-MEC-IRD-7-TM 8 MACH FLOOR | DMSI INSPECTION | 30 | 15 | 2 - Subj Inspection | 0100824AAA | DUMP CHEST 2 AGITATOR MOTOR | 010-0824-AGT-001-M1 |  |  |  |  | IRD | MEC | DMSI Inspection |  |  |  | 7 |  |  |  | DMSI |  | DMSI | Data created/will be sent for upload | 0870-MEC-IRD-7-TM 8 MACH FLOOR DMSI INSPECTION | 3956888
555 | 0870-MEC-IRD-7-TM 8 MACH FLOOR | DMSI INSPECTION | 30 | 15 | 2 - Subj Inspection | 0100824AB | DUMP CHEST 2 PUMP | 010-0824-PUM-001-00 |  |  |  |  | IRD | MEC | DMSI Inspection |  |  |  | 7 |  |  |  | DMSI |  | DMSI | Data created/will be sent for upload | 0870-MEC-IRD-7-TM 8 MACH FLOOR DMSI INSPECTION | 3956888
556 | 0870-MEC-IRD-7-TM 8 MACH FLOOR | DMSI INSPECTION | 30 | 15 | 2 - Subj Inspection | 0100824ABA | DUMP CHEST 2 PUMP MOTOR | 010-0824-PUM-001-M1 |  |  |  |  | IRD | MEC | DMSI Inspection |  |  |  | 7 |  |  |  | DMSI |  | DMSI | Data created/will be sent for upload | 0870-MEC-IRD-7-TM 8 MACH FLOOR DMSI INSPECTION | 3956888
557 | 0870-MEC-IRD-7-TM 8 MACH FLOOR | DMSI INSPECTION | 30 | 15 | 2 - Subj Inspection | 0100824B | LINE 2 COARSE SCREEN | 010-0824-SCR-001-00 |  |  |  |  | IRD | MEC | DMSI Inspection |  |  |  | 7 |  |  |  | DMSI |  | DMSI | Data created/will be sent for upload | 0870-MEC-IRD-7-TM 8 MACH FLOOR DMSI INSPECTION | 3956888
558 | 0870-MEC-IRD-7-TM 8 MACH FLOOR | DMSI INSPECTION | 30 | 15 | 2 - Subj Inspection | 0100824BA | LINE 2 COARSE SCREEN MOTOR | 010-0824-SCR-001-M1 |  |  |  |  | IRD | MEC | DMSI Inspection |  |  |  | 7 |  |  |  | DMSI |  | DMSI | Data created/will be sent for upload | 0870-MEC-IRD-7-TM 8 MACH FLOOR DMSI INSPECTION | 3956888
559 | 0870-MEC-IRD-7-TM 8 MACH FLOOR | DMSI INSPECTION | 30 | 15 | 2 - Subj Inspection | 0100824C | LINE 2 DEFLAKER | 010-0824-DFL-001-00 |  |  |  |  | IRD | MEC | DMSI Inspection |  |  |  | 7 |  |  |  | DMSI |  | DMSI | Data created/will be sent for upload | 0870-MEC-IRD-7-TM 8 MACH FLOOR DMSI INSPECTION | 3956888
560 | 0870-MEC-IRD-7-TM 8 MACH FLOOR | DMSI INSPECTION | 30 | 15 | 2 - Subj Inspection | 0100824CA | LINE 2 DEFLAKER MOTOR | 010-0824-DFL-001-M1 |  |  |  |  | IRD | MEC | DMSI Inspection |  |  |  | 7 |  |  |  | DMSI |  | DMSI | Data created/will be sent for upload | 0870-MEC-IRD-7-TM 8 MACH FLOOR DMSI INSPECTION | 3956888
561 | 0870-MEC-IRD-7-TM 8 MACH FLOOR | DMSI INSPECTION | 30 | 15 | 2 - Subj Inspection | 0100824D | REFINER 3 | 010-0824-REF-001-00 |  |  |  |  | IRD | MEC | DMSI Inspection |  |  |  | 7 |  |  |  | DMSI |  | DMSI | Data created/will be sent for upload | 0870-MEC-IRD-7-TM 8 MACH FLOOR DMSI INSPECTION | 3956888
562 | 0870-MEC-IRD-7-TM 8 MACH FLOOR | DMSI INSPECTION | 30 | 15 | 2 - Subj Inspection | 0100824DA | REFINER 3 MAIN MOTOR | 010-0824-REF-001-M1 |  |  |  |  | IRD | MEC | DMSI Inspection |  |  |  | 7 |  |  |  | DMSI |  | DMSI | Data created/will be sent for upload | 0870-MEC-IRD-7-TM 8 MACH FLOOR DMSI INSPECTION | 3956888
563 | 0870-MEC-IRD-7-TM 8 MACH FLOOR | DMSI INSPECTION | 30 | 15 | 2 - Subj Inspection | 0100864DDC | ACTIVE AIRFOIL SUPPLY BLOWER | 010-0864-BLR-100-00 |  |  |  |  | IRD | MEC | DMSI Inspection |  |  |  | 7 |  |  |  | DMSI |  | DMSI | Data created/will be sent for upload | 0870-MEC-IRD-7-TM 8 MACH FLOOR DMSI INSPECTION | 3956888
564 | 0870-MEC-IRD-7-TM 8 MACH FLOOR | DMSI INSPECTION | 30 | 15 | 2 - Subj Inspection | 0100864DDCA | ACTIVE AIRFOIL SUPPLY BLOWER MOTOR | 010-0864-BLR-100-M1 |  |  |  |  | IRD | MEC | DMSI Inspection |  |  |  | 7 |  |  |  | DMSI |  | DMSI | Data created/will be sent for upload | 0870-MEC-IRD-7-TM 8 MACH FLOOR DMSI INSPECTION | 3956888
565 | 0870-MEC-IRD-7-TM 8 MACH FLOOR | DMSI INSPECTION | 30 | 15 | 2 - Subj Inspection | 0100864EC | QCS PRESSURIZATION SUPPLY FAN | 010-0864-FAN-004-00 |  |  |  |  | IRD | MEC | DMSI Inspection |  |  |  | 7 |  |  |  | DMSI |  | DMSI | Data created/will be sent for upload | 0870-MEC-IRD-7-TM 8 MACH FLOOR DMSI INSPECTION | 3956888
566 | 0870-MEC-IRD-7-TM 8 MEZZANINE | DMSI INSPECTION | 29 | 15 | 2 - Subj Inspection | 0100832HF | DAF RECIRCULATION PUMP | 010-0832-PUM-009-00 |  |  |  |  | IRD | MEC | DMSI Inspection |  |  |  | 7 |  |  |  | DMSI |  | DMSI | Data created/will be sent for upload | 0870-MEC-IRD-7-TM 8 MEZZANINE DMSI INSPECTION | 3956888
567 | 0870-MEC-IRD-7-TM 8 MEZZANINE | DMSI INSPECTION | 29 | 15 | 2 - Subj Inspection | 0100832HFA | DAF RECIRCULATION PUMP MOTOR | 010-0832-PUM-009-M1 |  |  |  |  | IRD | MEC | DMSI Inspection |  |  |  | 7 |  |  |  | DMSI |  | DMSI | Data created/will be sent for upload | 0870-MEC-IRD-7-TM 8 MEZZANINE DMSI INSPECTION | 3956888
568 | 0870-MEC-IRD-7-TM 8 MEZZANINE | DMSI INSPECTION | 29 | 15 | 2 - Subj Inspection | 0100860AA | FORMING SECTION MIST REMOVAL FAN | 010-0860-FAN-001-00 |  |  |  |  | IRD | MEC | DMSI Inspection |  |  |  | 7 |  |  |  | DMSI |  | DMSI | Data created/will be sent for upload | 0870-MEC-IRD-7-TM 8 MEZZANINE DMSI INSPECTION | 3956888
569 | 0870-MEC-IRD-7-TM 8 MEZZANINE | DMSI INSPECTION | 29 | 15 | 2 - Subj Inspection | 0100860AAA | FORMING SECTION MIST REMOVAL FAN MOTOR | 010-0860-FAN-001-M1 |  |  |  |  | IRD | MEC | DMSI Inspection |  |  |  | 7 |  |  |  | DMSI |  | DMSI | Data created/will be sent for upload | 0870-MEC-IRD-7-TM 8 MEZZANINE DMSI INSPECTION | 3956888
570 | 0870-MEC-IRD-7-TM 8 MEZZANINE | DMSI INSPECTION | 29 | 15 | 2 - Subj Inspection | 0100860CA | TAD SECTION MIST REMOVAL FAN | 010-0860-FAN-002-00 |  |  |  |  | IRD | MEC | DMSI Inspection |  |  |  | 7 |  |  |  | DMSI |  | DMSI | Data created/will be sent for upload | 0870-MEC-IRD-7-TM 8 MEZZANINE DMSI INSPECTION | 3956893
571 | 0870-MEC-IRD-7-TM 8 MEZZANINE | DMSI INSPECTION | 29 | 15 | 2 - Subj Inspection | 0100860CAA | TAD SECTION MIST REMOVAL FAN MOTOR | 010-0860-FAN-002-M1 |  |  |  |  | IRD | MEC | DMSI Inspection |  |  |  | 7 |  |  |  | DMSI |  | DMSI | Data created/will be sent for upload | 0870-MEC-IRD-7-TM 8 MEZZANINE DMSI INSPECTION | 3956889
572 | 0870-MEC-IRD-7-TM 8 MEZZANINE | DMSI INSPECTION | 29 | 15 | 2 - Subj Inspection | 0100868HB | FALSE CEILING SUPPLY UNIT FAN | 010-0868-FAN-025-00 |  |  |  |  | IRD | MEC | DMSI Inspection |  |  |  | 7 |  |  |  | DMSI |  | DMSI | Data created/will be sent for upload | 0870-MEC-IRD-7-TM 8 MEZZANINE DMSI INSPECTION | 3956889
573 | 0870-MEC-IRD-7-TM 8 MEZZANINE | DMSI INSPECTION | 29 | 15 | 2 - Subj Inspection | 0100868HBA | FALSE CEILING SUPPLY UNIT FAN MOTOR | 010-0868-FAN-025-M1 |  |  |  |  | IRD | MEC | DMSI Inspection |  |  |  | 7 |  |  |  | DMSI |  | DMSI | Data created/will be sent for upload | 0870-MEC-IRD-7-TM 8 MEZZANINE DMSI INSPECTION | 3956889
574 | 0870-MEC-IRD-7-TM 8 MEZZANINE | DMSI INSPECTION | 29 | 15 | 2 - Subj Inspection | 0100860BB | GLUE CONTAINMENT EXHAUST FAN | 010-0860-FAN-003-00 |  |  |  |  | IRD | MEC | DMSI Inspection |  |  |  | 7 |  |  |  | DMSI |  | DMSI | Data created/will be sent for upload | 0870-MEC-IRD-7-TM 8 MEZZANINE DMSI INSPECTION | 3956889
575 | 0870-MEC-IRD-7-TM 8 MEZZANINE | DMSI INSPECTION | 29 | 15 | 2 - Subj Inspection | 0100860BBA | GLUE CONTAINMENT EXHAUST FAN MOTOR | 010-0860-FAN-003-M1 |  |  |  |  | IRD | MEC | DMSI Inspection |  |  |  | 7 |  |  |  | DMSI |  | DMSI | Data created/will be sent for upload | 0870-MEC-IRD-7-TM 8 MEZZANINE DMSI INSPECTION | 3956889
576 | 0870-MEC-IRD-7-TM 8 MEZZANINE | DMSI INSPECTION | 29 | 15 | 2 - Subj Inspection | 0100864FB | DE PROCESS AIR SUPPLY FAN | 010-0864-FAN-005-00 |  |  |  |  | IRD | MEC | DMSI Inspection |  |  |  | 7 |  |  |  | DMSI |  | DMSI | Data created/will be sent for upload | 0870-MEC-IRD-7-TM 8 MEZZANINE DMSI INSPECTION | 3956889
577 | 0870-MEC-IRD-7-TM 8 MEZZANINE | DMSI INSPECTION | 29 | 15 | 2 - Subj Inspection | 0100864CA | ADVANTAGE BLOW BOX SUPPLY FAN | 010-0864-FAN-003-00 |  |  |  |  | IRD | MEC | DMSI Inspection |  |  |  | 7 |  |  |  | DMSI |  | DMSI | Data created/will be sent for upload | 0870-MEC-IRD-7-TM 8 MEZZANINE DMSI INSPECTION | 3956889
578 | 0870-MEC-IRD-7-TM 8 MEZZANINE | DMSI INSPECTION | 29 | 15 | 2 - Subj Inspection | 0100864AY | WET DUST EXHAUST FAN | 010-0864-FAN-001-00 |  |  |  |  | IRD | MEC | DMSI Inspection |  |  |  | 7 |  |  |  | DMSI |  | DMSI | Data created/will be sent for upload | 0870-MEC-IRD-7-TM 8 MEZZANINE DMSI INSPECTION | 3956889
579 | 0870-MEC-IRD-7-TM 8 MEZZANINE | DMSI INSPECTION | 29 | 15 | 2 - Subj Inspection | 0100864AYA | WET DUST EXHAUST FAN MOTOR | 010-0864-FAN-001-M1 |  |  |  |  | IRD | MEC | DMSI Inspection |  |  |  | 7 |  |  |  | DMSI |  | DMSI | Data created/will be sent for upload | 0870-MEC-IRD-7-TM 8 MEZZANINE DMSI INSPECTION | 3956889
580 | 0030-UFO-IRD-7-BOILER | TEST LEVEL ALARMS | 21 | 17 | 3 - Obj Inspection | 5050030C | BOILER BLOWDOWN SYSTEM |  | 5050030CFD | MAKE UP WATER TANK LEVEL TRANSMITTER | 505-0030LT-0111 | Level transmitter | IRD | UFO | Set off the level alarm to check if it is working well. | No signal | Out of adjustment |  | 7 |  |  |  | JDE |  | BOILER | Data created/will be sent for upload | 0030-UFO-IRD-7-BOILER TEST LEVEL ALARMS | 3956895
3296 | 0045-UFO-IRD-7-MILL EFFLUENT | WEEKLY INSPECTION | 28 | 17 | 1C - Clean | 5050045BDEA | #ERROR! | #ERROR! |  |  |  | Sight Glass | IRD | UFO | Clean glass |  |  |  | 7 |  |  |  | JDE |  | UTILITIES | Route Created. Pending develop data | 0045-UFO-IRD-7-MILL EFFLUENT WEEKLY INSPECTION | 3957064
3297 | 0045-UFO-IRD-7-MILL EFFLUENT | WEEKLY INSPECTION | 28 | 17 | 2 - Subj Inspection | 5050045BDEA | #ERROR! | #ERROR! |  |  |  | Automatic Oiler | IRD | UFO | Inspect oiler | Empty | Leak | Plugged | 7 |  | Add oil only when less than 1/3 of reservoir capacity remains to reduce filling frequency |  | JDE |  | UTILITIES | Route Created. Pending develop data | 0045-UFO-IRD-7-MILL EFFLUENT WEEKLY INSPECTION | 3957064
3816 | 0045-UFO-IRD-7-MILL EFFLUENT | WEEKLY INSPECTION | 28 | 17 | 2 - Subj Inspection | 5050045BN | #ERROR! | #ERROR! |  |  |  | Seal sight gauge | IRD | UFO | Check oil level and condition. If required, create an order to top-up | Low oil level | Moisture |  | 7 |  |  |  | DMSI |  | UTILITIES | Route Created. Pending develop data | 0045-UFO-IRD-7-MILL EFFLUENT WEEKLY INSPECTION | 3957064
3816 | 0045-UFO-IRD-7-MILL EFFLUENT | WEEKLY INSPECTION | 28 | 17 | 2 - Subj Inspection | 5050045BO | #ERROR! | #ERROR! |  |  |  | Seal sight gauge | IRD | UFO | Check oil level and condition. If required, create an order to top-up | Low oil level | Moisture |  | 7 |  |  |  | DMSI |  | UTILITIES | Route Created. Pending develop data | 0045-UFO-IRD-7-MILL EFFLUENT WEEKLY INSPECTION | 3957064
3817 | 0045-UFO-IRD-7-MILL EFFLUENT | WEEKLY INSPECTION | 28 | 17 | 2 - Subj Inspection | 5050045BN | #ERROR! | #ERROR! |  |  |  | Bearing sight gauge | IRD | UFO | Check oil level and condition. If required, create an order to top-up | Low oil level | Moisture |  | 7 |  |  |  | DMSI |  | UTILITIES | Route Created. Pending develop data | 0045-UFO-IRD-7-MILL EFFLUENT WEEKLY INSPECTION | 3957064
3817 | 0045-UFO-IRD-7-MILL EFFLUENT | WEEKLY INSPECTION | 28 | 17 | 2 - Subj Inspection | 5050045BO | #ERROR! | #ERROR! |  |  |  | Bearing sight gauge | IRD | UFO | Check oil level and condition. If required, create an order to top-up | Low oil level | Moisture |  | 7 |  |  |  | DMSI |  | UTILITIES | Route Created. Pending develop data | 0045-UFO-IRD-7-MILL EFFLUENT WEEKLY INSPECTION | 3957064
3818 | 0045-UFO-IRD-7-MILL EFFLUENT | WEEKLY INSPECTION | 28 | 17 | 2 - Subj Inspection | 5050045BN | #ERROR! | #ERROR! |  |  |  | Pump | IRD | UFO | Verify discharge pressure and flow | Blockage | Plugged |  | 7 |  |  |  | DMSI |  | UTILITIES | Route Created. Pending develop data | 0045-UFO-IRD-7-MILL EFFLUENT WEEKLY INSPECTION | 3957064
3818 | 0045-UFO-IRD-7-MILL EFFLUENT | WEEKLY INSPECTION | 28 | 17 | 2 - Subj Inspection | 5050045BO | #ERROR! | #ERROR! |  |  |  | Pump | IRD | UFO | Verify discharge pressure and flow | Blockage | Plugged |  | 7 |  |  |  | DMSI |  | UTILITIES | Route Created. Pending develop data | 0045-UFO-IRD-7-MILL EFFLUENT WEEKLY INSPECTION | 3957064
3819 | 0045-UFO-IRD-7-MILL EFFLUENT | WEEKLY INSPECTION | 28 | 17 | 3 - Obj Inspection | 5050045BN | #ERROR! | #ERROR! |  |  |  | Pump | IRD | UFO | Verify surface Temperature |  |  |  | 7 |  | Check temperature in the volute casing, bearing housing and shaft seal (measured on the casing cover or the stuffing box housing). Temperatures up to 160º F (71º C) are considered normal for bearings, and they can operate safely to at least 180º F (82º C). |  | DMSI |  | UTILITIES | Route Created. Pending develop data | 0045-UFO-IRD-7-MILL EFFLUENT WEEKLY INSPECTION | 3957064
3819 | 0045-UFO-IRD-7-MILL EFFLUENT | WEEKLY INSPECTION | 28 | 17 | 3 - Obj Inspection | 5050045BO | #ERROR! | #ERROR! |  |  |  | Pump | IRD | UFO | Verify surface Temperature |  |  |  | 7 |  | Check temperature in the volute casing, bearing housing and shaft seal (measured on the casing cover or the stuffing box housing). Temperatures up to 160º F (71º C) are considered normal for bearings, and they can operate safely to at least 180º F (82º C). |  | DMSI |  | UTILITIES | Route Created. Pending develop data | 0045-UFO-IRD-7-MILL EFFLUENT WEEKLY INSPECTION | 3957064
3820 | 0045-UFO-IRD-7-MILL EFFLUENT | WEEKLY INSPECTION | 28 | 17 | 3 - Obj Inspection | 5050045BN | #ERROR! | #ERROR! | 5050045BN | #ERROR! | #ERROR! | Motor | IRD | UFO | Verify current consumption |  |  |  | 7 |  |  |  | DMSI |  | UTILITIES | Route Created. Pending develop data | 0045-UFO-IRD-7-MILL EFFLUENT WEEKLY INSPECTION | 3957064
3820 | 0045-UFO-IRD-7-MILL EFFLUENT | WEEKLY INSPECTION | 28 | 17 | 3 - Obj Inspection | 5050045BO | #ERROR! | #ERROR! | 5050045BOA | #ERROR! | #ERROR! | Motor | IRD | UFO | Verify current consumption |  |  |  | 7 |  |  |  | DMSI |  | UTILITIES | Route Created. Pending develop data | 0045-UFO-IRD-7-MILL EFFLUENT WEEKLY INSPECTION | 3957064
3821 | 0045-UFO-IRD-7-MILL EFFLUENT | WEEKLY INSPECTION | 28 | 17 | 3 - Obj Inspection | 5050045BN | #ERROR! | #ERROR! | 5050045BN | #ERROR! | #ERROR! | Motor | IRD | UFO | Verify surface Temperature at the bearings location |  |  |  | 7 |  |  |  | DMSI |  | UTILITIES | Route Created. Pending develop data | 0045-UFO-IRD-7-MILL EFFLUENT WEEKLY INSPECTION | 3957064
3821 | 0045-UFO-IRD-7-MILL EFFLUENT | WEEKLY INSPECTION | 28 | 17 | 3 - Obj Inspection | 5050045BO | #ERROR! | #ERROR! | 5050045BOA | #ERROR! | #ERROR! | Motor | IRD | UFO | Verify surface Temperature at the bearings location |  |  |  | 7 |  |  |  | DMSI |  | UTILITIES | Route Created. Pending develop data | 0045-UFO-IRD-7-MILL EFFLUENT WEEKLY INSPECTION | 3957064
1769 | 0820-OPE-DD-7-FIELD DEVICES | WEEKLY CLEAN INSPECT ROUTINE | 27 | 28 | 1C - Clean | 010082028B | #ERROR! | #ERROR! | 010082028B | #ERROR! | #ERROR! | Photo-light lens, reflectors | DD | OPE | Clean | Dirty |  |  | 7 |  |  |  | JDE |  | BALE HANDLING | Route Created. Pending develop data | 0820-OPE-DD-7-FIELD DEVICES WEEKLY CLEAN INSPECT ROUTINE | 3957065
1772 | 0820-OPE-DD-7-FIELD DEVICES | WEEKLY CLEAN INSPECT ROUTINE | 27 | 28 | 1C - Clean | 010082028M | #ERROR! | #ERROR! | 010082028MJ | #ERROR! | #ERROR! | Photo-light lens, reflectors | DD | OPE | Clean | Dirty |  |  | 7 |  |  |  | JDE |  | BALE HANDLING | Route Created. Pending develop data | 0820-OPE-DD-7-FIELD DEVICES WEEKLY CLEAN INSPECT ROUTINE | 3957065
1773 | 0820-OPE-DD-7-FIELD DEVICES | WEEKLY CLEAN INSPECT ROUTINE | 27 | 28 | 1C - Clean | 010082028M | #ERROR! | #ERROR! | 010082028MA | #ERROR! | #ERROR! | Photo-light lens, reflectors | DD | OPE | Clean | Dirty |  |  | 7 |  |  |  | JDE |  | BALE HANDLING | Route Created. Pending develop data | 0820-OPE-DD-7-FIELD DEVICES WEEKLY CLEAN INSPECT ROUTINE | 3957065
1774 | 0820-OPE-DD-7-FIELD DEVICES | WEEKLY CLEAN INSPECT ROUTINE | 27 | 28 | 1C - Clean | 010082028M | #ERROR! | #ERROR! | 010082028MB | #ERROR! | #ERROR! | Photo-light lens, reflectors | DD | OPE | Clean | Dirty |  |  | 7 |  |  |  | JDE |  | BALE HANDLING | Route Created. Pending develop data | 0820-OPE-DD-7-FIELD DEVICES WEEKLY CLEAN INSPECT ROUTINE | 3957065
1775 | 0820-OPE-DD-7-FIELD DEVICES | WEEKLY CLEAN INSPECT ROUTINE | 27 | 28 | 1C - Clean | 010082028M | #ERROR! | #ERROR! | 010082028MC | #ERROR! | #ERROR! | Photo-light lens, reflectors | DD | OPE | Clean | Dirty |  |  | 7 |  |  |  | JDE |  | BALE HANDLING | Route Created. Pending develop data | 0820-OPE-DD-7-FIELD DEVICES WEEKLY CLEAN INSPECT ROUTINE | 3957065
1776 | 0820-OPE-DD-7-FIELD DEVICES | WEEKLY CLEAN INSPECT ROUTINE | 27 | 28 | 1C - Clean | 010082028M | #ERROR! | #ERROR! | 010082028MD | #ERROR! | #ERROR! | Photo-light lens, reflectors | DD | OPE | Clean | Dirty |  |  | 7 |  |  |  | JDE |  | BALE HANDLING | Route Created. Pending develop data | 0820-OPE-DD-7-FIELD DEVICES WEEKLY CLEAN INSPECT ROUTINE | 3957065
1777 | 0820-OPE-DD-7-FIELD DEVICES | WEEKLY CLEAN INSPECT ROUTINE | 27 | 28 | 1C - Clean | 010082028M | #ERROR! | #ERROR! | 010082028ME | #ERROR! | #ERROR! | Photo-light lens, reflectors | DD | OPE | Clean | Dirty |  |  | 7 |  |  |  | JDE |  | BALE HANDLING | Route Created. Pending develop data | 0820-OPE-DD-7-FIELD DEVICES WEEKLY CLEAN INSPECT ROUTINE | 3957065
1778 | 0820-OPE-DD-7-FIELD DEVICES | WEEKLY CLEAN INSPECT ROUTINE | 27 | 28 | 1C - Clean | 010082028M | #ERROR! | #ERROR! | 010082028MF | #ERROR! | #ERROR! | Photo-light lens, reflectors | DD | OPE | Clean | Dirty |  |  | 7 |  |  |  | JDE |  | BALE HANDLING | Route Created. Pending develop data | 0820-OPE-DD-7-FIELD DEVICES WEEKLY CLEAN INSPECT ROUTINE | 3957065
1779 | 0820-OPE-DD-7-FIELD DEVICES | WEEKLY CLEAN INSPECT ROUTINE | 27 | 28 | 1C - Clean | 010082028M | #ERROR! | #ERROR! | 010082028MG | #ERROR! | #ERROR! | Photo-light lens, reflectors | DD | OPE | Clean | Dirty |  |  | 7 |  |  |  | JDE |  | BALE HANDLING | Route Created. Pending develop data | 0820-OPE-DD-7-FIELD DEVICES WEEKLY CLEAN INSPECT ROUTINE | 3957065
1780 | 0820-OPE-DD-7-FIELD DEVICES | WEEKLY CLEAN INSPECT ROUTINE | 27 | 28 | 1C - Clean | 010082028M | #ERROR! | #ERROR! | 010082028MH | #ERROR! | #ERROR! | Photo-light lens, reflectors | DD | OPE | Clean | Dirty |  |  | 7 |  |  |  | JDE |  | BALE HANDLING | Route Created. Pending develop data | 0820-OPE-DD-7-FIELD DEVICES WEEKLY CLEAN INSPECT ROUTINE | 3957065
1781 | 0820-OPE-DD-7-FIELD DEVICES | WEEKLY CLEAN INSPECT ROUTINE | 27 | 28 | 1C - Clean | 010082028M | #ERROR! | #ERROR! | 010082028MI | #ERROR! | #ERROR! | Photo-light lens, reflectors | DD | OPE | Clean | Dirty |  |  | 7 |  |  |  | JDE |  | BALE HANDLING | Route Created. Pending develop data | 0820-OPE-DD-7-FIELD DEVICES WEEKLY CLEAN INSPECT ROUTINE | 3957065
1782 | 0820-OPE-DD-7-FIELD DEVICES | WEEKLY CLEAN INSPECT ROUTINE | 27 | 28 | 1C - Clean | 010082028M | #ERROR! | #ERROR! | 010082028MK | #ERROR! | #ERROR! | Photo-light lens, reflectors | DD | OPE | Clean | Dirty |  |  | 7 |  |  |  | JDE |  | BALE HANDLING | Route Created. Pending develop data | 0820-OPE-DD-7-FIELD DEVICES WEEKLY CLEAN INSPECT ROUTINE | 3957065
1783 | 0820-OPE-DD-7-FIELD DEVICES | WEEKLY CLEAN INSPECT ROUTINE | 27 | 28 | 1C - Clean | 010082028M | #ERROR! | #ERROR! | 010082028ML | #ERROR! | #ERROR! | Photo-light lens, reflectors | DD | OPE | Clean | Dirty |  |  | 7 |  |  |  | JDE |  | BALE HANDLING | Route Created. Pending develop data | 0820-OPE-DD-7-FIELD DEVICES WEEKLY CLEAN INSPECT ROUTINE | 3957065
1784 | 0820-OPE-DD-7-FIELD DEVICES | WEEKLY CLEAN INSPECT ROUTINE | 27 | 28 | 1C - Clean | 010082028M | #ERROR! | #ERROR! | 010082028MM | #ERROR! | #ERROR! | Photo-light lens, reflectors | DD | OPE | Clean | Dirty |  |  | 7 |  |  |  | JDE |  | BALE HANDLING | Route Created. Pending develop data | 0820-OPE-DD-7-FIELD DEVICES WEEKLY CLEAN INSPECT ROUTINE | 3957065
1785 | 0820-OPE-DD-7-FIELD DEVICES | WEEKLY CLEAN INSPECT ROUTINE | 27 | 28 | 1C - Clean | 010082028M | #ERROR! | #ERROR! | 010082028MN | #ERROR! | #ERROR! | Photo-light lens, reflectors | DD | OPE | Clean | Dirty |  |  | 7 |  |  |  | JDE |  | BALE HANDLING | Route Created. Pending develop data | 0820-OPE-DD-7-FIELD DEVICES WEEKLY CLEAN INSPECT ROUTINE | 3957065
1786 | 0820-OPE-DD-7-FIELD DEVICES | WEEKLY CLEAN INSPECT ROUTINE | 27 | 28 | 3 - Obj Inspection | 010082028M | #ERROR! | #ERROR! | 010082028MH | #ERROR! | #ERROR! | Control circuit switches and E-Stop | QI | OPE | Ensure control circuit interrupter switch on feed chute door is stopping motor when door is not closed. Check all E-Stops individually to insure that they stop the system when actuated. If faulty, create an order to repair. | Blocked | Damaged | Dysfunction | 7 |  |  |  | JDE |  | BALE HANDLING | Route Created. Pending develop data | 0820-OPE-DD-7-FIELD DEVICES WEEKLY CLEAN INSPECT ROUTINE | 3957065
2096 | 0820-OPE-DD-7-WIRE COLIER | WEEKLY CLEANING ROUTINE | 25 | 23 | 1C - Clean | 0100820U | #ERROR! | #ERROR! |  |  |  | Inserter | DD | OPE | Clean | Dirty |  |  | 7 |  |  |  | JDE |  | BALE HANDLING | Route Created. Pending develop data | 0820-OPE-DD-7-WIRE COLIER WEEKLY CLEANING ROUTINE | 3957066
2097 | 0820-OPE-DD-7-WIRE COLIER | WEEKLY CLEANING ROUTINE | 25 | 23 | 1C - Clean | 0100820U | #ERROR! | #ERROR! |  |  |  | Twister | DD | OPE | Clean | Dirty |  |  | 7 |  |  |  | JDE |  | BALE HANDLING | Route Created. Pending develop data | 0820-OPE-DD-7-WIRE COLIER WEEKLY CLEANING ROUTINE | 3957066
2167 | 0828-OPE-QI-7-BROKE AND CORE | WEEKLY ROUTINE | 28 | 14 | 1A - Adjust | 010082827 | #ERROR! | #ERROR! |  |  |  | Air-Oil Cooler | QI | OPE | Reverse blow externally with compressed air through cores |  |  |  | 7 |  |  |  | JDE |  | BROKE AND CORE | Route Created. Pending develop data | 0828-OPE-QI-7-BROKE AND CORE WEEKLY ROUTINE | 3957067
2168 | 0828-OPE-QI-7-BROKE AND CORE | WEEKLY ROUTINE | 28 | 14 | 2 - Subj Inspection | 010082827 | #ERROR! | #ERROR! |  |  |  | Pipes | QI | OPE | Visually inspect general condition | Leak | Wear |  | 7 |  |  |  | JDE |  | BROKE AND CORE | Route Created. Pending develop data | 0828-OPE-QI-7-BROKE AND CORE WEEKLY ROUTINE | 3957067
2169 | 0828-OPE-QI-7-BROKE AND CORE | WEEKLY ROUTINE | 28 | 14 | 2 - Subj Inspection | 010082827 | #ERROR! | #ERROR! |  |  |  | Pipe fittings | QI | OPE | Visually inspect general condition and tighten if needed | Leak | Loose |  | 7 |  |  |  | JDE |  | BROKE AND CORE | Route Created. Pending develop data | 0828-OPE-QI-7-BROKE AND CORE WEEKLY ROUTINE | 3957067
2174 | 0828-OPE-QI-7-BROKE AND CORE | WEEKLY ROUTINE | 28 | 14 | 1C - Clean | 010082827 | #ERROR! | #ERROR! |  |  |  | Upper Feed Photo Eye Hole Covers | QI | OPE | Clean all photo eye hole covers with a soft cloth | Dirty | Build up |  | 7 |  |  |  | JDE |  | BROKE AND CORE | Route Created. Pending develop data | 0828-OPE-QI-7-BROKE AND CORE WEEKLY ROUTINE | 3957067
2175 | 0828-OPE-QI-7-BROKE AND CORE | WEEKLY ROUTINE | 28 | 14 | 1C - Clean | 010082827 | #ERROR! | #ERROR! |  |  |  | Feed chute door window | QI | OPE | Clean the feed chute door window with a soft cloth | Dirty | Build up |  | 7 |  |  |  | JDE |  | BROKE AND CORE | Route Created. Pending develop data | 0828-OPE-QI-7-BROKE AND CORE WEEKLY ROUTINE | 3957067
2206 | 0828-OPE-QI-7-BROKE AND CORE | WEEKLY ROUTINE | 28 | 14 | 2 - Subj Inspection | 010082827 | #ERROR! | #ERROR! | 010082827B | #ERROR! | #ERROR! | Gearbox | QI | OPE | Visually inspect general condition | Leak | Wear |  | 7 |  |  |  | JDE |  | BROKE AND CORE | Route Created. Pending develop data | 0828-OPE-QI-7-BROKE AND CORE WEEKLY ROUTINE | 3957067
2207 | 0828-OPE-QI-7-BROKE AND CORE | WEEKLY ROUTINE | 28 | 14 | 2 - Subj Inspection | 010082827 | #ERROR! | #ERROR! | 010082827B | #ERROR! | #ERROR! | Inserter tracks | QI | OPE | Visually inspect general condition and clean if needed | Contaminated |  |  | 7 |  |  |  | JDE |  | BROKE AND CORE | Route Created. Pending develop data | 0828-OPE-QI-7-BROKE AND CORE WEEKLY ROUTINE | 3957067
2208 | 0828-OPE-QI-7-BROKE AND CORE | WEEKLY ROUTINE | 28 | 14 | 2 - Subj Inspection | 010082827 | #ERROR! | #ERROR! | 010082827B | #ERROR! | #ERROR! | Insterter chain | QI | OPE | Check chain tension. Adjust if required | Tension |  |  | 7 |  |  |  | JDE |  | BROKE AND CORE | Route Created. Pending develop data | 0828-OPE-QI-7-BROKE AND CORE WEEKLY ROUTINE | 3957067
2209 | 0828-OPE-QI-7-BROKE AND CORE | WEEKLY ROUTINE | 28 | 14 | 2 - Subj Inspection | 010082827 | #ERROR! | #ERROR! | 010082827B | #ERROR! | #ERROR! | Twister chain | QI | OPE | Check chain tension. Adjust if required | Tension |  |  | 7 |  |  |  | JDE |  | BROKE AND CORE | Route Created. Pending develop data | 0828-OPE-QI-7-BROKE AND CORE WEEKLY ROUTINE | 3957067
2210 | 0828-OPE-QI-7-BROKE AND CORE | WEEKLY ROUTINE | 28 | 14 | 2 - Subj Inspection | 010082827 | #ERROR! | #ERROR! | 010082827B | #ERROR! | #ERROR! | Wire cutter | QI | OPE | Visually inspect general condition | Damaged | Wear |  | 7 |  |  |  | JDE |  | BROKE AND CORE | Route Created. Pending develop data | 0828-OPE-QI-7-BROKE AND CORE WEEKLY ROUTINE | 3957067
2211 | 0828-OPE-QI-7-BROKE AND CORE | WEEKLY ROUTINE | 28 | 14 | 2 - Subj Inspection | 010082827 | #ERROR! | #ERROR! | 010082827B | #ERROR! | #ERROR! | Guards | QI | OPE | Visually inspect general condition | Out of Position |  |  | 7 |  |  |  | JDE |  | BROKE AND CORE | Route Created. Pending develop data | 0828-OPE-QI-7-BROKE AND CORE WEEKLY ROUTINE | 3957067
2212 | 0828-OPE-QI-7-BROKE AND CORE | WEEKLY ROUTINE | 28 | 14 | 2 - Subj Inspection | 010082827 | #ERROR! | #ERROR! | 010082827B | #ERROR! | #ERROR! | Gearbox | QI | OPE | Check oil level | Low Oil Level |  |  | 7 |  |  |  | JDE |  | BROKE AND CORE | Route Created. Pending develop data | 0828-OPE-QI-7-BROKE AND CORE WEEKLY ROUTINE | 3957067
2244 | 0828-OPE-QI-7-BROKE AND CORE | WEEKLY ROUTINE | 28 | 14 | 1A - Adjust | 010082828 | #ERROR! | #ERROR! |  |  |  | Air-Oil Cooler | QI | OPE | Reverse blow externally with compressed air through cores |  |  |  | 7 |  |  |  | JDE |  | BROKE AND CORE | Route Created. Pending develop data | 0828-OPE-QI-7-BROKE AND CORE WEEKLY ROUTINE | 3957067
2245 | 0828-OPE-QI-7-BROKE AND CORE | WEEKLY ROUTINE | 28 | 14 | 2 - Subj Inspection | 010082828 | #ERROR! | #ERROR! |  |  |  | Pipes | QI | OPE | Visually inspect general condition | Leak | Wear |  | 7 |  |  |  | JDE |  | BROKE AND CORE | Route Created. Pending develop data | 0828-OPE-QI-7-BROKE AND CORE WEEKLY ROUTINE | 3957067
2246 | 0828-OPE-QI-7-BROKE AND CORE | WEEKLY ROUTINE | 28 | 14 | 2 - Subj Inspection | 010082828 | #ERROR! | #ERROR! |  |  |  | Pipe fittings | QI | OPE | Visually inspect general condition and tighten if needed | Leak | Loose |  | 7 |  |  |  | JDE |  | BROKE AND CORE | Route Created. Pending develop data | 0828-OPE-QI-7-BROKE AND CORE WEEKLY ROUTINE | 3957067
2247 | 0828-OPE-QI-7-BROKE AND CORE | WEEKLY ROUTINE | 28 | 14 | 1C - Clean | 010082828 | #ERROR! | #ERROR! |  |  |  | Upper Feed Photo Eye Hole Covers | QI | OPE | Clean all photo eye hole covers with a soft cloth | Dirty | Build up |  | 7 |  |  |  | JDE |  | BROKE AND CORE | Route Created. Pending develop data | 0828-OPE-QI-7-BROKE AND CORE WEEKLY ROUTINE | 3957067
2248 | 0828-OPE-QI-7-BROKE AND CORE | WEEKLY ROUTINE | 28 | 14 | 1C - Clean | 010082828 | #ERROR! | #ERROR! |  |  |  | Feed chute door window | QI | OPE | Clean the feed chute door window with a soft cloth | Dirty | Build up |  | 7 |  |  |  | JDE |  | BROKE AND CORE | Route Created. Pending develop data | 0828-OPE-QI-7-BROKE AND CORE WEEKLY ROUTINE | 3957067
2249 | 0828-OPE-QI-7-BROKE AND CORE | WEEKLY ROUTINE | 28 | 14 | 2 - Subj Inspection | 010082828 | #ERROR! | #ERROR! | 010082828B | #ERROR! | #ERROR! | Gearbox | QI | OPE | Visually inspect general condition | Leak | Wear |  | 7 |  |  |  | JDE |  | BROKE AND CORE | Route Created. Pending develop data | 0828-OPE-QI-7-BROKE AND CORE WEEKLY ROUTINE | 3957067
2250 | 0828-OPE-QI-7-BROKE AND CORE | WEEKLY ROUTINE | 28 | 14 | 2 - Subj Inspection | 010082828 | #ERROR! | #ERROR! | 010082828B | #ERROR! | #ERROR! | Inserter tracks | QI | OPE | Visually inspect general condition and clean if needed | Contaminated |  |  | 7 |  |  |  | JDE |  | BROKE AND CORE | Route Created. Pending develop data | 0828-OPE-QI-7-BROKE AND CORE WEEKLY ROUTINE | 3957067
2251 | 0828-OPE-QI-7-BROKE AND CORE | WEEKLY ROUTINE | 28 | 14 | 2 - Subj Inspection | 010082828 | #ERROR! | #ERROR! | 010082828B | #ERROR! | #ERROR! | Insterter chain | QI | OPE | Check chain tension. Adjust if required | Tension |  |  | 7 |  |  |  | JDE |  | BROKE AND CORE | Route Created. Pending develop data | 0828-OPE-QI-7-BROKE AND CORE WEEKLY ROUTINE | 3957067
2252 | 0828-OPE-QI-7-BROKE AND CORE | WEEKLY ROUTINE | 28 | 14 | 2 - Subj Inspection | 010082828 | #ERROR! | #ERROR! | 010082828B | #ERROR! | #ERROR! | Twister chain | QI | OPE | Check chain tension. Adjust if required | Tension |  |  | 7 |  |  |  | JDE |  | BROKE AND CORE | Route Created. Pending develop data | 0828-OPE-QI-7-BROKE AND CORE WEEKLY ROUTINE | 3957067
2253 | 0828-OPE-QI-7-BROKE AND CORE | WEEKLY ROUTINE | 28 | 14 | 2 - Subj Inspection | 010082828 | #ERROR! | #ERROR! | 010082828B | #ERROR! | #ERROR! | Wire cutter | QI | OPE | Visually inspect general condition | Damaged | Wear |  | 7 |  |  |  | JDE |  | BROKE AND CORE | Route Created. Pending develop data | 0828-OPE-QI-7-BROKE AND CORE WEEKLY ROUTINE | 3957067
2254 | 0828-OPE-QI-7-BROKE AND CORE | WEEKLY ROUTINE | 28 | 14 | 2 - Subj Inspection | 010082828 | #ERROR! | #ERROR! | 010082828B | #ERROR! | #ERROR! | Guards | QI | OPE | Visually inspect general condition | Out of Position |  |  | 7 |  |  |  | JDE |  | BROKE AND CORE | Route Created. Pending develop data | 0828-OPE-QI-7-BROKE AND CORE WEEKLY ROUTINE | 3957067
2255 | 0828-OPE-QI-7-BROKE AND CORE | WEEKLY ROUTINE | 28 | 14 | 2 - Subj Inspection | 010082828 | #ERROR! | #ERROR! | 010082828B | #ERROR! | #ERROR! | Gearbox | QI | OPE | Check oil level | Low Oil Level |  |  | 7 |  |  |  | JDE |  | BROKE AND CORE | Route Created. Pending develop data | 0828-OPE-QI-7-BROKE AND CORE WEEKLY ROUTINE | 3957067
2310 | 0828-OPE-QI-7-BROKE AND CORE | WEEKLY ROUTINE | 28 | 14 | 2 - Subj Inspection | 010082843 | #ERROR! | #ERROR! |  |  |  | Photocell lenses | QI | OPE | Visually inspect general condition and clean if needed. | Dirty | Build up |  | 7 |  |  |  | JDE |  | BROKE AND CORE | Route Created. Pending develop data | 0828-OPE-QI-7-BROKE AND CORE WEEKLY ROUTINE | 3957067
2380 | 0828-OPE-QI-7-BROKE AND CORE | WEEKLY ROUTINE | 28 | 14 | 2 - Subj Inspection | 0100828V | #ERROR! | #ERROR! | 0100828UC | #ERROR! | #ERROR! | Core chute | QI | OPE | Visually inspect general condition and clean if needed. | Dirty | Wear |  | 7 |  |  |  | JDE |  | BROKE AND CORE | Route Created. Pending develop data | 0828-OPE-QI-7-BROKE AND CORE WEEKLY ROUTINE | 3957067
2400 | 0828-OPE-QI-7-BROKE AND CORE | WEEKLY ROUTINE | 28 | 14 | 1C - Clean | 0100828F | #ERROR! | #ERROR! |  |  |  | Photo-light lens, reflectors | QI | OPE | Clean | Dirty |  |  | 7 |  |  |  | JDE |  | BROKE AND CORE | Route Created. Pending develop data | 0828-OPE-QI-7-BROKE AND CORE WEEKLY ROUTINE | 3957067
2416 | 0828-OPE-QI-7-BROKE AND CORE | WEEKLY ROUTINE | 28 | 14 | 2 - Subj Inspection | 0100828H | #ERROR! | #ERROR! |  |  |  | Chain Oiler | QI | OPE | Check oil level and drip alignment, Top up and adjust if required |  |  |  | 7 |  |  |  | JDE |  | BROKE AND CORE | Route Created. Pending develop data | 0828-OPE-QI-7-BROKE AND CORE WEEKLY ROUTINE | 3957067
2418 | 0828-OPE-QI-7-BROKE AND CORE | WEEKLY ROUTINE | 28 | 14 | 2 - Subj Inspection | 0100828H | #ERROR! | #ERROR! |  |  |  | Gearbox torque arm bolts | QI | OPE | Visually inspect general condition and tighten or replace if needed | Wear | Looseness | Breakage | 7 |  |  |  | JDE |  | BROKE AND CORE | Route Created. Pending develop data | 0828-OPE-QI-7-BROKE AND CORE WEEKLY ROUTINE | 3957067
2419 | 0828-OPE-QI-7-BROKE AND CORE | WEEKLY ROUTINE | 28 | 14 | 2 - Subj Inspection | 0100828H | #ERROR! | #ERROR! |  |  |  | Gearbox torque arm rubber | QI | OPE | Visually inspect general condition | Wear | Breakage |  | 7 |  |  |  | JDE |  | BROKE AND CORE | Route Created. Pending develop data | 0828-OPE-QI-7-BROKE AND CORE WEEKLY ROUTINE | 3957067
2422 | 0828-OPE-QI-7-BROKE AND CORE | WEEKLY ROUTINE | 28 | 14 | 1C - Clean | 0100828H | #ERROR! | #ERROR! |  |  |  | Conveyor Drive/Driven roll | QI | OPE | Clean head and tail shafts | Dirty |  |  | 7 |  |  |  | JDE |  | BROKE AND CORE | Route Created. Pending develop data | 0828-OPE-QI-7-BROKE AND CORE WEEKLY ROUTINE | 3957067
2423 | 0828-OPE-QI-7-BROKE AND CORE | WEEKLY ROUTINE | 28 | 14 | 2 - Subj Inspection | 0100828H | #ERROR! | #ERROR! |  |  |  | Conveyor Belt | QI | OPE | Inspect area below conveyor and remove any trash or build up | Dirty | Build up |  | 7 |  |  |  | JDE |  | BROKE AND CORE | Route Created. Pending develop data | 0828-OPE-QI-7-BROKE AND CORE WEEKLY ROUTINE | 3957067
2427 | 0828-OPE-QI-7-BROKE AND CORE | WEEKLY ROUTINE | 28 | 14 | 2 - Subj Inspection | 0100828H | #ERROR! | #ERROR! |  |  |  | E-stops switch | QI | OPE | Check to ensure that they stop the system when actuated. If faulty, create an order to repair. | Non-functional | Malfunction | Looseness | 7 |  |  |  | JDE |  | BROKE AND CORE | Route Created. Pending develop data | 0828-OPE-QI-7-BROKE AND CORE WEEKLY ROUTINE | 3957067
2435 | 0828-OPE-QI-7-BROKE AND CORE | WEEKLY ROUTINE | 28 | 14 | 1C - Clean | 0100828I | #ERROR! | #ERROR! |  |  |  | Photo-light lens, reflectors | QI | OPE | Clean | Dirty |  |  | 7 |  |  |  | JDE |  | BROKE AND CORE | Route Created. Pending develop data | 0828-OPE-QI-7-BROKE AND CORE WEEKLY ROUTINE | 3957067
2442 | 0828-OPE-QI-7-BROKE AND CORE | WEEKLY ROUTINE | 28 | 14 | 2 - Subj Inspection | 0100828J | #ERROR! | #ERROR! |  |  |  | Hydraulic Tank | QI | OPE | Check oil level | Low Oil Level |  |  | 7 |  |  |  | JDE |  | BROKE AND CORE | Route Created. Pending develop data | 0828-OPE-QI-7-BROKE AND CORE WEEKLY ROUTINE | 3957067
2446 | 0828-OPE-QI-7-BROKE AND CORE | WEEKLY ROUTINE | 28 | 14 | 2 - Subj Inspection | 0100828J | #ERROR! | #ERROR! |  |  |  | Piping | QI | OPE | Visually inspect general condition | Wear | Leak |  | 7 |  |  |  | JDE |  | BROKE AND CORE | Route Created. Pending develop data | 0828-OPE-QI-7-BROKE AND CORE WEEKLY ROUTINE | 3957067
2456 | 0828-OPE-QI-7-BROKE AND CORE | WEEKLY ROUTINE | 28 | 14 | 3 - Obj Inspection | 0100828J | #ERROR! | #ERROR! |  |  |  | Hydraulic Pump | QI | OPE | Verify oil temperature. Register value, if temperature exceeds 150 F for a sustained period, create an order to inspect. | Overheat |  |  | 7 |  | Check temperature in the volute casing, bearing housing and shaft seal (measured on the casing cover or the stuffing box housing). |  | JDE |  | BROKE AND CORE | Route Created. Pending develop data | 0828-OPE-QI-7-BROKE AND CORE WEEKLY ROUTINE | 3957067
2463 | 0828-OPE-QI-7-BROKE AND CORE | WEEKLY ROUTINE | 28 | 14 | 1C - Clean | 0100828K | #ERROR! | #ERROR! |  |  |  | Photo-light lens, reflectors | QI | OPE | Clean | Dirty |  |  | 7 |  |  |  | JDE |  | BROKE AND CORE | Route Created. Pending develop data | 0828-OPE-QI-7-BROKE AND CORE WEEKLY ROUTINE | 3957067
2469 | 0828-OPE-QI-7-BROKE AND CORE | WEEKLY ROUTINE | 28 | 14 | 2 - Subj Inspection | 0100828L | #ERROR! | #ERROR! |  |  |  | Frame | QI | OPE | Visually inspect general condition | Wear | Damaged | Build Up | 7 |  | Check inside the frame for material build up. Check the frame for corrosion, damage and cleanliness. |  | JDE |  | BROKE AND CORE | Route Created. Pending develop data | 0828-OPE-QI-7-BROKE AND CORE WEEKLY ROUTINE | 3957067
2477 | 0828-OPE-QI-7-BROKE AND CORE | WEEKLY ROUTINE | 28 | 14 | 2 - Subj Inspection | 0100828L | #ERROR! | #ERROR! |  |  |  | E-stops switch | QI | OPE | Check to ensure that they stop the system when actuated. If faulty, create an order to repair. | Non-functional | Malfunction | Looseness | 7 |  |  |  | JDE |  | BROKE AND CORE | Route Created. Pending develop data | 0828-OPE-QI-7-BROKE AND CORE WEEKLY ROUTINE | 3957067
2485 | 0828-OPE-QI-7-BROKE AND CORE | WEEKLY ROUTINE | 28 | 14 | 2 - Subj Inspection | 0100828L | #ERROR! | #ERROR! |  |  |  | Safety guards | QI | OPE | Visually inspect general condition | Wear | Damaged | Missing | 7 |  |  |  | JDE |  | BROKE AND CORE | Route Created. Pending develop data | 0828-OPE-QI-7-BROKE AND CORE WEEKLY ROUTINE | 3957067
2491 | 0828-OPE-QI-7-BROKE AND CORE | WEEKLY ROUTINE | 28 | 14 | 2 - Subj Inspection | 0100828M | #ERROR! | #ERROR! |  |  |  | Frame | QI | OPE | Visually inspect general condition | Wear | Damaged | Build Up | 7 |  | Check inside the frame for material build up. Check the frame for corrosion, damage and cleanliness. |  | JDE |  | BROKE AND CORE | Route Created. Pending develop data | 0828-OPE-QI-7-BROKE AND CORE WEEKLY ROUTINE | 3957067
2499 | 0828-OPE-QI-7-BROKE AND CORE | WEEKLY ROUTINE | 28 | 14 | 2 - Subj Inspection | 0100828M | #ERROR! | #ERROR! |  |  |  | E-stops switch | QI | OPE | Check to ensure that they stop the system when actuated. If faulty, create an order to repair. | Non-functional | Malfunction | Looseness | 7 |  |  |  | JDE |  | BROKE AND CORE | Route Created. Pending develop data | 0828-OPE-QI-7-BROKE AND CORE WEEKLY ROUTINE | 3957067
2507 | 0828-OPE-QI-7-BROKE AND CORE | WEEKLY ROUTINE | 28 | 14 | 2 - Subj Inspection | 0100828M | #ERROR! | #ERROR! |  |  |  | Safety guards | QI | OPE | Visually inspect general condition | Wear | Damaged | Missing | 7 |  |  |  | JDE |  | BROKE AND CORE | Route Created. Pending develop data | 0828-OPE-QI-7-BROKE AND CORE WEEKLY ROUTINE | 3957067
2513 | 0828-OPE-QI-7-BROKE AND CORE | WEEKLY ROUTINE | 28 | 14 | 2 - Subj Inspection | 0100828N | #ERROR! | #ERROR! |  |  |  | Frame | QI | OPE | Visually inspect general condition | Wear | Damaged | Build Up | 7 |  | Check inside the frame for material build up. Check the frame for corrosion, damage and cleanliness. |  | JDE |  | BROKE AND CORE | Route Created. Pending develop data | 0828-OPE-QI-7-BROKE AND CORE WEEKLY ROUTINE | 3957067
2521 | 0828-OPE-QI-7-BROKE AND CORE | WEEKLY ROUTINE | 28 | 14 | 2 - Subj Inspection | 0100828N | #ERROR! | #ERROR! |  |  |  | E-stops switch | QI | OPE | Check to ensure that they stop the system when actuated. If faulty, create an order to repair. | Non-functional | Malfunction | Looseness | 7 |  |  |  | JDE |  | BROKE AND CORE | Route Created. Pending develop data | 0828-OPE-QI-7-BROKE AND CORE WEEKLY ROUTINE | 3957067
2529 | 0828-OPE-QI-7-BROKE AND CORE | WEEKLY ROUTINE | 28 | 14 | 2 - Subj Inspection | 0100828N | #ERROR! | #ERROR! |  |  |  | Safety guards | QI | OPE | Visually inspect general condition | Wear | Damaged | Missing | 7 |  |  |  | JDE |  | BROKE AND CORE | Route Created. Pending develop data | 0828-OPE-QI-7-BROKE AND CORE WEEKLY ROUTINE | 3957067
2535 | 0828-OPE-QI-7-BROKE AND CORE | WEEKLY ROUTINE | 28 | 14 | 2 - Subj Inspection | 0100828O | #ERROR! | #ERROR! |  |  |  | Frame | QI | OPE | Visually inspect general condition | Wear | Damaged | Build Up | 7 |  | Check inside the frame for material build up. Check the frame for corrosion, damage and cleanliness. |  | JDE |  | BROKE AND CORE | Route Created. Pending develop data | 0828-OPE-QI-7-BROKE AND CORE WEEKLY ROUTINE | 3957067
2543 | 0828-OPE-QI-7-BROKE AND CORE | WEEKLY ROUTINE | 28 | 14 | 2 - Subj Inspection | 0100828O | #ERROR! | #ERROR! |  |  |  | E-stops switch | QI | OPE | Check to ensure that they stop the system when actuated. If faulty, create an order to repair. | Non-functional | Malfunction | Looseness | 7 |  |  |  | JDE |  | BROKE AND CORE | Route Created. Pending develop data | 0828-OPE-QI-7-BROKE AND CORE WEEKLY ROUTINE | 3957067
2551 | 0828-OPE-QI-7-BROKE AND CORE | WEEKLY ROUTINE | 28 | 14 | 2 - Subj Inspection | 0100828O | #ERROR! | #ERROR! |  |  |  | Safety guards | QI | OPE | Visually inspect general condition | Wear | Damaged | Missing | 7 |  |  |  | JDE |  | BROKE AND CORE | Route Created. Pending develop data | 0828-OPE-QI-7-BROKE AND CORE WEEKLY ROUTINE | 3957067
2557 | 0828-OPE-QI-7-BROKE AND CORE | WEEKLY ROUTINE | 28 | 14 | 2 - Subj Inspection | 0100828P | #ERROR! | #ERROR! |  |  |  | Frame | QI | OPE | Visually inspect general condition | Wear | Damaged | Build Up | 7 |  | Check inside the frame for material build up. Check the frame for corrosion, damage and cleanliness. |  | JDE |  | BROKE AND CORE | Route Created. Pending develop data | 0828-OPE-QI-7-BROKE AND CORE WEEKLY ROUTINE | 3957067
2565 | 0828-OPE-QI-7-BROKE AND CORE | WEEKLY ROUTINE | 28 | 14 | 2 - Subj Inspection | 0100828P | #ERROR! | #ERROR! |  |  |  | E-stops switch | QI | OPE | Check to ensure that they stop the system when actuated. If faulty, create an order to repair. | Non-functional | Malfunction | Looseness | 7 |  |  |  | JDE |  | BROKE AND CORE | Route Created. Pending develop data | 0828-OPE-QI-7-BROKE AND CORE WEEKLY ROUTINE | 3957067
2573 | 0828-OPE-QI-7-BROKE AND CORE | WEEKLY ROUTINE | 28 | 14 | 2 - Subj Inspection | 0100828P | #ERROR! | #ERROR! |  |  |  | Safety guards | QI | OPE | Visually inspect general condition | Wear | Damaged | Missing | 7 |  |  |  | JDE |  | BROKE AND CORE | Route Created. Pending develop data | 0828-OPE-QI-7-BROKE AND CORE WEEKLY ROUTINE | 3957067
2586 | 0828-OPE-QI-7-BROKE AND CORE | WEEKLY ROUTINE | 28 | 14 | 1C - Clean | 0100828Q | #ERROR! | #ERROR! |  |  |  | Photo-light lens, reflectors | QI | OPE | Clean | Dirty |  |  | 7 |  |  |  | JDE |  | BROKE AND CORE | Route Created. Pending develop data | 0828-OPE-QI-7-BROKE AND CORE WEEKLY ROUTINE | 3957067
2592 | 0828-OPE-QI-7-BROKE AND CORE | WEEKLY ROUTINE | 28 | 14 | 2 - Subj Inspection | 0100828R | #ERROR! | #ERROR! |  |  |  | Hydraulic Tank | QI | OPE | Check oil level | Low Oil Level |  |  | 7 |  |  |  | JDE |  | BROKE AND CORE | Route Created. Pending develop data | 0828-OPE-QI-7-BROKE AND CORE WEEKLY ROUTINE | 3957067
2596 | 0828-OPE-QI-7-BROKE AND CORE | WEEKLY ROUTINE | 28 | 14 | 2 - Subj Inspection | 0100828R | #ERROR! | #ERROR! |  |  |  | Piping | QI | OPE | Visually inspect general condition | Wear | Leak |  | 7 |  |  |  | JDE |  | BROKE AND CORE | Route Created. Pending develop data | 0828-OPE-QI-7-BROKE AND CORE WEEKLY ROUTINE | 3957067
2606 | 0828-OPE-QI-7-BROKE AND CORE | WEEKLY ROUTINE | 28 | 14 | 3 - Obj Inspection | 0100828R | #ERROR! | #ERROR! |  |  |  | Hydraulic Pump | QI | OPE | Verify oil temperature. Register value, if temperature exceeds 150 F for a sustained period, create an order to inspect. | Overheat |  |  | 7 |  | Check temperature in the volute casing, bearing housing and shaft seal (measured on the casing cover or the stuffing box housing). |  | JDE |  | BROKE AND CORE | Route Created. Pending develop data | 0828-OPE-QI-7-BROKE AND CORE WEEKLY ROUTINE | 3957067
2613 | 0828-OPE-QI-7-BROKE AND CORE | WEEKLY ROUTINE | 28 | 14 | 1C - Clean | 0100828S | #ERROR! | #ERROR! |  |  |  | Conveyor Head/Tail shaft | QI | OPE | Clean head and tail shafts of wrapped debris | Dirty |  |  | 7 |  |  |  | JDE |  | BROKE AND CORE | Route Created. Pending develop data | 0828-OPE-QI-7-BROKE AND CORE WEEKLY ROUTINE | 3957067
2628 | 0828-OPE-QI-7-BROKE AND CORE | WEEKLY ROUTINE | 28 | 14 | 2 - Subj Inspection | 0100828S | #ERROR! | #ERROR! |  |  |  | E-stops switch | QI | OPE | Check to ensure that they stop the system when actuated. If faulty, create an order to repair. | Non-functional | Malfunction | Looseness | 7 |  |  |  | JDE |  | BROKE AND CORE | Route Created. Pending develop data | 0828-OPE-QI-7-BROKE AND CORE WEEKLY ROUTINE | 3957067
2634 | 0828-OPE-QI-7-BROKE AND CORE | WEEKLY ROUTINE | 28 | 14 | 1C - Clean | 010082829 | #ERROR! | #ERROR! |  |  |  | Conveyor Head/Tail shaft | QI | OPE | Clean head and tail shafts of wrapped debris | Dirty |  |  | 7 |  |  |  | JDE |  | BROKE AND CORE | Route Created. Pending develop data | 0828-OPE-QI-7-BROKE AND CORE WEEKLY ROUTINE | 3957067
2646 | 0828-OPE-QI-7-BROKE AND CORE | WEEKLY ROUTINE | 28 | 14 | 2 - Subj Inspection | 010082829 | #ERROR! | #ERROR! |  |  |  | E-stops switch | QI | OPE | Check to ensure that they stop the system when actuated. If faulty, create an order to repair. | Non-functional | Malfunction | Looseness | 7 |  |  |  | JDE |  | BROKE AND CORE | Route Created. Pending develop data | 0828-OPE-QI-7-BROKE AND CORE WEEKLY ROUTINE | 3957067
2652 | 0828-OPE-QI-7-BROKE AND CORE | WEEKLY ROUTINE | 28 | 14 | 1C - Clean | 010082830 | #ERROR! | #ERROR! |  |  |  | Conveyor Head/Tail shaft | QI | OPE | Clean head and tail shafts of wrapped debris | Dirty |  |  | 7 |  |  |  | JDE |  | BROKE AND CORE | Route Created. Pending develop data | 0828-OPE-QI-7-BROKE AND CORE WEEKLY ROUTINE | 3957067
2664 | 0828-OPE-QI-7-BROKE AND CORE | WEEKLY ROUTINE | 28 | 14 | 2 - Subj Inspection | 010082830 | #ERROR! | #ERROR! |  |  |  | E-stops switch | QI | OPE | Check to ensure that they stop the system when actuated. If faulty, create an order to repair. | Non-functional | Malfunction | Looseness | 7 |  |  |  | JDE |  | BROKE AND CORE | Route Created. Pending develop data | 0828-OPE-QI-7-BROKE AND CORE WEEKLY ROUTINE | 3957067
2670 | 0828-OPE-QI-7-BROKE AND CORE | WEEKLY ROUTINE | 28 | 14 | 1C - Clean | 010082831 | #ERROR! | #ERROR! |  |  |  | Conveyor Head/Tail shaft | QI | OPE | Clean head and tail shafts of wrapped debris | Dirty |  |  | 7 |  |  |  | JDE |  | BROKE AND CORE | Route Created. Pending develop data | 0828-OPE-QI-7-BROKE AND CORE WEEKLY ROUTINE | 3957067
2682 | 0828-OPE-QI-7-BROKE AND CORE | WEEKLY ROUTINE | 28 | 14 | 2 - Subj Inspection | 010082831 | #ERROR! | #ERROR! |  |  |  | E-stops switch | QI | OPE | Check to ensure that they stop the system when actuated. If faulty, create an order to repair. | Non-functional | Malfunction | Looseness | 7 |  |  |  | JDE |  | BROKE AND CORE | Route Created. Pending develop data | 0828-OPE-QI-7-BROKE AND CORE WEEKLY ROUTINE | 3957067
2688 | 0828-OPE-QI-7-BROKE AND CORE | WEEKLY ROUTINE | 28 | 14 | 1C - Clean | 010082833 | #ERROR! | #ERROR! |  |  |  | Conveyor Head/Tail shaft | QI | OPE | Clean head and tail shafts of wrapped debris | Dirty |  |  | 7 |  |  |  | JDE |  | BROKE AND CORE | Route Created. Pending develop data | 0828-OPE-QI-7-BROKE AND CORE WEEKLY ROUTINE | 3957067
2700 | 0828-OPE-QI-7-BROKE AND CORE | WEEKLY ROUTINE | 28 | 14 | 2 - Subj Inspection | 010082833 | #ERROR! | #ERROR! |  |  |  | E-stops switch | QI | OPE | Check to ensure that they stop the system when actuated. If faulty, create an order to repair. | Non-functional | Malfunction | Looseness | 7 |  |  |  | JDE |  | BROKE AND CORE | Route Created. Pending develop data | 0828-OPE-QI-7-BROKE AND CORE WEEKLY ROUTINE | 3957067
2716 | 0828-OPE-QI-7-BROKE AND CORE | WEEKLY ROUTINE | 28 | 14 | 2 - Subj Inspection | 0100828T | #ERROR! | #ERROR! |  |  |  | Gearbox torque arm bolts | QI | OPE | Visually inspect general condition and tighten or replace if needed | Wear | Looseness | Breakage | 7 |  |  |  | JDE |  | BROKE AND CORE | Route Created. Pending develop data | 0828-OPE-QI-7-BROKE AND CORE WEEKLY ROUTINE | 3957067
2717 | 0828-OPE-QI-7-BROKE AND CORE | WEEKLY ROUTINE | 28 | 14 | 2 - Subj Inspection | 0100828T | #ERROR! | #ERROR! |  |  |  | Gearbox torque arm rubber | QI | OPE | Visually inspect general condition | Wear | Breakage |  | 7 |  |  |  | JDE |  | BROKE AND CORE | Route Created. Pending develop data | 0828-OPE-QI-7-BROKE AND CORE WEEKLY ROUTINE | 3957067
2720 | 0828-OPE-QI-7-BROKE AND CORE | WEEKLY ROUTINE | 28 | 14 | 2 - Subj Inspection | 0100828T | #ERROR! | #ERROR! |  |  |  | Conveyor Head/Tail shaft | QI | OPE | Clean head and tail shafts of wrapped debris | Dirty |  |  | 7 |  |  |  | JDE |  | BROKE AND CORE | Route Created. Pending develop data | 0828-OPE-QI-7-BROKE AND CORE WEEKLY ROUTINE | 3957067
2724 | 0828-OPE-QI-7-BROKE AND CORE | WEEKLY ROUTINE | 28 | 14 | 2 - Subj Inspection | 0100828T | #ERROR! | #ERROR! |  |  |  | E-stops switch | QI | OPE | Check to ensure that they stop the system when actuated. If faulty, create an order to repair. | Non-functional | Malfunction | Looseness | 7 |  |  |  | JDE |  | BROKE AND CORE | Route Created. Pending develop data | 0828-OPE-QI-7-BROKE AND CORE WEEKLY ROUTINE | 3957067
2742 | 0828-OPE-QI-7-BROKE AND CORE | WEEKLY ROUTINE | 28 | 14 | 2 - Subj Inspection | 0100828U | #ERROR! | #ERROR! |  |  |  | Gearbox torque arm bolts | QI | OPE | Visually inspect general condition and tighten or replace if needed | Wear | Looseness | Breakage | 7 |  |  |  | JDE |  | BROKE AND CORE | Route Created. Pending develop data | 0828-OPE-QI-7-BROKE AND CORE WEEKLY ROUTINE | 3957067
2743 | 0828-OPE-QI-7-BROKE AND CORE | WEEKLY ROUTINE | 28 | 14 | 2 - Subj Inspection | 0100828U | #ERROR! | #ERROR! |  |  |  | Gearbox torque arm rubber | QI | OPE | Visually inspect general condition | Wear | Breakage |  | 7 |  |  |  | JDE |  | BROKE AND CORE | Route Created. Pending develop data | 0828-OPE-QI-7-BROKE AND CORE WEEKLY ROUTINE | 3957067
2746 | 0828-OPE-QI-7-BROKE AND CORE | WEEKLY ROUTINE | 28 | 14 | 1C - Clean | 0100828U | #ERROR! | #ERROR! |  |  |  | Conveyor Head/Tail shaft | QI | OPE | Clean head and tail shafts of wrapped debris | Dirty |  |  | 7 |  |  |  | JDE |  | BROKE AND CORE | Route Created. Pending develop data | 0828-OPE-QI-7-BROKE AND CORE WEEKLY ROUTINE | 3957067
2750 | 0828-OPE-QI-7-BROKE AND CORE | WEEKLY ROUTINE | 28 | 14 | 2 - Subj Inspection | 0100828U | #ERROR! | #ERROR! |  |  |  | E-stops switch | QI | OPE | Check to ensure that they stop the system when actuated. If faulty, create an order to repair. | Non-functional | Malfunction | Looseness | 7 |  |  |  | JDE |  | BROKE AND CORE | Route Created. Pending develop data | 0828-OPE-QI-7-BROKE AND CORE WEEKLY ROUTINE | 3957067
2755 | 0828-OPE-QI-7-BROKE AND CORE | WEEKLY ROUTINE | 28 | 14 | 2 - Subj Inspection | 0100828W | #ERROR! | #ERROR! |  |  |  | Frame | QI | OPE | Visually inspect general condition | Corrosion | Damaged | Build up | 7 |  | Check inside the frame for material build up. |  | JDE |  | BROKE AND CORE | Route Created. Pending develop data | 0828-OPE-QI-7-BROKE AND CORE WEEKLY ROUTINE | 3957067
2763 | 0828-OPE-QI-7-BROKE AND CORE | WEEKLY ROUTINE | 28 | 14 | 2 - Subj Inspection | 0100828W | #ERROR! | #ERROR! |  |  |  | E-stops switch | QI | OPE | Check to ensure that they stop the system when actuated. If faulty, create an order to repair. | Non-functional | Malfunction | Looseness | 7 |  |  |  | JDE |  | BROKE AND CORE | Route Created. Pending develop data | 0828-OPE-QI-7-BROKE AND CORE WEEKLY ROUTINE | 3957067
2771 | 0828-OPE-QI-7-BROKE AND CORE | WEEKLY ROUTINE | 28 | 14 | 2 - Subj Inspection | 0100828W | #ERROR! | #ERROR! |  |  |  | Safety guards | QI | OPE | Visually inspect general condition | Wear | Damaged | Missing | 7 |  |  |  | JDE |  | BROKE AND CORE | Route Created. Pending develop data | 0828-OPE-QI-7-BROKE AND CORE WEEKLY ROUTINE | 3957067
2777 | 0828-OPE-QI-7-BROKE AND CORE | WEEKLY ROUTINE | 28 | 14 | 2 - Subj Inspection | 0100828X | #ERROR! | #ERROR! |  |  |  | Frame | QI | OPE | Visually inspect general condition | Wear | Damaged | Build Up | 7 |  | Check inside the frame for material build up. Check the frame for corrosion, damage and cleanliness. |  | JDE |  | BROKE AND CORE | Route Created. Pending develop data | 0828-OPE-QI-7-BROKE AND CORE WEEKLY ROUTINE | 3957067
2785 | 0828-OPE-QI-7-BROKE AND CORE | WEEKLY ROUTINE | 28 | 14 | 2 - Subj Inspection | 0100828X | #ERROR! | #ERROR! |  |  |  | E-stops switch | QI | OPE | Check to ensure that they stop the system when actuated. If faulty, create an order to repair. | Non-functional | Malfunction | Looseness | 7 |  |  |  | JDE |  | BROKE AND CORE | Route Created. Pending develop data | 0828-OPE-QI-7-BROKE AND CORE WEEKLY ROUTINE | 3957067
2791 | 0828-OPE-QI-7-BROKE AND CORE | WEEKLY ROUTINE | 28 | 14 | 2 - Subj Inspection | 0100828X | #ERROR! | #ERROR! |  |  |  | Safety guards | QI | OPE | Visually inspect general condition | Wear | Damaged | Missing | 7 |  |  |  | JDE |  | BROKE AND CORE | Route Created. Pending develop data | 0828-OPE-QI-7-BROKE AND CORE WEEKLY ROUTINE | 3957067
2797 | 0828-OPE-QI-7-BROKE AND CORE | WEEKLY ROUTINE | 28 | 14 | 2 - Subj Inspection | 0100828Y | #ERROR! | #ERROR! |  |  |  | Frame | QI | OPE | Visually inspect general condition | Wear | Damaged | Build Up | 7 |  | Check inside the frame for material build up. Check the frame for corrosion, damage and cleanliness. |  | JDE |  | BROKE AND CORE | Route Created. Pending develop data | 0828-OPE-QI-7-BROKE AND CORE WEEKLY ROUTINE | 3957067
2805 | 0828-OPE-QI-7-BROKE AND CORE | WEEKLY ROUTINE | 28 | 14 | 2 - Subj Inspection | 0100828Y | #ERROR! | #ERROR! |  |  |  | E-stops switch | QI | OPE | Check to ensure that they stop the system when actuated. If faulty, create an order to repair. | Non-functional | Malfunction | Looseness | 7 |  |  |  | JDE |  | BROKE AND CORE | Route Created. Pending develop data | 0828-OPE-QI-7-BROKE AND CORE WEEKLY ROUTINE | 3957067
2811 | 0828-OPE-QI-7-BROKE AND CORE | WEEKLY ROUTINE | 28 | 14 | 2 - Subj Inspection | 0100828Y | #ERROR! | #ERROR! |  |  |  | Safety guards | QI | OPE | Visually inspect general condition | Wear | Damaged | Missing | 7 |  |  |  | JDE |  | BROKE AND CORE | Route Created. Pending develop data | 0828-OPE-QI-7-BROKE AND CORE WEEKLY ROUTINE | 3957067
2817 | 0828-OPE-QI-7-BROKE AND CORE | WEEKLY ROUTINE | 28 | 14 | 2 - Subj Inspection | 0100828Z | #ERROR! | #ERROR! |  |  |  | Frame | QI | OPE | Visually inspect general condition | Wear | Damaged | Build Up | 7 |  | Check inside the frame for material build up. Check the frame for corrosion, damage and cleanliness. |  | JDE |  | BROKE AND CORE | Route Created. Pending develop data | 0828-OPE-QI-7-BROKE AND CORE WEEKLY ROUTINE | 3957067
2825 | 0828-OPE-QI-7-BROKE AND CORE | WEEKLY ROUTINE | 28 | 14 | 2 - Subj Inspection | 0100828Z | #ERROR! | #ERROR! |  |  |  | E-stops switch | QI | OPE | Check to ensure that they stop the system when actuated. If faulty, create an order to repair. | Non-functional | Malfunction | Looseness | 7 |  |  |  | JDE |  | BROKE AND CORE | Route Created. Pending develop data | 0828-OPE-QI-7-BROKE AND CORE WEEKLY ROUTINE | 3957067
2831 | 0828-OPE-QI-7-BROKE AND CORE | WEEKLY ROUTINE | 28 | 14 | 2 - Subj Inspection | 0100828Z | #ERROR! | #ERROR! |  |  |  | Safety guards | QI | OPE | Visually inspect general condition | Wear | Damaged | Missing | 7 |  |  |  | JDE |  | BROKE AND CORE | Route Created. Pending develop data | 0828-OPE-QI-7-BROKE AND CORE WEEKLY ROUTINE | 3957067
2840 | 0828-OPE-QI-7-BROKE AND CORE | WEEKLY ROUTINE | 28 | 14 | 1C - Clean | 010082837 | #ERROR! | #ERROR! |  |  |  | Conveyor Head/Tail shaft | QI | OPE | Clean head and tail shafts of wrapped debris | Dirty |  |  | 7 |  |  |  | JDE |  | BROKE AND CORE | Route Created. Pending develop data | 0828-OPE-QI-7-BROKE AND CORE WEEKLY ROUTINE | 3957067
2852 | 0828-OPE-QI-7-BROKE AND CORE | WEEKLY ROUTINE | 28 | 14 | 2 - Subj Inspection | 010082837 | #ERROR! | #ERROR! |  |  |  | E-stops switch | QI | OPE | Check to ensure that they stop the system when actuated. If faulty, create an order to repair. | Non-functional | Malfunction | Looseness | 7 |  |  |  | JDE |  | BROKE AND CORE | Route Created. Pending develop data | 0828-OPE-QI-7-BROKE AND CORE WEEKLY ROUTINE | 3957067
2855 | 0828-OPE-QI-7-BROKE AND CORE | WEEKLY ROUTINE | 28 | 14 | 2 - Subj Inspection | 010082838 | #ERROR! | #ERROR! |  |  |  | Frame | QI | OPE | Visually inspect general condition | Wear | Damaged | Build Up | 7 |  | Check inside the frame for material build up. Check the frame for corrosion, damage and cleanliness. |  | JDE |  | BROKE AND CORE | Route Created. Pending develop data | 0828-OPE-QI-7-BROKE AND CORE WEEKLY ROUTINE | 3957067
2863 | 0828-OPE-QI-7-BROKE AND CORE | WEEKLY ROUTINE | 28 | 14 | 2 - Subj Inspection | 010082838 | #ERROR! | #ERROR! |  |  |  | E-stops switch | QI | OPE | Check to ensure that they stop the system when actuated. If faulty, create an order to repair. | Non-functional | Malfunction | Looseness | 7 |  |  |  | JDE |  | BROKE AND CORE | Route Created. Pending develop data | 0828-OPE-QI-7-BROKE AND CORE WEEKLY ROUTINE | 3957067
2871 | 0828-OPE-QI-7-BROKE AND CORE | WEEKLY ROUTINE | 28 | 14 | 2 - Subj Inspection | 010082838 | #ERROR! | #ERROR! |  |  |  | Safety guards | QI | OPE | Visually inspect general condition | Wear | Damaged | Missing | 7 |  |  |  | JDE |  | BROKE AND CORE | Route Created. Pending develop data | 0828-OPE-QI-7-BROKE AND CORE WEEKLY ROUTINE | 3957067
2877 | 0828-OPE-QI-7-BROKE AND CORE | WEEKLY ROUTINE | 28 | 14 | 2 - Subj Inspection | 010082839 | #ERROR! | #ERROR! |  |  |  | Frame | QI | OPE | Visually inspect general condition | Wear | Damaged | Build Up | 7 |  | Check inside the frame for material build up. Check the frame for corrosion, damage and cleanliness. |  | JDE |  | BROKE AND CORE | Route Created. Pending develop data | 0828-OPE-QI-7-BROKE AND CORE WEEKLY ROUTINE | 3957067
2885 | 0828-OPE-QI-7-BROKE AND CORE | WEEKLY ROUTINE | 28 | 14 | 2 - Subj Inspection | 010082839 | #ERROR! | #ERROR! |  |  |  | E-stops switch | QI | OPE | Check to ensure that they stop the system when actuated. If faulty, create an order to repair. | Non-functional | Malfunction | Looseness | 7 |  |  |  | JDE |  | BROKE AND CORE | Route Created. Pending develop data | 0828-OPE-QI-7-BROKE AND CORE WEEKLY ROUTINE | 3957067
2893 | 0828-OPE-QI-7-BROKE AND CORE | WEEKLY ROUTINE | 28 | 14 | 2 - Subj Inspection | 010082839 | #ERROR! | #ERROR! |  |  |  | Safety guards | QI | OPE | Visually inspect general condition | Wear | Damaged | Missing | 7 |  |  |  | JDE |  | BROKE AND CORE | Route Created. Pending develop data | 0828-OPE-QI-7-BROKE AND CORE WEEKLY ROUTINE | 3957067
2898 | 0828-OPE-QI-7-BROKE AND CORE | WEEKLY ROUTINE | 28 | 14 | 2 - Subj Inspection | 010082839 | #ERROR! | #ERROR! |  |  |  | E-stops switch | QI | OPE | Check to ensure that they stop the system when actuated. If faulty, create an order to repair. | Non-functional | Malfunction | Looseness | 7 |  |  |  | JDE |  | BROKE AND CORE | Route Created. Pending develop data | 0828-OPE-QI-7-BROKE AND CORE WEEKLY ROUTINE | 3957067
2909 | 0828-OPE-QI-7-BROKE AND CORE | WEEKLY ROUTINE | 28 | 14 | 1C - Clean | 010082842 | #ERROR! | #ERROR! |  |  |  | Photo-light lens, reflectors | QI | OPE | Clean | Dirty |  |  | 7 |  |  |  | JDE |  | BROKE AND CORE | Route Created. Pending develop data | 0828-OPE-QI-7-BROKE AND CORE WEEKLY ROUTINE | 3957067
2930 | 0828-OPE-QI-7-BROKE AND CORE | WEEKLY ROUTINE | 28 | 14 | 1C - Clean | 010082836 | #ERROR! | #ERROR! |  |  |  | Photo-light lens, reflectors | QI | OPE | Clean | Dirty |  |  | 7 |  |  |  | JDE |  | BROKE AND CORE | Route Created. Pending develop data | 0828-OPE-QI-7-BROKE AND CORE WEEKLY ROUTINE | 3957067
2946 | 0828-OPE-QI-7-BROKE AND CORE | WEEKLY ROUTINE | 28 | 14 | 1C - Clean | 010082832 | #ERROR! | #ERROR! |  |  |  | Photo-light lens, reflectors | QI | OPE | Clean | Dirty |  |  | 7 |  |  |  | JDE |  | BROKE AND CORE | Route Created. Pending develop data | 0828-OPE-QI-7-BROKE AND CORE WEEKLY ROUTINE | 3957067
2957 | 0828-OPE-QI-7-BROKE AND CORE | WEEKLY ROUTINE | 28 | 14 | 2 - Subj Inspection | 010082832 | #ERROR! | #ERROR! |  |  |  | Gearbox torque arm bolts | QI | OPE | Visually inspect general condition and tighten or replace if needed | Wear | Looseness | Breakage | 7 |  |  |  | JDE |  | BROKE AND CORE | Route Created. Pending develop data | 0828-OPE-QI-7-BROKE AND CORE WEEKLY ROUTINE | 3957067
2958 | 0828-OPE-QI-7-BROKE AND CORE | WEEKLY ROUTINE | 28 | 14 | 2 - Subj Inspection | 010082832 | #ERROR! | #ERROR! |  |  |  | Gearbox torque arm rubber | QI | OPE | Visually inspect general condition | Wear | Breakage |  | 7 |  |  |  | JDE |  | BROKE AND CORE | Route Created. Pending develop data | 0828-OPE-QI-7-BROKE AND CORE WEEKLY ROUTINE | 3957067
2959 | 0828-OPE-QI-7-BROKE AND CORE | WEEKLY ROUTINE | 28 | 14 | 1C - Clean | 010082832 | #ERROR! | #ERROR! |  |  |  | Conveyor Head/Tail shaft | QI | OPE | Clean head and tail shafts of wrapped debris | Dirty |  |  | 7 |  |  |  | JDE |  | BROKE AND CORE | Route Created. Pending develop data | 0828-OPE-QI-7-BROKE AND CORE WEEKLY ROUTINE | 3957067
2963 | 0828-OPE-QI-7-BROKE AND CORE | WEEKLY ROUTINE | 28 | 14 | 2 - Subj Inspection | 010082832 | #ERROR! | #ERROR! |  |  |  | E-stops switch | QI | OPE | Check to ensure that they stop the system when actuated. If faulty, create an order to repair. | Non-functional | Malfunction | Looseness | 7 |  |  |  | JDE |  | BROKE AND CORE | Route Created. Pending develop data | 0828-OPE-QI-7-BROKE AND CORE WEEKLY ROUTINE | 3957067
3018 | 0828-OPE-QI-7-BROKE AND CORE | WEEKLY ROUTINE | 28 | 14 | 1C - Clean | 010082844 | #ERROR! | #ERROR! |  |  |  | Photo-light lens, reflectors | QI | OPE | Clean | Dirty |  |  | 7 |  |  |  | JDE |  | BROKE AND CORE | Route Created. Pending develop data | 0828-OPE-QI-7-BROKE AND CORE WEEKLY ROUTINE | 3957067
3025 | 0828-OPE-QI-7-BROKE AND CORE | WEEKLY ROUTINE | 28 | 14 | 1C - Clean | 010082845 | #ERROR! | #ERROR! |  |  |  | Photo-light lens, reflectors | QI | OPE | Clean | Dirty |  |  | 7 |  |  |  | JDE |  | BROKE AND CORE | Route Created. Pending develop data | 0828-OPE-QI-7-BROKE AND CORE WEEKLY ROUTINE | 3957067
3036 | 0828-OPE-QI-7-BROKE AND CORE | WEEKLY ROUTINE | 28 | 14 | 1C - Clean | 010082846 | #ERROR! | #ERROR! |  |  |  | Photo-light lens, reflectors | QI | OPE | Clean | Dirty |  |  | 7 |  |  |  | JDE |  | BROKE AND CORE | Route Created. Pending develop data | 0828-OPE-QI-7-BROKE AND CORE WEEKLY ROUTINE | 3957067
3042 | 0828-OPE-QI-7-BROKE AND CORE | WEEKLY ROUTINE | 28 | 14 | 2 - Subj Inspection | 010082840 | #ERROR! | #ERROR! |  |  |  | Frame | QI | OPE | Visually inspect general condition | Wear | Damaged | Build Up | 7 |  | Check inside the frame for material build up. Check the frame for corrosion, damage and cleanliness. |  | JDE |  | BROKE AND CORE | Route Created. Pending develop data | 0828-OPE-QI-7-BROKE AND CORE WEEKLY ROUTINE | 3957067
3050 | 0828-OPE-QI-7-BROKE AND CORE | WEEKLY ROUTINE | 28 | 14 | 2 - Subj Inspection | 010082840 | #ERROR! | #ERROR! |  |  |  | E-stops switch | QI | OPE | Check to ensure that they stop the system when actuated. If faulty, create an order to repair. | Non-functional | Malfunction | Looseness | 7 |  |  |  | JDE |  | BROKE AND CORE | Route Created. Pending develop data | 0828-OPE-QI-7-BROKE AND CORE WEEKLY ROUTINE | 3957067
3058 | 0828-OPE-QI-7-BROKE AND CORE | WEEKLY ROUTINE | 28 | 14 | 2 - Subj Inspection | 010082840 | #ERROR! | #ERROR! |  |  |  | Safety guards | QI | OPE | Visually inspect general condition | Wear | Damaged | Missing | 7 |  |  |  | JDE |  | BROKE AND CORE | Route Created. Pending develop data | 0828-OPE-QI-7-BROKE AND CORE WEEKLY ROUTINE | 3957067
3063 | 0828-OPE-QI-7-BROKE AND CORE | WEEKLY ROUTINE | 28 | 14 | 2 - Subj Inspection | 010082840 | #ERROR! | #ERROR! |  |  |  | E-stops switch | QI | OPE | Check to ensure that they stop the system when actuated. If faulty, create an order to repair. | Non-functional | Malfunction | Looseness | 7 |  |  |  | JDE |  | BROKE AND CORE | Route Created. Pending develop data | 0828-OPE-QI-7-BROKE AND CORE WEEKLY ROUTINE | 3957067
3685 | 0060-OPE-QI-7-FIRE PUMP 1 | WEEKLY INSPECTION | 25 | 17 | 2 - Subj Inspection | 3250060A | #ERROR! | #ERROR! |  |  |  |  | QI | UFO | Visually inspect the fluid levels before starting the engine. |  |  |  | 7 |  |  |  | JDE |  | UTILITIES | Route Created. Pending develop data | 0060-OPE-QI-7-FIRE PUMP 1 WEEKLY INSPECTION | 3957068
3686 | 0060-OPE-QI-7-FIRE PUMP 1 | WEEKLY INSPECTION | 25 | 17 | 3 - Obj Inspection | 3250060A | #ERROR! | #ERROR! | 3250060AA | #ERROR! | #ERROR! | Engine | QI | UFO | Check oil pressure | Out of Tolerance |  |  | 7 |  |  |  | JDE |  | UTILITIES | Route Created. Pending develop data | 0060-OPE-QI-7-FIRE PUMP 1 WEEKLY INSPECTION | 3957068
3687 | 0060-OPE-QI-7-FIRE PUMP 1 | WEEKLY INSPECTION | 25 | 17 | 3 - Obj Inspection | 3250060A | #ERROR! | #ERROR! | 3250060AA | #ERROR! | #ERROR! | Engine | QI | UFO | Check coolant temperatures | Out of Tolerance |  |  | 7 |  |  |  | JDE |  | UTILITIES | Route Created. Pending develop data | 0060-OPE-QI-7-FIRE PUMP 1 WEEKLY INSPECTION | 3957068
3688 | 0060-OPE-QI-7-FIRE PUMP 1 | WEEKLY INSPECTION | 25 | 17 | 2 - Subj Inspection | 3250060A | #ERROR! | #ERROR! |  |  |  | Automatic Start system | QI | UFO | Ensure the fire pump starts automatically by simulating a pressure drop in the system. If the pressure switch or transducer is not working properly, create an order to repair | Non-functional |  |  | 7 |  |  |  | JDE |  | UTILITIES | Route Created. Pending develop data | 0060-OPE-QI-7-FIRE PUMP 1 WEEKLY INSPECTION | 3957068
3689 | 0060-OPE-QI-7-FIRE PUMP 1 | WEEKLY INSPECTION | 25 | 17 | 2 - Subj Inspection | 3250060A | #ERROR! | #ERROR! | 3250060AA | #ERROR! | #ERROR! | Engine | QI | UFO | Look and listen for engine operation conditions. | Excessive exhaust smoke, misfires | Vibration, Noise | Loss of power, Excess fuel consumption | 7 |  |  |  | JDE |  | UTILITIES | Route Created. Pending develop data | 0060-OPE-QI-7-FIRE PUMP 1 WEEKLY INSPECTION | 3957068
3690 | 0060-OPE-QI-7-FIRE PUMP 1 | WEEKLY INSPECTION | 25 | 17 | 2 - Subj Inspection | 3250060A | #ERROR! | #ERROR! | 3250060AA | #ERROR! | #ERROR! | Engine | QI | UFO | Visually inspect general condition | Excessive heat | Excessive end-play | Damaged wiring | 7 |  |  |  | JDE |  | UTILITIES | Route Created. Pending develop data | 0060-OPE-QI-7-FIRE PUMP 1 WEEKLY INSPECTION | 3957068
3691 | 0060-OPE-QI-7-FIRE PUMP 1 | WEEKLY INSPECTION | 25 | 17 | 2 - Subj Inspection | 3250060A | #ERROR! | #ERROR! | 3250060AA | #ERROR! | #ERROR! | Engine | QI | UFO | Inspect for abnormal odors | Diesel Fuel | Burning Rubber | Exhaust fumes | 7 |  |  |  | JDE |  | UTILITIES | Route Created. Pending develop data | 0060-OPE-QI-7-FIRE PUMP 1 WEEKLY INSPECTION | 3957068
3694 | 0060-OPE-QI-7-FIRE PUMP 1 | WEEKLY INSPECTION | 25 | 17 | 2 - Subj Inspection | 3250060A | #ERROR! | #ERROR! | 3250060AAB | #ERROR! | #ERROR! | Clamps | QI | UFO | Visually inspect general condition and tighten loose clamps if needed | Corrosion | Loosenes |  | 7 |  | Refer to the Torque Tables in Section "7 - Component Parts and Assemblies" of the CUMMINS Fire Pump Drive Engines CFP9E Series Operation and Maintenance Manual |  | JDE |  | UTILITIES | Route Created. Pending develop data | 0060-OPE-QI-7-FIRE PUMP 1 WEEKLY INSPECTION | 3957068
3695 | 0060-OPE-QI-7-FIRE PUMP 1 | WEEKLY INSPECTION | 25 | 17 | 2 - Subj Inspection | 3250060A | #ERROR! | #ERROR! | 3250060AAB | #ERROR! | #ERROR! | Hoses | QI | UFO | Visually inspect general condition. Create an order to replace if needed | Corrosion | Leak |  | 7 |  |  |  | JDE |  | UTILITIES | Route Created. Pending develop data | 0060-OPE-QI-7-FIRE PUMP 1 WEEKLY INSPECTION | 3957068
3696 | 0060-OPE-QI-7-FIRE PUMP 1 | WEEKLY INSPECTION | 25 | 17 | 2 - Subj Inspection | 3250060A | #ERROR! | #ERROR! | 3250060AAC | #ERROR! | #ERROR! | Cooling water piping | QI | UFO | Visually inspect general condition | Leak | Loose | Damaged | 7 |  |  |  | JDE |  | UTILITIES | Route Created. Pending develop data | 0060-OPE-QI-7-FIRE PUMP 1 WEEKLY INSPECTION | 3957068
3697 | 0060-OPE-QI-7-FIRE PUMP 1 | WEEKLY INSPECTION | 25 | 17 | 2 - Subj Inspection | 3250060A | #ERROR! | #ERROR! | 3250060AAC | #ERROR! | #ERROR! | Coolant heat exchanger tanks | QI | UFO | Visually inspect general condition | Leak | Corrosion | Damaged | 7 |  |  |  | JDE |  | UTILITIES | Route Created. Pending develop data | 0060-OPE-QI-7-FIRE PUMP 1 WEEKLY INSPECTION | 3957068
3698 | 0060-OPE-QI-7-FIRE PUMP 1 | WEEKLY INSPECTION | 25 | 17 | 2 - Subj Inspection | 3250060A | #ERROR! | #ERROR! | 3250060AAC | #ERROR! | #ERROR! | Charge air cooling system | QI | UFO | Visually inspect general condition | Leak | Loose | Damaged | 7 |  |  |  | JDE |  | UTILITIES | Route Created. Pending develop data | 0060-OPE-QI-7-FIRE PUMP 1 WEEKLY INSPECTION | 3957068
3699 | 0060-OPE-QI-7-FIRE PUMP 1 | WEEKLY INSPECTION | 25 | 17 | 2 - Subj Inspection | 3250060A | #ERROR! | #ERROR! | 3250060AAC | #ERROR! | #ERROR! | Clamps | QI | UFO | Visually inspect general condition and tighten loose clamps if needed | Corrosion | Loose | Damaged | 7 |  |  |  | JDE |  | UTILITIES | Route Created. Pending develop data | 0060-OPE-QI-7-FIRE PUMP 1 WEEKLY INSPECTION | 3957068
3700 | 0060-OPE-QI-7-FIRE PUMP 1 | WEEKLY INSPECTION | 25 | 17 | 2 - Subj Inspection | 3250060A | #ERROR! | #ERROR! | 3250060AAC | #ERROR! | #ERROR! | Engine coolant hoses | QI | UFO | Visually inspect general condition | Leak | Loose | Damaged | 7 |  |  |  | JDE |  | UTILITIES | Route Created. Pending develop data | 0060-OPE-QI-7-FIRE PUMP 1 WEEKLY INSPECTION | 3957068
3701 | 0060-OPE-QI-7-FIRE PUMP 1 | WEEKLY INSPECTION | 25 | 17 | 2 - Subj Inspection | 3250060A | #ERROR! | #ERROR! | 3250060AAC | #ERROR! | #ERROR! | Coolant tank | QI | UFO | Ensure that the coolant level is visible by checking the coolant level sight gauge. Add coolant if needed. | Low Level |  |  | 7 |  | With the coolant expansion tank at ambient temperature, press down, unscrew, and remove the pressure cap. Add coolant, as required. DO NOT OVERFILL |  | JDE |  | UTILITIES | Route Created. Pending develop data | 0060-OPE-QI-7-FIRE PUMP 1 WEEKLY INSPECTION | 3957068
3702 | 0060-OPE-QI-7-FIRE PUMP 1 | WEEKLY INSPECTION | 25 | 17 | 2 - Subj Inspection | 3250060A | #ERROR! | #ERROR! | 3250060AAC | #ERROR! | #ERROR! | Hoses | QI | UFO | Visually inspect general condition and replace if needed | Corrosion | Leak |  | 7 |  |  |  | JDE |  | UTILITIES | Route Created. Pending develop data | 0060-OPE-QI-7-FIRE PUMP 1 WEEKLY INSPECTION | 3957068
3703 | 0060-OPE-QI-7-FIRE PUMP 1 | WEEKLY INSPECTION | 25 | 17 | 2 - Subj Inspection | 3250060A | #ERROR! | #ERROR! | 3250060AAC | #ERROR! | #ERROR! | Heat exchanger | QI | UFO | Visually inspect general condition, Clean and repair if needed | Leak | Build up | Damaged | 7 |  |  |  | JDE |  | UTILITIES | Route Created. Pending develop data | 0060-OPE-QI-7-FIRE PUMP 1 WEEKLY INSPECTION | 3957068
3704 | 0060-OPE-QI-7-FIRE PUMP 1 | WEEKLY INSPECTION | 25 | 17 | 2 - Subj Inspection | 3250060A | #ERROR! | #ERROR! | 3250060AAD | #ERROR! | #ERROR! | Oil Tank | QI | UFO | Check the oil level | Low oil Level |  |  | 7 |  | a. If the oil level is greater than the high mark (H), drain the excess oil and recheck the level. b. If the oil level is consistently below normal after a fill, check for leaks, loose or damaged gaskets, or oil in the coolant system. If the oil level is below the low mark (L), add the equivalent type oil. |  | JDE |  | UTILITIES | Route Created. Pending develop data | 0060-OPE-QI-7-FIRE PUMP 1 WEEKLY INSPECTION | 3957068
3705 | 0060-OPE-QI-7-FIRE PUMP 1 | WEEKLY INSPECTION | 25 | 17 | 2 - Subj Inspection | 3250060A | #ERROR! | #ERROR! | 3250060AA | #ERROR! | #ERROR! | Fuel supply line | QI | UFO | Visually inspect general condition. Repair leaks if needed | Leak | Corrosion | Damaged | 7 |  | Ensure the lines are not rubbing against anything that could damage the fuel system hoses. Repair any leaks or alter line routing to eliminate wear immediately. |  | JDE |  | UTILITIES | Route Created. Pending develop data | 0060-OPE-QI-7-FIRE PUMP 1 WEEKLY INSPECTION | 3957068
3706 | 0060-OPE-QI-7-FIRE PUMP 1 | WEEKLY INSPECTION | 25 | 17 | 2 - Subj Inspection | 3250060A | #ERROR! | #ERROR! | 3250060AA | #ERROR! | #ERROR! | Fuel return line | QI | UFO | Visually inspect general condition. Repair leaks if needed | Leak | Corrosion | Damaged | 7 |  |  |  | JDE |  | UTILITIES | Route Created. Pending develop data | 0060-OPE-QI-7-FIRE PUMP 1 WEEKLY INSPECTION | 3957068
3707 | 0060-OPE-QI-7-FIRE PUMP 1 | WEEKLY INSPECTION | 25 | 17 | 2 - Subj Inspection | 3250060A | #ERROR! | #ERROR! | 3250060AA | #ERROR! | #ERROR! | Fuel filter | QI | UFO | Visually inspect general condition | Dirty | Clogged |  | 7 |  |  |  | JDE |  | UTILITIES | Route Created. Pending develop data | 0060-OPE-QI-7-FIRE PUMP 1 WEEKLY INSPECTION | 3957068
3708 | 0060-OPE-QI-7-FIRE PUMP 1 | WEEKLY INSPECTION | 25 | 17 | 2 - Subj Inspection | 3250060A | #ERROR! | #ERROR! | 3250060AA | #ERROR! | #ERROR! | Fuel fittings | QI | UFO | Visually inspect general condition | Leak | Abrasion | Wear | 7 |  |  |  | JDE |  | UTILITIES | Route Created. Pending develop data | 0060-OPE-QI-7-FIRE PUMP 1 WEEKLY INSPECTION | 3957068
3709 | 0060-OPE-QI-7-FIRE PUMP 1 | WEEKLY INSPECTION | 25 | 17 | 2 - Subj Inspection | 3250060A | #ERROR! | #ERROR! | 3250060AAE | #ERROR! | #ERROR! | Exhaust manifold | QI | UFO | Visually inspect general condition. Repair leaks if needed | Leak | Wear |  | 7 |  | Check for leaks at all connections, welds, gaskets, and joints. Make sure that the exhaust pipes are not heating surrounding areas excessively. Repair any leaks immediately. |  | JDE |  | UTILITIES | Route Created. Pending develop data | 0060-OPE-QI-7-FIRE PUMP 1 WEEKLY INSPECTION | 3957068
3710 | 0060-OPE-QI-7-FIRE PUMP 1 | WEEKLY INSPECTION | 25 | 17 | 2 - Subj Inspection | 3250060A | #ERROR! | #ERROR! | 3250060AAE | #ERROR! | #ERROR! | Exhaust flex pipe | QI | UFO | Visually inspect general condition. Repair leaks if needed | Leak | Wear |  | 7 |  |  |  | JDE |  | UTILITIES | Route Created. Pending develop data | 0060-OPE-QI-7-FIRE PUMP 1 WEEKLY INSPECTION | 3957068
3711 | 0060-OPE-QI-7-FIRE PUMP 1 | WEEKLY INSPECTION | 25 | 17 | 2 - Subj Inspection | 3250060A | #ERROR! | #ERROR! | 3250060AAE | #ERROR! | #ERROR! | muffler | QI | UFO | Visually inspect general condition. Repair leaks if needed | Leak | Wear | Cracked | 7 |  |  |  | JDE |  | UTILITIES | Route Created. Pending develop data | 0060-OPE-QI-7-FIRE PUMP 1 WEEKLY INSPECTION | 3957068
3712 | 0060-OPE-QI-7-FIRE PUMP 1 | WEEKLY INSPECTION | 25 | 17 | 2 - Subj Inspection | 3250060A | #ERROR! | #ERROR! | 3250060AAE | #ERROR! | #ERROR! | piping | QI | UFO | Visually inspect general condition. Repair leaks if needed | Leak | Wear |  | 7 |  |  |  | JDE |  | UTILITIES | Route Created. Pending develop data | 0060-OPE-QI-7-FIRE PUMP 1 WEEKLY INSPECTION | 3957068
3713 | 0060-OPE-QI-7-FIRE PUMP 1 | WEEKLY INSPECTION | 25 | 17 | 2 - Subj Inspection | 3250060A | #ERROR! | #ERROR! | 3250060AAF | #ERROR! | #ERROR! | Electrical connections | QI | UFO | Visually inspect general condition | Dirty | Loose | Corroded | 7 |  | Loose or corroded connections create resistance which can hinder starting. Inspect the FPDP harness connections to be sure they are secure. |  | JDE |  | UTILITIES | Route Created. Pending develop data | 0060-OPE-QI-7-FIRE PUMP 1 WEEKLY INSPECTION | 3957068
3714 | 0060-OPE-QI-7-FIRE PUMP 1 | WEEKLY INSPECTION | 25 | 17 | 2 - Subj Inspection | 3250060A | #ERROR! | #ERROR! | 3250060AA | #ERROR! | #ERROR! | Crankcase Ventilation Hose | QI | UFO | Visually inspect general condition,. Clean or replace if needed. | Wear | Damaged | Blocked | 7 |  | Clean the ventilation hose, if obstructed or blocked. Replace a worn or damaged hose. |  | JDE |  | UTILITIES | Route Created. Pending develop data | 0060-OPE-QI-7-FIRE PUMP 1 WEEKLY INSPECTION | 3957068
3715 | 0060-OPE-QI-7-FIRE PUMP 1 | WEEKLY INSPECTION | 25 | 17 | 1C - Clean | 3250060A | #ERROR! | #ERROR! | 3250060AAC | #ERROR! | #ERROR! | Cooling Water Strainers | QI | UFO | Clean | Dirty | Build Up |  | 7 |  | To clean the normal line strainer, ensure that the normal line valves are closed and the bypass line valves are open. For each cooling water strainer: 1. Remove the plug. 2. Inspect and remove any debris. 3. Install the strainer plugs. 4. When finished, open the normal line valves and close the bypass line valves for normal operation. |  | JDE |  | UTILITIES | Route Created. Pending develop data | 0060-OPE-QI-7-FIRE PUMP 1 WEEKLY INSPECTION | 3957068
3716 | 0060-OPE-QI-7-FIRE PUMP 1 | WEEKLY INSPECTION | 25 | 17 | 1C - Clean | 3250060A | #ERROR! | #ERROR! | 3250060AAF | #ERROR! | #ERROR! | Batteries | QI | UFO | Clean | Dirty |  |  | 7 |  | Keep the batteries clean by wiping them with a damp cloth whenever dirt appears excessive. |  | JDE |  | UTILITIES | Route Created. Pending develop data | 0060-OPE-QI-7-FIRE PUMP 1 WEEKLY INSPECTION | 3957068
3717 | 0060-OPE-QI-7-FIRE PUMP 1 | WEEKLY INSPECTION | 25 | 17 | 3 - Obj Inspection | 3250060A | #ERROR! | #ERROR! | 3250060AAF | #ERROR! | #ERROR! | Batteries | QI | UFO | Check the specific gravity of the electrolyte in each battery cell | Out of Tolerance |  |  | 7 |  | Use a battery hydrometer to check the specific gravity of the electrolyte in each battery cell. A fully-charged battery will have a specific gravity of 1.260. Charge the battery if the specific gravity reading is below 1.215 |  | JDE |  | UTILITIES | Route Created. Pending develop data | 0060-OPE-QI-7-FIRE PUMP 1 WEEKLY INSPECTION | 3957068
3718 | 0060-OPE-QI-7-FIRE PUMP 1 | WEEKLY INSPECTION | 25 | 17 | 2 - Subj Inspection | 3250060A | #ERROR! | #ERROR! | 3250060AAF | #ERROR! | #ERROR! | Batteries wiring | QI | UFO | Visually inspect general condition | Wear | Damaged | Corroded | 7 |  |  |  | JDE |  | UTILITIES | Route Created. Pending develop data | 0060-OPE-QI-7-FIRE PUMP 1 WEEKLY INSPECTION | 3957068
3719 | 0060-OPE-QI-7-FIRE PUMP 1 | WEEKLY INSPECTION | 25 | 17 | 2 - Subj Inspection | 3250060A | #ERROR! | #ERROR! | 3250060AAF | #ERROR! | #ERROR! | Batteries cable connections | QI | UFO | Visually inspect general condition | Wear | Damaged | Corroded | 7 |  | a. If the battery cables are corroded, remove the battery cable clamps, starting with the negative (-) battery cable. b. Use a fine emery cloth or a wire brush to clean the cable clamps and battery cables. The metal should be shiny. c. Wash the battery terminals with a solution of baking soda and water (2 oz (1/4 cup) baking soda to 0.94 liter (1 qt) of water). d. Be careful to prevent the solution from entering the battery cells, and flush the batteries with clean water when done. e. After cleaning the connections, coat the terminals with a light application of petroleum jelly. f. Reinstall and tighten the cable clamps |  | JDE |  | UTILITIES | Route Created. Pending develop data | 0060-OPE-QI-7-FIRE PUMP 1 WEEKLY INSPECTION | 3957068
3720 | 0060-OPE-QI-7-FIRE PUMP 1 | WEEKLY INSPECTION | 25 | 17 | 2 - Subj Inspection | 3250060A | #ERROR! | #ERROR! | 3250060AA | #ERROR! | #ERROR! | Stuffing Box Gland seal | QI | UFO | Visually Inspect the packing drip. While running, there should be water flow through the packing boxes of the pump, but not a large splash of water. |  |  |  | 7 |  |  |  | JDE |  | UTILITIES | Route Created. Pending develop data | 0060-OPE-QI-7-FIRE PUMP 1 WEEKLY INSPECTION | 3957068
3721 | 0060-OPE-QI-7-FIRE PUMP 1 | WEEKLY INSPECTION | 25 | 17 | 2 - Subj Inspection | 3250060A | #ERROR! | #ERROR! | 3250060AA | #ERROR! | #ERROR! | Recirculation Relief Valve | QI | UFO | Ensure valve is flowing enough water to keep the casing from overheating, and is shutting off when the pump is turned off. |  |  |  | 7 |  |  |  | JDE |  | UTILITIES | Route Created. Pending develop data | 0060-OPE-QI-7-FIRE PUMP 1 WEEKLY INSPECTION | 3957068
3722 | 0060-OPE-QI-7-FIRE PUMP 2 | WEEKLY INSPECTION | 25 | 17 | 2 - Subj Inspection | 3250060B | #ERROR! | #ERROR! |  |  |  |  | QI | UFO | Visually inspect the fluid levels before starting the engine. |  |  |  | 7 |  |  |  | JDE |  | UTILITIES | Route Created. Pending develop data | 0060-OPE-QI-7-FIRE PUMP 2 WEEKLY INSPECTION | 3957069
3723 | 0060-OPE-QI-7-FIRE PUMP 2 | WEEKLY INSPECTION | 25 | 17 | 3 - Obj Inspection | 3250060B | #ERROR! | #ERROR! | 3250060BA | #ERROR! | #ERROR! | Engine | QI | UFO | Check oil pressure | Out of Tolerance |  |  | 7 |  |  |  | JDE |  | UTILITIES | Route Created. Pending develop data | 0060-OPE-QI-7-FIRE PUMP 2 WEEKLY INSPECTION | 3957069
3724 | 0060-OPE-QI-7-FIRE PUMP 2 | WEEKLY INSPECTION | 25 | 17 | 3 - Obj Inspection | 3250060B | #ERROR! | #ERROR! | 3250060BA | #ERROR! | #ERROR! | Engine | QI | UFO | Check coolant temperatures | Out of Tolerance |  |  | 7 |  |  |  | JDE |  | UTILITIES | Route Created. Pending develop data | 0060-OPE-QI-7-FIRE PUMP 2 WEEKLY INSPECTION | 3957069
3725 | 0060-OPE-QI-7-FIRE PUMP 2 | WEEKLY INSPECTION | 25 | 17 | 2 - Subj Inspection | 3250060B | #ERROR! | #ERROR! |  |  |  | Automatic Start system | QI | UFO | Ensure the fire pump starts automatically by simulating a pressure drop in the system. If the pressure switch or transducer is not working properly, create an order to repair | Non-functional |  |  | 7 |  |  |  | JDE |  | UTILITIES | Route Created. Pending develop data | 0060-OPE-QI-7-FIRE PUMP 2 WEEKLY INSPECTION | 3957069
3726 | 0060-OPE-QI-7-FIRE PUMP 2 | WEEKLY INSPECTION | 25 | 17 | 2 - Subj Inspection | 3250060B | #ERROR! | #ERROR! | 3250060BA | #ERROR! | #ERROR! | Engine | QI | UFO | Look and listen for engine operation conditions. | Excessive exhaust smoke, misfires | Vibration, Noise | Loss of power, Excess fuel consumption | 7 |  |  |  | JDE |  | UTILITIES | Route Created. Pending develop data | 0060-OPE-QI-7-FIRE PUMP 2 WEEKLY INSPECTION | 3957069
3727 | 0060-OPE-QI-7-FIRE PUMP 2 | WEEKLY INSPECTION | 25 | 17 | 2 - Subj Inspection | 3250060B | #ERROR! | #ERROR! | 3250060BA | #ERROR! | #ERROR! | Engine | QI | UFO | Visually inspect general condition | Excessive heat | Excessive end-play | Damaged wiring | 7 |  |  |  | JDE |  | UTILITIES | Route Created. Pending develop data | 0060-OPE-QI-7-FIRE PUMP 2 WEEKLY INSPECTION | 3957069
3728 | 0060-OPE-QI-7-FIRE PUMP 2 | WEEKLY INSPECTION | 25 | 17 | 2 - Subj Inspection | 3250060B | #ERROR! | #ERROR! | 3250060BA | #ERROR! | #ERROR! | Engine | QI | UFO | Inspect for abnormal odors | Diesel Fuel | Burning Rubber | Exhaust fumes | 7 |  |  |  | JDE |  | UTILITIES | Route Created. Pending develop data | 0060-OPE-QI-7-FIRE PUMP 2 WEEKLY INSPECTION | 3957069
3731 | 0060-OPE-QI-7-FIRE PUMP 2 | WEEKLY INSPECTION | 25 | 17 | 2 - Subj Inspection | 3250060B | #ERROR! | #ERROR! | 3250060BAB | #ERROR! | #ERROR! | Clamps | QI | UFO | Visually inspect general condition and tighten loose clamps if needed | Corrosion | Loosenes |  | 7 |  | Refer to the Torque Tables in Section "7 - Component Parts and Assemblies" of the CUMMINS Fire Pump Drive Engines CFP9E Series Operation and Maintenance Manual |  | JDE |  | UTILITIES | Route Created. Pending develop data | 0060-OPE-QI-7-FIRE PUMP 2 WEEKLY INSPECTION | 3957069
3732 | 0060-OPE-QI-7-FIRE PUMP 2 | WEEKLY INSPECTION | 25 | 17 | 2 - Subj Inspection | 3250060B | #ERROR! | #ERROR! | 3250060BAB | #ERROR! | #ERROR! | Hoses | QI | UFO | Visually inspect general condition. Create an order to replace if needed | Corrosion | Leak |  | 7 |  |  |  | JDE |  | UTILITIES | Route Created. Pending develop data | 0060-OPE-QI-7-FIRE PUMP 2 WEEKLY INSPECTION | 3957069
3733 | 0060-OPE-QI-7-FIRE PUMP 2 | WEEKLY INSPECTION | 25 | 17 | 2 - Subj Inspection | 3250060B | #ERROR! | #ERROR! | 3250060BAC | #ERROR! | #ERROR! | Cooling water piping | QI | UFO | Visually inspect general condition | Leak | Loose | Damaged | 7 |  |  |  | JDE |  | UTILITIES | Route Created. Pending develop data | 0060-OPE-QI-7-FIRE PUMP 2 WEEKLY INSPECTION | 3957069
3734 | 0060-OPE-QI-7-FIRE PUMP 2 | WEEKLY INSPECTION | 25 | 17 | 2 - Subj Inspection | 3250060B | #ERROR! | #ERROR! | 3250060BAC | #ERROR! | #ERROR! | Coolant heat exchanger tanks | QI | UFO | Visually inspect general condition | Leak | Corrosion | Damaged | 7 |  |  |  | JDE |  | UTILITIES | Route Created. Pending develop data | 0060-OPE-QI-7-FIRE PUMP 2 WEEKLY INSPECTION | 3957069
3735 | 0060-OPE-QI-7-FIRE PUMP 2 | WEEKLY INSPECTION | 25 | 17 | 2 - Subj Inspection | 3250060B | #ERROR! | #ERROR! | 3250060BAC | #ERROR! | #ERROR! | Charge air cooling system | QI | UFO | Visually inspect general condition | Leak | Loose | Damaged | 7 |  |  |  | JDE |  | UTILITIES | Route Created. Pending develop data | 0060-OPE-QI-7-FIRE PUMP 2 WEEKLY INSPECTION | 3957069
3736 | 0060-OPE-QI-7-FIRE PUMP 2 | WEEKLY INSPECTION | 25 | 17 | 2 - Subj Inspection | 3250060B | #ERROR! | #ERROR! | 3250060BAC | #ERROR! | #ERROR! | Clamps | QI | UFO | Visually inspect general condition and tighten loose clamps if needed | Corrosion | Loose | Damaged | 7 |  |  |  | JDE |  | UTILITIES | Route Created. Pending develop data | 0060-OPE-QI-7-FIRE PUMP 2 WEEKLY INSPECTION | 3957069
3737 | 0060-OPE-QI-7-FIRE PUMP 2 | WEEKLY INSPECTION | 25 | 17 | 2 - Subj Inspection | 3250060B | #ERROR! | #ERROR! | 3250060BAC | #ERROR! | #ERROR! | Engine coolant hoses | QI | UFO | Visually inspect general condition | Leak | Loose | Damaged | 7 |  |  |  | JDE |  | UTILITIES | Route Created. Pending develop data | 0060-OPE-QI-7-FIRE PUMP 2 WEEKLY INSPECTION | 3957069
3738 | 0060-OPE-QI-7-FIRE PUMP 2 | WEEKLY INSPECTION | 25 | 17 | 2 - Subj Inspection | 3250060B | #ERROR! | #ERROR! | 3250060BAC | #ERROR! | #ERROR! | Coolant tank | QI | UFO | Ensure that the coolant level is visible by checking the coolant level sight gauge. Add coolant if needed. | Low Level |  |  | 7 |  | With the coolant expansion tank at ambient temperature, press down, unscrew, and remove the pressure cap. Add coolant, as required. DO NOT OVERFILL |  | JDE |  | UTILITIES | Route Created. Pending develop data | 0060-OPE-QI-7-FIRE PUMP 2 WEEKLY INSPECTION | 3957069
3739 | 0060-OPE-QI-7-FIRE PUMP 2 | WEEKLY INSPECTION | 25 | 17 | 2 - Subj Inspection | 3250060B | #ERROR! | #ERROR! | 3250060BAC | #ERROR! | #ERROR! | Hoses | QI | UFO | Visually inspect general condition and replace if needed | Corrosion | Leak |  | 7 |  |  |  | JDE |  | UTILITIES | Route Created. Pending develop data | 0060-OPE-QI-7-FIRE PUMP 2 WEEKLY INSPECTION | 3957069
3740 | 0060-OPE-QI-7-FIRE PUMP 2 | WEEKLY INSPECTION | 25 | 17 | 2 - Subj Inspection | 3250060B | #ERROR! | #ERROR! | 3250060BAC | #ERROR! | #ERROR! | Heat exchanger | QI | UFO | Visually inspect general condition, Clean and repair if needed | Leak | Build up | Damaged | 7 |  |  |  | JDE |  | UTILITIES | Route Created. Pending develop data | 0060-OPE-QI-7-FIRE PUMP 2 WEEKLY INSPECTION | 3957069
3741 | 0060-OPE-QI-7-FIRE PUMP 2 | WEEKLY INSPECTION | 25 | 17 | 2 - Subj Inspection | 3250060B | #ERROR! | #ERROR! | 3250060BAD | #ERROR! | #ERROR! | Oil Tank | QI | UFO | Check the oil level | Low oil Level |  |  | 7 |  | a. If the oil level is greater than the high mark (H), drain the excess oil and recheck the level. b. If the oil level is consistently below normal after a fill, check for leaks, loose or damaged gaskets, or oil in the coolant system. If the oil level is below the low mark (L), add the equivalent type oil. |  | JDE |  | UTILITIES | Route Created. Pending develop data | 0060-OPE-QI-7-FIRE PUMP 2 WEEKLY INSPECTION | 3957069
3742 | 0060-OPE-QI-7-FIRE PUMP 2 | WEEKLY INSPECTION | 25 | 17 | 2 - Subj Inspection | 3250060B | #ERROR! | #ERROR! | 3250060BA | #ERROR! | #ERROR! | Fuel supply line | QI | UFO | Visually inspect general condition. Repair leaks if needed | Leak | Corrosion | Damaged | 7 |  | Ensure the lines are not rubbing against anything that could damage the fuel system hoses. Repair any leaks or alter line routing to eliminate wear immediately. |  | JDE |  | UTILITIES | Route Created. Pending develop data | 0060-OPE-QI-7-FIRE PUMP 2 WEEKLY INSPECTION | 3957069
3743 | 0060-OPE-QI-7-FIRE PUMP 2 | WEEKLY INSPECTION | 25 | 17 | 2 - Subj Inspection | 3250060B | #ERROR! | #ERROR! | 3250060BA | #ERROR! | #ERROR! | Fuel return line | QI | UFO | Visually inspect general condition. Repair leaks if needed | Leak | Corrosion | Damaged | 7 |  |  |  | JDE |  | UTILITIES | Route Created. Pending develop data | 0060-OPE-QI-7-FIRE PUMP 2 WEEKLY INSPECTION | 3957069
3744 | 0060-OPE-QI-7-FIRE PUMP 2 | WEEKLY INSPECTION | 25 | 17 | 2 - Subj Inspection | 3250060B | #ERROR! | #ERROR! | 3250060BA | #ERROR! | #ERROR! | Fuel filter | QI | UFO | Visually inspect general condition | Dirty | Clogged |  | 7 |  |  |  | JDE |  | UTILITIES | Route Created. Pending develop data | 0060-OPE-QI-7-FIRE PUMP 2 WEEKLY INSPECTION | 3957069
3745 | 0060-OPE-QI-7-FIRE PUMP 2 | WEEKLY INSPECTION | 25 | 17 | 2 - Subj Inspection | 3250060B | #ERROR! | #ERROR! | 3250060BA | #ERROR! | #ERROR! | Fuel fittings | QI | UFO | Visually inspect general condition | Leak | Abrasion | Wear | 7 |  |  |  | JDE |  | UTILITIES | Route Created. Pending develop data | 0060-OPE-QI-7-FIRE PUMP 2 WEEKLY INSPECTION | 3957069
3746 | 0060-OPE-QI-7-FIRE PUMP 2 | WEEKLY INSPECTION | 25 | 17 | 2 - Subj Inspection | 3250060B | #ERROR! | #ERROR! | 3250060BAE | #ERROR! | #ERROR! | Exhaust manifold | QI | UFO | Visually inspect general condition. Repair leaks if needed | Leak | Wear |  | 7 |  | Check for leaks at all connections, welds, gaskets, and joints. Make sure that the exhaust pipes are not heating surrounding areas excessively. Repair any leaks immediately. |  | JDE |  | UTILITIES | Route Created. Pending develop data | 0060-OPE-QI-7-FIRE PUMP 2 WEEKLY INSPECTION | 3957069
3747 | 0060-OPE-QI-7-FIRE PUMP 2 | WEEKLY INSPECTION | 25 | 17 | 2 - Subj Inspection | 3250060B | #ERROR! | #ERROR! | 3250060BAE | #ERROR! | #ERROR! | Exhaust flex pipe | QI | UFO | Visually inspect general condition. Repair leaks if needed | Leak | Wear |  | 7 |  |  |  | JDE |  | UTILITIES | Route Created. Pending develop data | 0060-OPE-QI-7-FIRE PUMP 2 WEEKLY INSPECTION | 3957069
3748 | 0060-OPE-QI-7-FIRE PUMP 2 | WEEKLY INSPECTION | 25 | 17 | 2 - Subj Inspection | 3250060B | #ERROR! | #ERROR! | 3250060BAE | #ERROR! | #ERROR! | muffler | QI | UFO | Visually inspect general condition. Repair leaks if needed | Leak | Wear | Cracked | 7 |  |  |  | JDE |  | UTILITIES | Route Created. Pending develop data | 0060-OPE-QI-7-FIRE PUMP 2 WEEKLY INSPECTION | 3957069
3749 | 0060-OPE-QI-7-FIRE PUMP 2 | WEEKLY INSPECTION | 25 | 17 | 2 - Subj Inspection | 3250060B | #ERROR! | #ERROR! | 3250060BAE | #ERROR! | #ERROR! | piping | QI | UFO | Visually inspect general condition. Repair leaks if needed | Leak | Wear |  | 7 |  |  |  | JDE |  | UTILITIES | Route Created. Pending develop data | 0060-OPE-QI-7-FIRE PUMP 2 WEEKLY INSPECTION | 3957069
3750 | 0060-OPE-QI-7-FIRE PUMP 2 | WEEKLY INSPECTION | 25 | 17 | 2 - Subj Inspection | 3250060B | #ERROR! | #ERROR! | 3250060BAF | #ERROR! | #ERROR! | Electrical connections | QI | UFO | Visually inspect general condition | Dirty | Loose | Corroded | 7 |  | Loose or corroded connections create resistance which can hinder starting. Inspect the FPDP harness connections to be sure they are secure. |  | JDE |  | UTILITIES | Route Created. Pending develop data | 0060-OPE-QI-7-FIRE PUMP 2 WEEKLY INSPECTION | 3957069
3751 | 0060-OPE-QI-7-FIRE PUMP 2 | WEEKLY INSPECTION | 25 | 17 | 2 - Subj Inspection | 3250060B | #ERROR! | #ERROR! | 3250060BA | #ERROR! | #ERROR! | Crankcase Ventilation Hose | QI | UFO | Visually inspect general condition,. Clean or replace if needed. | Wear | Damaged | Blocked | 7 |  | Clean the ventilation hose, if obstructed or blocked. Replace a worn or damaged hose. |  | JDE |  | UTILITIES | Route Created. Pending develop data | 0060-OPE-QI-7-FIRE PUMP 2 WEEKLY INSPECTION | 3957069
3752 | 0060-OPE-QI-7-FIRE PUMP 2 | WEEKLY INSPECTION | 25 | 17 | 1C - Clean | 3250060B | #ERROR! | #ERROR! | 3250060BAC | #ERROR! | #ERROR! | Cooling Water Strainers | QI | UFO | Clean | Dirty | Build Up |  | 7 |  | To clean the normal line strainer, ensure that the normal line valves are closed and the bypass line valves are open. For each cooling water strainer: 1. Remove the plug. 2. Inspect and remove any debris. 3. Install the strainer plugs. 4. When finished, open the normal line valves and close the bypass line valves for normal operation. |  | JDE |  | UTILITIES | Route Created. Pending develop data | 0060-OPE-QI-7-FIRE PUMP 2 WEEKLY INSPECTION | 3957069
3753 | 0060-OPE-QI-7-FIRE PUMP 2 | WEEKLY INSPECTION | 25 | 17 | 1C - Clean | 3250060B | #ERROR! | #ERROR! | 3250060BAF | #ERROR! | #ERROR! | Batteries | QI | UFO | Clean | Dirty |  |  | 7 |  | Keep the batteries clean by wiping them with a damp cloth whenever dirt appears excessive. |  | JDE |  | UTILITIES | Route Created. Pending develop data | 0060-OPE-QI-7-FIRE PUMP 2 WEEKLY INSPECTION | 3957069
3754 | 0060-OPE-QI-7-FIRE PUMP 2 | WEEKLY INSPECTION | 25 | 17 | 3 - Obj Inspection | 3250060B | #ERROR! | #ERROR! | 3250060BAF | #ERROR! | #ERROR! | Batteries | QI | UFO | Check the specific gravity of the electrolyte in each battery cell | Out of Tolerance |  |  | 7 |  | Use a battery hydrometer to check the specific gravity of the electrolyte in each battery cell. A fully-charged battery will have a specific gravity of 1.260. Charge the battery if the specific gravity reading is below 1.215 |  | JDE |  | UTILITIES | Route Created. Pending develop data | 0060-OPE-QI-7-FIRE PUMP 2 WEEKLY INSPECTION | 3957069
3755 | 0060-OPE-QI-7-FIRE PUMP 2 | WEEKLY INSPECTION | 25 | 17 | 2 - Subj Inspection | 3250060B | #ERROR! | #ERROR! | 3250060BAF | #ERROR! | #ERROR! | Batteries wiring | QI | UFO | Visually inspect general condition | Wear | Damaged | Corroded | 7 |  |  |  | JDE |  | UTILITIES | Route Created. Pending develop data | 0060-OPE-QI-7-FIRE PUMP 2 WEEKLY INSPECTION | 3957069
3756 | 0060-OPE-QI-7-FIRE PUMP 2 | WEEKLY INSPECTION | 25 | 17 | 2 - Subj Inspection | 3250060B | #ERROR! | #ERROR! | 3250060BAF | #ERROR! | #ERROR! | Batteries cable connections | QI | UFO | Visually inspect general condition | Wear | Damaged | Corroded | 7 |  | a. If the battery cables are corroded, remove the battery cable clamps, starting with the negative (-) battery cable. b. Use a fine emery cloth or a wire brush to clean the cable clamps and battery cables. The metal should be shiny. c. Wash the battery terminals with a solution of baking soda and water (2 oz (1/4 cup) baking soda to 0.94 liter (1 qt) of water). d. Be careful to prevent the solution from entering the battery cells, and flush the batteries with clean water when done. e. After cleaning the connections, coat the terminals with a light application of petroleum jelly. f. Reinstall and tighten the cable clamps |  | JDE |  | UTILITIES | Route Created. Pending develop data | 0060-OPE-QI-7-FIRE PUMP 2 WEEKLY INSPECTION | 3957069
3757 | 0060-OPE-QI-7-FIRE PUMP 2 | WEEKLY INSPECTION | 25 | 17 | 2 - Subj Inspection | 3250060B | #ERROR! | #ERROR! | 3250060BA | #ERROR! | #ERROR! | Stuffing Box Gland seal | QI | UFO | Visually Inspect the packing drip. While running, there should be water flow through the packing boxes of the pump, but not a large splash of water. |  |  |  | 7 |  |  |  | JDE |  | UTILITIES | Route Created. Pending develop data | 0060-OPE-QI-7-FIRE PUMP 2 WEEKLY INSPECTION | 3957069
3758 | 0060-OPE-QI-7-FIRE PUMP 2 | WEEKLY INSPECTION | 25 | 17 | 2 - Subj Inspection | 3250060B | #ERROR! | #ERROR! | 3250060BA | #ERROR! | #ERROR! | Recirculation Relief Valve | QI | UFO | Ensure valve is flowing enough water to keep the casing from overheating, and is shutting off when the pump is turned off. |  |  |  | 7 |  |  |  | JDE |  | UTILITIES | Route Created. Pending develop data | 0060-OPE-QI-7-FIRE PUMP 2 WEEKLY INSPECTION | 3957069
2410 | 0828-MEC-QI-14-BIN TIPPER | DISCHARGE CONV SET SCREW CHECK | 25 | 30 | 2 - Subj Inspection | 0100828H | #ERROR! | #ERROR! |  |  |  | Conveyor Belt Bolts | QI | MEC | Checked for loose, broken or missing bolts. | Loose Bolts | Missing |  | 14 |  | Check all bolts that attach the rubber belt to the chain assembly. Also check the bolts securing the cleat assemblies to the rubber belt, and the splice-cleat assembly(s). Once all bolts are tightened, or replaced if broken or missing, check the tension of the chain/belt assembly. |  | JDE |  | BROKE AND CORE | Route Created. Pending develop data | 0828-MEC-QI-14-BIN TIPPER DISCHARGE CONV SET SCREW CHECK | 3957070
2429 | 0828-MEC-QI-14-BIN TIPPER | DISCHARGE CONV SET SCREW CHECK | 25 | 30 | 2 - Subj Inspection | 0100828H | #ERROR! | #ERROR! |  |  |  | Bearings set screws | QI | MEC | Check and tighten if required. Replace any missing screw | Looseness | Missing |  | 14 |  | There are two (2) set screws per Pillow Block Bearing on all conveyor shafts (Tail, Head, and Nose over if applicable) |  | JDE |  | BROKE AND CORE | Route Created. Pending develop data | 0828-MEC-QI-14-BIN TIPPER DISCHARGE CONV SET SCREW CHECK | 3957070
2430 | 0828-MEC-QI-14-BIN TIPPER | DISCHARGE CONV SET SCREW CHECK | 25 | 30 | 2 - Subj Inspection | 0100828H | #ERROR! | #ERROR! |  |  |  | Sprockets set screws | QI | MEC | Check and tighten if required. Replace any missing screw | Looseness | Missing |  | 14 |  | There are: -Two (2) setscrews per Chain Sprocket on the Drive Side of the Tail shaft (& Optional Nose over shaft) -Two (2) setscrews per Chain Sprocket on both sides of the Head Shaft |  | JDE |  | BROKE AND CORE | Route Created. Pending develop data | 0828-MEC-QI-14-BIN TIPPER DISCHARGE CONV SET SCREW CHECK | 3957070
2609 | 0828-MEC-QI-14-BALER FEED | SHUTTLE CONV SET SCREW CHECK | 25 | 28 | 2 - Subj Inspection | 0100828S | #ERROR! | #ERROR! |  |  |  | Bearings set screws | QI | MEC | Check and tighten if required. Replace any missing screw | Looseness | Missing |  | 14 |  | There are two (2) set screws per Pillow Block Bearing on all conveyor shafts (Tail, Head, and Nose over if applicable) |  | JDE |  | BROKE AND CORE | Route Created. Pending develop data | 0828-MEC-QI-14-BALER FEED SHUTTLE CONV SET SCREW CHECK | 3957071
2610 | 0828-MEC-QI-14-BALER FEED | SHUTTLE CONV SET SCREW CHECK | 25 | 28 | 2 - Subj Inspection | 0100828S | #ERROR! | #ERROR! |  |  |  | Sprockets set screws | QI | MEC | Check and tighten if required. Replace any missing screw | Looseness | Missing |  | 14 |  | There are: -Two (2) setscrews per Chain Sprocket on the Drive Side of the Tail shaft (& Optional Nose over shaft) -Two (2) setscrews per Chain Sprocket on both sides of the Head Shaft |  | JDE |  | BROKE AND CORE | Route Created. Pending develop data | 0828-MEC-QI-14-BALER FEED SHUTTLE CONV SET SCREW CHECK | 3957071
2630 | 0828-MEC-QI-14-LINE 1 SHUTTLE | CONVEYOR SET SCREW CHECK | 29 | 24 | 2 - Subj Inspection | 010082829 | #ERROR! | #ERROR! |  |  |  | Bearings set screws | QI | MEC | Check and tighten if required. Replace any missing screw | Looseness | Missing |  | 14 |  | There are two (2) set screws per Pillow Block Bearing on all conveyor shafts (Tail, Head, and Nose over if applicable) |  | JDE |  | BROKE AND CORE | Route Created. Pending develop data | 0828-MEC-QI-14-LINE 1 SHUTTLE CONVEYOR SET SCREW CHECK | 3957072
2631 | 0828-MEC-QI-14-LINE 1 SHUTTLE | CONVEYOR SET SCREW CHECK | 29 | 24 | 2 - Subj Inspection | 010082829 | #ERROR! | #ERROR! |  |  |  | Sprockets set screws | QI | MEC | Check and tighten if required. Replace any missing screw | Looseness | Missing |  | 14 |  | There are: -Two (2) setscrews per Chain Sprocket on the Drive Side of the Tail shaft (& Optional Nose over shaft) -Two (2) setscrews per Chain Sprocket on both sides of the Head Shaft |  | JDE |  | BROKE AND CORE | Route Created. Pending develop data | 0828-MEC-QI-14-LINE 1 SHUTTLE CONVEYOR SET SCREW CHECK | 3957072
2648 | 0828-MEC-QI-14-LINE 2 SHUTTLE | CONVEYOR SET SCREW CHECK | 29 | 24 | 2 - Subj Inspection | 010082830 | #ERROR! | #ERROR! |  |  |  | Bearings set screws | QI | MEC | Check and tighten if required. Replace any missing screw | Looseness | Missing |  | 14 |  | There are two (2) set screws per Pillow Block Bearing on all conveyor shafts (Tail, Head, and Nose over if applicable) |  | JDE |  | BROKE AND CORE | Route Created. Pending develop data | 0828-MEC-QI-14-LINE 2 SHUTTLE CONVEYOR SET SCREW CHECK | 3957073
2649 | 0828-MEC-QI-14-LINE 2 SHUTTLE | CONVEYOR SET SCREW CHECK | 29 | 24 | 2 - Subj Inspection | 010082830 | #ERROR! | #ERROR! |  |  |  | Sprockets set screws | QI | MEC | Check and tighten if required. Replace any missing screw | Looseness | Missing |  | 14 |  | There are: -Two (2) setscrews per Chain Sprocket on the Drive Side of the Tail shaft (& Optional Nose over shaft) -Two (2) setscrews per Chain Sprocket on both sides of the Head Shaft |  | JDE |  | BROKE AND CORE | Route Created. Pending develop data | 0828-MEC-QI-14-LINE 2 SHUTTLE CONVEYOR SET SCREW CHECK | 3957073
2666 | 0828-MEC-QI-14-PULPER FEED | TRANSFER CONV SET SCREW CHECK | 26 | 29 | 2 - Subj Inspection | 010082831 | #ERROR! | #ERROR! |  |  |  | Bearings set screws | QI | MEC | Check and tighten if required. Replace any missing screw | Looseness | Missing |  | 14 |  | There are two (2) set screws per Pillow Block Bearing on all conveyor shafts (Tail, Head, and Nose over if applicable) |  | JDE |  | BROKE AND CORE | Route Created. Pending develop data | 0828-MEC-QI-14-PULPER FEED TRANSFER CONV SET SCREW CHECK | 3957074
2667 | 0828-MEC-QI-14-PULPER FEED | TRANSFER CONV SET SCREW CHECK | 26 | 29 | 2 - Subj Inspection | 010082831 | #ERROR! | #ERROR! |  |  |  | Sprockets set screws | QI | MEC | Check and tighten if required. Replace any missing screw | Looseness | Missing |  | 14 |  | There are: -Two (2) setscrews per Chain Sprocket on the Drive Side of the Tail shaft (& Optional Nose over shaft) -Two (2) setscrews per Chain Sprocket on both sides of the Head Shaft |  | JDE |  | BROKE AND CORE | Route Created. Pending develop data | 0828-MEC-QI-14-PULPER FEED TRANSFER CONV SET SCREW CHECK | 3957074
2684 | 0828-MEC-QI-14-BROKE BALE FEED | CONVEYOR SET SCREW CHECK | 30 | 24 | 2 - Subj Inspection | 010082833 | #ERROR! | #ERROR! |  |  |  | Bearings set screws | QI | MEC | Check and tighten if required. Replace any missing screw | Looseness | Missing |  | 14 |  | There are two (2) set screws per Pillow Block Bearing on all conveyor shafts (Tail, Head, and Nose over if applicable) |  | JDE |  | BROKE AND CORE | Route Created. Pending develop data | 0828-MEC-QI-14-BROKE BALE FEED CONVEYOR SET SCREW CHECK | 3957075
2685 | 0828-MEC-QI-14-BROKE BALE FEED | CONVEYOR SET SCREW CHECK | 30 | 24 | 2 - Subj Inspection | 010082833 | #ERROR! | #ERROR! |  |  |  | Sprockets set screws | QI | MEC | Check and tighten if required. Replace any missing screw | Looseness | Missing |  | 14 |  | There are: -Two (2) setscrews per Chain Sprocket on the Drive Side of the Tail shaft (& Optional Nose over shaft) -Two (2) setscrews per Chain Sprocket on both sides of the Head Shaft |  | JDE |  | BROKE AND CORE | Route Created. Pending develop data | 0828-MEC-QI-14-BROKE BALE FEED CONVEYOR SET SCREW CHECK | 3957075
2726 | 0828-MEC-QI-14-LINE 1 BALER | FEED CONVEYOR SET SCREW CHECK | 27 | 29 | 2 - Subj Inspection | 0100828T | #ERROR! | #ERROR! |  |  |  | Bearings set screws | QI | MEC | Check and tighten if required. Replace any missing screw | Looseness | Missing |  | 14 |  | There are two (2) set screws per Pillow Block Bearing on all conveyor shafts (Tail, Head, and Nose over if applicable) |  | JDE |  | BROKE AND CORE | Route Created. Pending develop data | 0828-MEC-QI-14-LINE 1 BALER FEED CONVEYOR SET SCREW CHECK | 3957076
2727 | 0828-MEC-QI-14-LINE 1 BALER | FEED CONVEYOR SET SCREW CHECK | 27 | 29 | 2 - Subj Inspection | 0100828T | #ERROR! | #ERROR! |  |  |  | Sprockets set screws | QI | MEC | Check and tighten if required. Replace any missing screw | Looseness | Missing |  | 14 |  | There are: -Two (2) setscrews per Chain Sprocket on the Drive Side of the Tail shaft (& Optional Nose over shaft) -Two (2) setscrews per Chain Sprocket on both sides of the Head Shaft |  | JDE |  | BROKE AND CORE | Route Created. Pending develop data | 0828-MEC-QI-14-LINE 1 BALER FEED CONVEYOR SET SCREW CHECK | 3957076
2752 | 0828-MEC-QI-14-LINE 2 BALER | FEED CONVEYOR SET SCREW CHECK | 27 | 29 | 2 - Subj Inspection | 0100828U | #ERROR! | #ERROR! |  |  |  | Bearings set screws | QI | MEC | Check and tighten if required. Replace any missing screw | Looseness | Missing |  | 14 |  | There are two (2) set screws per Pillow Block Bearing on all conveyor shafts (Tail, Head, and Nose over if applicable) |  | JDE |  | BROKE AND CORE | Route Created. Pending develop data | 0828-MEC-QI-14-LINE 2 BALER FEED CONVEYOR SET SCREW CHECK | 3957077
2753 | 0828-MEC-QI-14-LINE 2 BALER | FEED CONVEYOR SET SCREW CHECK | 27 | 29 | 2 - Subj Inspection | 0100828U | #ERROR! | #ERROR! |  |  |  | Sprockets set screws | QI | MEC | Check and tighten if required. Replace any missing screw | Looseness | Missing |  | 14 |  | There are: -Two (2) setscrews per Chain Sprocket on the Drive Side of the Tail shaft (& Optional Nose over shaft) -Two (2) setscrews per Chain Sprocket on both sides of the Head Shaft |  | JDE |  | BROKE AND CORE | Route Created. Pending develop data | 0828-MEC-QI-14-LINE 2 BALER FEED CONVEYOR SET SCREW CHECK | 3957077
2836 | 0828-MEC-QI-14-ASRS INFEED | CONVEYOR SET SCREW CHECK | 26 | 24 | 2 - Subj Inspection | 010082837 | #ERROR! | #ERROR! |  |  |  | Bearings set screws | QI | MEC | Check and tighten if required. Replace any missing screw | Looseness | Missing |  | 14 |  | There are two (2) set screws per Pillow Block Bearing on all conveyor shafts (Tail, Head, and Nose over if applicable) |  | JDE |  | BROKE AND CORE | Route Created. Pending develop data | 0828-MEC-QI-14-ASRS INFEED CONVEYOR SET SCREW CHECK | 3957078
2837 | 0828-MEC-QI-14-ASRS INFEED | CONVEYOR SET SCREW CHECK | 26 | 24 | 2 - Subj Inspection | 010082837 | #ERROR! | #ERROR! |  |  |  | Sprockets set screws | QI | MEC | Check and tighten if required. Replace any missing screw | Looseness | Missing |  | 14 |  | There are: -Two (2) setscrews per Chain Sprocket on the Drive Side of the Tail shaft (& Optional Nose over shaft) -Two (2) setscrews per Chain Sprocket on both sides of the Head Shaft |  | JDE |  | BROKE AND CORE | Route Created. Pending develop data | 0828-MEC-QI-14-ASRS INFEED CONVEYOR SET SCREW CHECK | 3957078
2964 | 0828-MEC-QI-14-PULPER FEED | BATCH CONV SET SCREW CHECK | 26 | 26 | 2 - Subj Inspection | 010082832 | #ERROR! | #ERROR! |  |  |  | Bearings set screws | QI | MEC | Check and tighten if required. Replace any missing screw | Looseness | Missing |  | 14 |  | There are two (2) set screws per Pillow Block Bearing on all conveyor shafts (Tail, Head, and Nose over if applicable) |  | JDE |  | BROKE AND CORE | Route Created. Pending develop data | 0828-MEC-QI-14-PULPER FEED BATCH CONV SET SCREW CHECK | 3957079
2965 | 0828-MEC-QI-14-PULPER FEED | BATCH CONV SET SCREW CHECK | 26 | 26 | 2 - Subj Inspection | 010082832 | #ERROR! | #ERROR! |  |  |  | Sprockets set screws | QI | MEC | Check and tighten if required. Replace any missing screw | Looseness | Missing |  | 14 |  | There are: -Two (2) setscrews per Chain Sprocket on the Drive Side of the Tail shaft (& Optional Nose over shaft) -Two (2) setscrews per Chain Sprocket on both sides of the Head Shaft |  | JDE |  | BROKE AND CORE | Route Created. Pending develop data | 0828-MEC-QI-14-PULPER FEED BATCH CONV SET SCREW CHECK | 3957079
3118 | 0045-UFO-QI-14-SLUDGE TREAT | BYWEEKLY INSPECTION | 27 | 19 | 2 - Subj Inspection | 5050045AH | #ERROR! | #ERROR! |  |  |  | Bolts | QI | UFO | Visual Inspection | Wear | Looseness |  | 14 |  |  |  | DMSI |  | UTILITIES | Route Created. Pending develop data | 0045-UFO-QI-14-SLUDGE TREAT BYWEEKLY INSPECTION | 3957080
3119 | 0045-UFO-QI-14-SLUDGE TREAT | BYWEEKLY INSPECTION | 27 | 19 | 2 - Subj Inspection | 5050045AH | #ERROR! | #ERROR! |  |  |  | Drive Shaft bearings | QI | UFO | Visual Inspection | Wear | Looseness |  | 14 |  |  |  | DMSI |  | UTILITIES | Route Created. Pending develop data | 0045-UFO-QI-14-SLUDGE TREAT BYWEEKLY INSPECTION | 3957080
3120 | 0045-UFO-QI-14-SLUDGE TREAT | BYWEEKLY INSPECTION | 27 | 19 | 2 - Subj Inspection | 5050045AH | #ERROR! | #ERROR! |  |  |  | Inlet stand bearing | QI | UFO | Visual Inspection | Wear | Wear |  | 14 |  |  |  | DMSI |  | UTILITIES | Route Created. Pending develop data | 0045-UFO-QI-14-SLUDGE TREAT BYWEEKLY INSPECTION | 3957080
3126 | 0045-UFO-QI-14-SLUDGE TREAT | BYWEEKLY INSPECTION | 27 | 19 | 2 - Subj Inspection | 5050045AH | #ERROR! | #ERROR! |  |  |  | Outlet stand bearing | QI | UFO | Inspect general condition | Wear | Looseness |  | 14 |  |  |  | DMSI |  | UTILITIES | Route Created. Pending develop data | 0045-UFO-QI-14-SLUDGE TREAT BYWEEKLY INSPECTION | 3957080
3129 | 0045-UFO-QI-14-SLUDGE TREAT | BYWEEKLY INSPECTION | 27 | 19 | 3 - Obj Inspection | 5050045AH | #ERROR! | #ERROR! |  |  |  | Chain | QI | UFO | Check the chain for wear, corrosion or deformation | Wear | Corrosion | deformation | 14 |  |  |  | DMSI |  | UTILITIES | Route Created. Pending develop data | 0045-UFO-QI-14-SLUDGE TREAT BYWEEKLY INSPECTION | 3957080
3161 | 0045-UFO-QI-14-SLUDGE TREAT | BYWEEKLY INSPECTION | 27 | 19 | 2 - Subj Inspection | 5050045AF | #ERROR! | #ERROR! |  |  |  | Packing seal | QI | UFO | Inspect and Adjust if necessary | Leak |  |  | 14 |  |  |  | DMSI |  | UTILITIES | Route Created. Pending develop data | 0045-UFO-QI-14-SLUDGE TREAT BYWEEKLY INSPECTION | 3957080
3164 | 0045-UFO-QI-14-SLUDGE TREAT | BYWEEKLY INSPECTION | 27 | 19 | 2 - Subj Inspection | 5050045AF | #ERROR! | #ERROR! |  |  |  | Shower header nozzle | QI | UFO | Visual Inspection | Plugged |  |  | 14 |  |  |  | JDE |  | UTILITIES | Route Created. Pending develop data | 0045-UFO-QI-14-SLUDGE TREAT BYWEEKLY INSPECTION | 3957080
3214 | 0045-UFO-QI-14-SLUDGE TREAT | BYWEEKLY INSPECTION | 27 | 19 | 2 - Subj Inspection | 5050045AG | #ERROR! | #ERROR! |  |  |  | Packing seal | QI | UFO | Inspect and Adjust if necessary | Leak |  |  | 14 |  |  |  | DMSI |  | UTILITIES | Route Created. Pending develop data | 0045-UFO-QI-14-SLUDGE TREAT BYWEEKLY INSPECTION | 3957080
3216 | 0045-UFO-QI-14-SLUDGE TREAT | BYWEEKLY INSPECTION | 27 | 19 | 2 - Subj Inspection | 5050045AG | #ERROR! | #ERROR! |  |  |  | Shower header nozzle | QI | UFO | Visual Inspection | Plugged |  |  | 14 |  |  |  | JDE |  | UTILITIES | Route Created. Pending develop data | 0045-UFO-QI-14-SLUDGE TREAT BYWEEKLY INSPECTION | 3957080
3235 | 0045-UFO-QI-14-SLUDGE TREAT | BYWEEKLY INSPECTION | 27 | 19 | 2 - Subj Inspection | 5050045AI | #ERROR! | #ERROR! |  |  |  | Bolts | QI | UFO | Visual Inspection | Wear | Looseness |  | 14 |  |  |  | DMSI |  | UTILITIES | Route Created. Pending develop data | 0045-UFO-QI-14-SLUDGE TREAT BYWEEKLY INSPECTION | 3957080
3236 | 0045-UFO-QI-14-SLUDGE TREAT | BYWEEKLY INSPECTION | 27 | 19 | 2 - Subj Inspection | 5050045AI | #ERROR! | #ERROR! |  |  |  | Drive Shaft bearings | QI | UFO | Visual Inspection | Wear | Looseness |  | 14 |  |  |  | DMSI |  | UTILITIES | Route Created. Pending develop data | 0045-UFO-QI-14-SLUDGE TREAT BYWEEKLY INSPECTION | 3957080
3237 | 0045-UFO-QI-14-SLUDGE TREAT | BYWEEKLY INSPECTION | 27 | 19 | 2 - Subj Inspection | 5050045AI | #ERROR! | #ERROR! |  |  |  | Inlet stand bearing | QI | UFO | Visual Inspection | Wear | Wear |  | 14 |  |  |  | DMSI |  | UTILITIES | Route Created. Pending develop data | 0045-UFO-QI-14-SLUDGE TREAT BYWEEKLY INSPECTION | 3957080
3243 | 0045-UFO-QI-14-SLUDGE TREAT | BYWEEKLY INSPECTION | 27 | 19 | 2 - Subj Inspection | 5050045AI | #ERROR! | #ERROR! |  |  |  | Outlet stand bearing | QI | UFO | Inspect general condition | Wear | Looseness |  | 14 |  |  |  | DMSI |  | UTILITIES | Route Created. Pending develop data | 0045-UFO-QI-14-SLUDGE TREAT BYWEEKLY INSPECTION | 3957080
3246 | 0045-UFO-QI-14-SLUDGE TREAT | BYWEEKLY INSPECTION | 27 | 19 | 3 - Obj Inspection | 5050045AI | #ERROR! | #ERROR! |  |  |  | Chain | QI | UFO | Check the chain for wear, corrosion or deformation | Wear | Corrosion | deformation | 14 |  |  |  | DMSI |  | UTILITIES | Route Created. Pending develop data | 0045-UFO-QI-14-SLUDGE TREAT BYWEEKLY INSPECTION | 3957080
3838 | 0045-UFO-QI-14-SLUDGE TREAT | BYWEEKLY INSPECTION | 27 | 19 | 3 - Obj Inspection | 5050045AL | #ERROR! | #ERROR! |  |  |  | Motor bearings | QI | UFO | Measure and record temperature at the bearings location. Create an order for inspection if values are over 160°F | Out of Tolerance |  |  | 14 |  |  |  | DMSI |  | UTILITIES | Route Created. Pending develop data | 0045-UFO-QI-14-SLUDGE TREAT BYWEEKLY INSPECTION | 3957080
3839 | 0045-UFO-QI-14-SLUDGE TREAT | BYWEEKLY INSPECTION | 27 | 19 | 2 - Subj Inspection | 5050045AL | #ERROR! | #ERROR! |  |  |  | Motor | QI | UFO | Check the motor voltage | Out of Tolerance |  |  | 14 |  |  |  | JDE |  | UTILITIES | Route Created. Pending develop data | 0045-UFO-QI-14-SLUDGE TREAT BYWEEKLY INSPECTION | 3957080
3863 | 0045-UFO-QI-14-SLUDGE TREAT | BYWEEKLY INSPECTION | 27 | 19 | 3 - Obj Inspection | 5050045AJ | #ERROR! | #ERROR! |  |  |  | Motor bearings | QI | UFO | Measure and record temperature at the bearings location. Create an order for inspection if values are over 160°F | Out of Tolerance |  |  | 14 |  |  |  | DMSI |  | UTILITIES | Route Created. Pending develop data | 0045-UFO-QI-14-SLUDGE TREAT BYWEEKLY INSPECTION | 3957080
3864 | 0045-UFO-QI-14-SLUDGE TREAT | BYWEEKLY INSPECTION | 27 | 19 | 2 - Subj Inspection | 5050045AJ | #ERROR! | #ERROR! |  |  |  | Motor | QI | E&I | Check the motor voltage | Out of Tolerance |  |  | 14 |  |  |  | JDE |  | UTILITIES | Route Created. Pending develop data | 0045-UFO-QI-14-SLUDGE TREAT BYWEEKLY INSPECTION | 3957080
3888 | 0045-UFO-QI-14-SLUDGE TREAT | BYWEEKLY INSPECTION | 27 | 19 | 3 - Obj Inspection | 5050045AK | #ERROR! | #ERROR! |  |  |  | Motor bearings | QI | UFO | Measure and record temperature at the bearings location. Create an order for inspection if values are over 160°F | Out of Tolerance |  |  | 14 |  |  |  | DMSI |  | UTILITIES | Route Created. Pending develop data | 0045-UFO-QI-14-SLUDGE TREAT BYWEEKLY INSPECTION | 3957080
3889 | 0045-UFO-QI-14-SLUDGE TREAT | BYWEEKLY INSPECTION | 27 | 19 | 2 - Subj Inspection | 5050045AK | #ERROR! | #ERROR! |  |  |  | Motor | QI | UFO | Check the motor voltage | Out of Tolerance |  |  | 14 |  |  |  | JDE |  | UTILITIES | Route Created. Pending develop data | 0045-UFO-QI-14-SLUDGE TREAT BYWEEKLY INSPECTION | 3957080
2104 | 0820-MEC-QI-15-WIRE COLIER | FILTER INSPECTION AND CLEAN | 26 | 27 | 2 - Subj Inspection | 0100820U | #ERROR! | #ERROR! |  | Hydraulic System |  | Suction strainer | QI | MEC | Inspect check valve spring and check valve attachment. Replace strainer if check valve binds or is loose in housing. | Wear |  |  | 15 |  |  |  | JDE |  | BALE HANDLING | Route Created. Pending develop data | 0820-MEC-QI-15-WIRE COLIER FILTER INSPECTION AND CLEAN | 3957081
2115 | 0820-MEC-QI-15-WIRE COLIER | FILTER INSPECTION AND CLEAN | 26 | 27 | 1C - Clean | 0100820U | #ERROR! | #ERROR! |  | Hydraulic System |  | Suction strainer | QI | MEC | Remove filter element from suction line. Clean element in any non-caustic clean solvent for a short period of time. | Wear |  |  | 15 |  | A stiff fiber brush may be used, if necessary, to remove impacted deposits between wire cloth serrations. Shake off excess solvent. If compressed air is available, blow from inside out. CAUTION: WEAR EYE PROTECTION. DO NOT LEAVE ELEMENT IN SOLVENT. |  | JDE |  | BALE HANDLING | Route Created. Pending develop data | 0820-MEC-QI-15-WIRE COLIER FILTER INSPECTION AND CLEAN | 3957081
1499 | 0822-MEC-IRD-28-LINE 1/2 | DUMP CHEST EXTERNAL INSPECTION | 24 | 30 | 2 - Subj Inspection | 0100822A | #ERROR! | #ERROR! |  |  |  | Tank/Chest | IRD | MEC | External inspection of the tank/Chest. Inspect the state of the chest (rust and cracks) and clean as needed. | Wear | Contamination |  | 28 |  |  |  | JDE |  | AGITATORS | Route Created. Pending develop data | 0822-MEC-IRD-28-LINE 1/2 DUMP CHEST EXTERNAL INSPECTION | 3957082
1512 | 0822-MEC-IRD-28-LINE 1/2 | DUMP CHEST EXTERNAL INSPECTION | 24 | 30 | 2 - Subj Inspection | 0100824A | #ERROR! | #ERROR! |  |  |  | Tank/Chest | IRD | MEC | External inspection of the tank/Chest. Inspect the state of the chest (rust and cracks) and clean as needed. | Wear | Contamination |  | 28 |  |  |  | JDE |  | AGITATORS | Route Created. Pending develop data | 0822-MEC-IRD-28-LINE 1/2 DUMP CHEST EXTERNAL INSPECTION | 3957082
1500 | 0870-MEC-IRD-28-AGITATOR BELTS | STROBOSCOPE INSPECTION | 30 | 22 | 4 - Cond Monitoring | 0100822AA | #ERROR! | #ERROR! |  |  |  | Drive Belts | IRD | MEC | Visual Inspection using stroboscope | Wear | Looseness | Slippage | 28 |  |  |  | JDE |  | AGITATORS | Route Created. Pending develop data | 0870-MEC-IRD-28-AGITATOR BELTS STROBOSCOPE INSPECTION | 3957083
1513 | 0870-MEC-IRD-28-AGITATOR BELTS | STROBOSCOPE INSPECTION | 30 | 22 | 4 - Cond Monitoring | 0100824AA | #ERROR! | #ERROR! |  |  |  | Drive Belts | IRD | MEC | Visual Inspection using stroboscope | Wear | Looseness | Slippage | 28 |  |  |  | JDE |  | AGITATORS | Route Created. Pending develop data | 0870-MEC-IRD-28-AGITATOR BELTS STROBOSCOPE INSPECTION | 3957083
1526 | 0870-MEC-IRD-28-AGITATOR BELTS | STROBOSCOPE INSPECTION | 30 | 22 | 4 - Cond Monitoring | 0100826AA | #ERROR! | #ERROR! |  |  |  | Drive Belts | IRD | MEC | Visual Inspection using stroboscope | Wear | Looseness | Slippage | 28 |  |  |  | JDE |  | AGITATORS | Route Created. Pending develop data | 0870-MEC-IRD-28-AGITATOR BELTS STROBOSCOPE INSPECTION | 3957083
1539 | 0870-MEC-IRD-28-AGITATOR BELTS | STROBOSCOPE INSPECTION | 30 | 22 | 4 - Cond Monitoring | 0100826FA | #ERROR! | #ERROR! |  |  |  | Drive Belts | IRD | MEC | Visual Inspection using stroboscope | Wear | Looseness | Slippage | 28 |  |  |  | JDE |  | AGITATORS | Route Created. Pending develop data | 0870-MEC-IRD-28-AGITATOR BELTS STROBOSCOPE INSPECTION | 3957083
1552 | 0870-MEC-IRD-28-AGITATOR BELTS | STROBOSCOPE INSPECTION | 30 | 22 | 4 - Cond Monitoring | 0100826JA | #ERROR! | #ERROR! |  |  |  | Drive Belts | IRD | MEC | Visual Inspection using stroboscope | Wear | Looseness | Slippage | 28 |  |  |  | JDE |  | AGITATORS | Route Created. Pending develop data | 0870-MEC-IRD-28-AGITATOR BELTS STROBOSCOPE INSPECTION | 3957083
1565 | 0870-MEC-IRD-28-AGITATOR BELTS | STROBOSCOPE INSPECTION | 30 | 22 | 4 - Cond Monitoring | 0100826KA | #ERROR! | #ERROR! |  |  |  | Drive Belts | IRD | MEC | Visual Inspection using stroboscope | Wear | Looseness | Slippage | 28 |  |  |  | JDE |  | AGITATORS | Route Created. Pending develop data | 0870-MEC-IRD-28-AGITATOR BELTS STROBOSCOPE INSPECTION | 3957083
1578 | 0870-MEC-IRD-28-AGITATOR BELTS | STROBOSCOPE INSPECTION | 30 | 22 | 4 - Cond Monitoring | 0100830AA | #ERROR! | #ERROR! |  |  |  | Drive Belts | IRD | MEC | Visual Inspection using stroboscope | Wear | Looseness | Slippage | 28 |  |  |  | JDE |  | AGITATORS | Route Created. Pending develop data | 0870-MEC-IRD-28-AGITATOR BELTS STROBOSCOPE INSPECTION | 3957083
1591 | 0870-MEC-IRD-28-AGITATOR BELTS | STROBOSCOPE INSPECTION | 30 | 22 | 4 - Cond Monitoring | 0100830BA | #ERROR! | #ERROR! |  |  |  | Drive Belts | IRD | MEC | Visual Inspection using stroboscope | Wear | Looseness | Slippage | 28 |  |  |  | JDE |  | AGITATORS | Route Created. Pending develop data | 0870-MEC-IRD-28-AGITATOR BELTS STROBOSCOPE INSPECTION | 3957083
1604 | 0870-MEC-IRD-28-AGITATOR BELTS | STROBOSCOPE INSPECTION | 30 | 22 | 4 - Cond Monitoring | 0100830EA | #ERROR! | #ERROR! |  |  |  | Drive Belts | IRD | MEC | Visual Inspection using stroboscope | Wear | Looseness | Slippage | 28 |  |  |  | JDE |  | AGITATORS | Route Created. Pending develop data | 0870-MEC-IRD-28-AGITATOR BELTS STROBOSCOPE INSPECTION | 3957083
1617 | 0870-MEC-IRD-28-AGITATOR BELTS | STROBOSCOPE INSPECTION | 30 | 22 | 4 - Cond Monitoring | 0100830FA | #ERROR! | #ERROR! |  |  |  | Drive Belts | IRD | MEC | Visual Inspection using stroboscope | Wear | Looseness | Slippage | 28 |  |  |  | JDE |  | AGITATORS | Route Created. Pending develop data | 0870-MEC-IRD-28-AGITATOR BELTS STROBOSCOPE INSPECTION | 3957083
1630 | 0870-MEC-IRD-28-AGITATOR BELTS | STROBOSCOPE INSPECTION | 30 | 22 | 4 - Cond Monitoring | 0100830IA | #ERROR! | #ERROR! |  |  |  | Drive Belts | IRD | MEC | Visual Inspection using stroboscope | Wear | Looseness | Slippage | 28 |  |  |  | JDE |  | AGITATORS | Route Created. Pending develop data | 0870-MEC-IRD-28-AGITATOR BELTS STROBOSCOPE INSPECTION | 3957083
1643 | 0870-MEC-IRD-28-AGITATOR BELTS | STROBOSCOPE INSPECTION | 30 | 22 | 4 - Cond Monitoring | 0100830JA | #ERROR! | #ERROR! |  |  |  | Drive Belts | IRD | MEC | Visual Inspection using stroboscope | Wear | Looseness | Slippage | 28 |  |  |  | JDE |  | AGITATORS | Route Created. Pending develop data | 0870-MEC-IRD-28-AGITATOR BELTS STROBOSCOPE INSPECTION | 3957083
1656 | 0870-MEC-IRD-28-AGITATOR BELTS | STROBOSCOPE INSPECTION | 30 | 22 | 4 - Cond Monitoring | 0100832FA | #ERROR! | #ERROR! |  |  |  | Drive Belts | IRD | MEC | Visual Inspection using stroboscope | Wear | Looseness | Slippage | 28 |  |  |  | JDE |  | AGITATORS | Route Created. Pending develop data | 0870-MEC-IRD-28-AGITATOR BELTS STROBOSCOPE INSPECTION | 3957083
1669 | 0870-MEC-IRD-28-AGITATOR BELTS | STROBOSCOPE INSPECTION | 30 | 22 | 4 - Cond Monitoring | 0100832HHA | #ERROR! | #ERROR! |  |  |  | Drive Belts | IRD | MEC | Visual Inspection using stroboscope | Wear | Looseness | Slippage | 28 |  |  |  | JDE |  | AGITATORS | Route Created. Pending develop data | 0870-MEC-IRD-28-AGITATOR BELTS STROBOSCOPE INSPECTION | 3957083
1682 | 0870-MEC-IRD-28-AGITATOR BELTS | STROBOSCOPE INSPECTION | 30 | 22 | 4 - Cond Monitoring | 0100832JA | #ERROR! | #ERROR! |  |  |  | Drive Belts | IRD | MEC | Visual Inspection using stroboscope | Wear | Looseness | Slippage | 28 |  |  |  | JDE |  | AGITATORS | Route Created. Pending develop data | 0870-MEC-IRD-28-AGITATOR BELTS STROBOSCOPE INSPECTION | 3957083
1695 | 0870-MEC-IRD-28-AGITATOR BELTS | STROBOSCOPE INSPECTION | 30 | 22 | 4 - Cond Monitoring | 0100832NA | #ERROR! | #ERROR! |  |  |  | Drive Belts | IRD | MEC | Visual Inspection using stroboscope | Wear | Looseness | Slippage | 28 |  |  |  | JDE |  | AGITATORS | Route Created. Pending develop data | 0870-MEC-IRD-28-AGITATOR BELTS STROBOSCOPE INSPECTION | 3957083
1708 | 0870-MEC-IRD-28-AGITATOR BELTS | STROBOSCOPE INSPECTION | 30 | 22 | 4 - Cond Monitoring | 0100833AA | #ERROR! | #ERROR! |  |  |  | Drive Belts | IRD | MEC | Visual Inspection using stroboscope | Wear | Looseness | Slippage | 28 |  |  |  | JDE |  | AGITATORS | Route Created. Pending develop data | 0870-MEC-IRD-28-AGITATOR BELTS STROBOSCOPE INSPECTION | 3957083
1721 | 0870-MEC-IRD-28-AGITATOR BELTS | STROBOSCOPE INSPECTION | 30 | 22 | 4 - Cond Monitoring | 0100833EA | #ERROR! | #ERROR! |  |  |  | Drive Belts | IRD | MEC | Visual Inspection using stroboscope | Wear | Looseness | Slippage | 28 |  |  |  | JDE |  | AGITATORS | Route Created. Pending develop data | 0870-MEC-IRD-28-AGITATOR BELTS STROBOSCOPE INSPECTION | 3957083
1734 | 0870-MEC-IRD-28-AGITATOR BELTS | STROBOSCOPE INSPECTION | 30 | 22 | 4 - Cond Monitoring | 5050045BEA | #ERROR! | #ERROR! |  |  |  | Drive Belts | IRD | MEC | Visual Inspection using stroboscope | Wear | Looseness | Slippage | 28 |  |  |  | JDE |  | AGITATORS | Route Created. Pending develop data | 0870-MEC-IRD-28-AGITATOR BELTS STROBOSCOPE INSPECTION | 3957083
1525 | 0826-MEC-IRD-28-INTERNAL BROKE | TANK/CHEST EXTERNAL INSPECTION | 30 | 30 | 2 - Subj Inspection | 0100826A | #ERROR! | #ERROR! |  |  |  | Tank/Chest | IRD | MEC | External inspection of the tank/Chest. Inspect the state of the chest (rust and cracks) and clean as needed. | Wear | Contamination |  | 28 |  |  |  | JDE |  | AGITATORS | Route Created. Pending develop data | 0826-MEC-IRD-28-INTERNAL BROKE TANK/CHEST EXTERNAL INSPECTION | 3957084
1538 | 0826-MEC-IRD-28-INTERNAL BROKE | TANK/CHEST EXTERNAL INSPECTION | 30 | 30 | 2 - Subj Inspection | 0100826F | #ERROR! | #ERROR! |  |  |  | Tank/Chest | IRD | MEC | External inspection of the tank/Chest. Inspect the state of the chest (rust and cracks) and clean as needed. | Wear | Contamination |  | 28 |  |  |  | JDE |  | AGITATORS | Route Created. Pending develop data | 0826-MEC-IRD-28-INTERNAL BROKE TANK/CHEST EXTERNAL INSPECTION | 3957084
1551 | 0826-MEC-IRD-28-INTERNAL BROKE | TANK/CHEST EXTERNAL INSPECTION | 30 | 30 | 2 - Subj Inspection | 0100826J | #ERROR! | #ERROR! |  |  |  | Tank/Chest | IRD | MEC | External inspection of the tank/Chest. Inspect the state of the chest (rust and cracks) and clean as needed. | Wear | Contamination |  | 28 |  |  |  | JDE |  | AGITATORS | Route Created. Pending develop data | 0826-MEC-IRD-28-INTERNAL BROKE TANK/CHEST EXTERNAL INSPECTION | 3957084
1564 | 0826-MEC-IRD-28-INTERNAL BROKE | TANK/CHEST EXTERNAL INSPECTION | 30 | 30 | 2 - Subj Inspection | 0100826K | #ERROR! | #ERROR! |  |  |  | Tank/Chest | IRD | MEC | External inspection of the tank/Chest. Inspect the state of the chest (rust and cracks) and clean as needed. | Wear | Contamination |  | 28 |  |  |  | JDE |  | AGITATORS | Route Created. Pending develop data | 0826-MEC-IRD-28-INTERNAL BROKE TANK/CHEST EXTERNAL INSPECTION | 3957084
1577 | 0830-MEC-IRD-28-PULP MIX | CHEST EXTERNAL INSPECTION | 24 | 25 | 2 - Subj Inspection | 0100830A | #ERROR! | #ERROR! |  |  |  | Tank/Chest | IRD | MEC | External inspection of the tank/Chest. Inspect the state of the chest (rust and cracks) and clean as needed. | Wear | Contamination |  | 28 |  |  |  | JDE |  | AGITATORS | Route Created. Pending develop data | 0830-MEC-IRD-28-PULP MIX CHEST EXTERNAL INSPECTION | 3957085
1590 | 0830-MEC-IRD-28-PULP MIX | CHEST EXTERNAL INSPECTION | 24 | 25 | 2 - Subj Inspection | 0100830B | #ERROR! | #ERROR! |  |  |  | Tank/Chest | IRD | MEC | External inspection of the tank/Chest. Inspect the state of the chest (rust and cracks) and clean as needed. | Wear | Contamination |  | 28 |  |  |  | JDE |  | AGITATORS | Route Created. Pending develop data | 0830-MEC-IRD-28-PULP MIX CHEST EXTERNAL INSPECTION | 3957085
1603 | 0830-MEC-IRD-28-PULP MIX | CHEST EXTERNAL INSPECTION | 24 | 25 | 2 - Subj Inspection | 0100830E | #ERROR! | #ERROR! |  |  |  | Tank/Chest | IRD | MEC | External inspection of the tank/Chest. Inspect the state of the chest (rust and cracks) and clean as needed. | Wear | Contamination |  | 28 |  |  |  | JDE |  | AGITATORS | Route Created. Pending develop data | 0830-MEC-IRD-28-PULP MIX CHEST EXTERNAL INSPECTION | 3957085
1616 | 0830-MEC-IRD-28-PULP MIX | CHEST EXTERNAL INSPECTION | 24 | 25 | 2 - Subj Inspection | 0100830F | #ERROR! | #ERROR! |  |  |  | Tank/Chest | IRD | MEC | External inspection of the tank/Chest. Inspect the state of the chest (rust and cracks) and clean as needed. | Wear | Contamination |  | 28 |  |  |  | JDE |  | AGITATORS | Route Created. Pending develop data | 0830-MEC-IRD-28-PULP MIX CHEST EXTERNAL INSPECTION | 3957085
1629 | 0830-MEC-IRD-28-PULP MIX | CHEST EXTERNAL INSPECTION | 24 | 25 | 2 - Subj Inspection | 0100830I | #ERROR! | #ERROR! |  |  |  | Tank/Chest | IRD | MEC | External inspection of the tank/Chest. Inspect the state of the chest (rust and cracks) and clean as needed. | Wear | Contamination |  | 28 |  |  |  | JDE |  | AGITATORS | Route Created. Pending develop data | 0830-MEC-IRD-28-PULP MIX CHEST EXTERNAL INSPECTION | 3957085
1642 | 0830-MEC-IRD-28-PULP MIX | CHEST EXTERNAL INSPECTION | 24 | 25 | 2 - Subj Inspection | 0100830J | #ERROR! | #ERROR! |  |  |  | Tank/Chest | IRD | MEC | External inspection of the tank/Chest. Inspect the state of the chest (rust and cracks) and clean as needed. | Wear | Contamination |  | 28 |  |  |  | JDE |  | AGITATORS | Route Created. Pending develop data | 0830-MEC-IRD-28-PULP MIX CHEST EXTERNAL INSPECTION | 3957085
1655 | 0832-MEC-IRD-28-WHITE WATER | TANKS/PIT EXTERNAL INSPECTION | 27 | 29 | 2 - Subj Inspection | 0100832F | #ERROR! | #ERROR! |  |  |  | Tank/Chest | IRD | MEC | External inspection of the tank/Chest. Inspect the state of the chest (rust and cracks) and clean as needed. | Wear | Contamination |  | 28 |  |  |  | JDE |  | AGITATORS | Route Created. Pending develop data | 0832-MEC-IRD-28-WHITE WATER TANKS/PIT EXTERNAL INSPECTION | 3957086
1668 | 0832-MEC-IRD-28-WHITE WATER | TANKS/PIT EXTERNAL INSPECTION | 27 | 29 | 2 - Subj Inspection | 0100832HH | #ERROR! | #ERROR! |  |  |  | Tank/Chest | IRD | MEC | External inspection of the tank/Chest. Inspect the state of the chest (rust and cracks) and clean as needed. | Wear | Contamination |  | 28 |  |  |  | JDE |  | AGITATORS | Route Created. Pending develop data | 0832-MEC-IRD-28-WHITE WATER TANKS/PIT EXTERNAL INSPECTION | 3957086
1681 | 0832-MEC-IRD-28-WHITE WATER | TANKS/PIT EXTERNAL INSPECTION | 27 | 29 | 2 - Subj Inspection | 0100832J | #ERROR! | #ERROR! |  |  |  | Tank/Chest | IRD | MEC | External inspection of the tank/Chest. Inspect the state of the chest (rust and cracks) and clean as needed. | Wear | Contamination |  | 28 |  |  |  | JDE |  | AGITATORS | Route Created. Pending develop data | 0832-MEC-IRD-28-WHITE WATER TANKS/PIT EXTERNAL INSPECTION | 3957086
1694 | 0832-MEC-IRD-28-WHITE WATER | TANKS/PIT EXTERNAL INSPECTION | 27 | 29 | 2 - Subj Inspection | 0100832N | #ERROR! | #ERROR! |  |  |  | Tank/Chest | IRD | MEC | External inspection of the tank/Chest. Inspect the state of the chest (rust and cracks) and clean as needed. | Wear | Contamination |  | 28 |  |  |  | JDE |  | AGITATORS | Route Created. Pending develop data | 0832-MEC-IRD-28-WHITE WATER TANKS/PIT EXTERNAL INSPECTION | 3957086
1707 | 0833-MEC-IRD-28-TAD WATER | TANK/CHEST EXTERNAL INSPECTION | 25 | 30 | 2 - Subj Inspection | 0100833A | #ERROR! | #ERROR! |  |  |  | Tank/Chest | IRD | MEC | External inspection of the tank/Chest. Inspect the state of the chest (rust and cracks) and clean as needed. | Wear | Contamination |  | 28 |  |  |  | JDE |  | AGITATORS | Route Created. Pending develop data | 0833-MEC-IRD-28-TAD WATER TANK/CHEST EXTERNAL INSPECTION | 3957087
1720 | 0833-MEC-IRD-28-TAD WATER | TANK/CHEST EXTERNAL INSPECTION | 25 | 30 | 2 - Subj Inspection | 0100833E | #ERROR! | #ERROR! |  |  |  | Tank/Chest | IRD | MEC | External inspection of the tank/Chest. Inspect the state of the chest (rust and cracks) and clean as needed. | Wear | Contamination |  | 28 |  |  |  | JDE |  | AGITATORS | Route Created. Pending develop data | 0833-MEC-IRD-28-TAD WATER TANK/CHEST EXTERNAL INSPECTION | 3957087
1733 | 0045-UFO-IRD-28-ETP SLUDGE | TANK/CHEST EXTERNAL INSPECTION | 26 | 30 | 2 - Subj Inspection | 5050045BE | #ERROR! | #ERROR! |  |  |  | Tank/Chest | IRD | UFO | External inspection of the tank/Chest. Inspect the state of the chest (rust and cracks) and clean as needed. | Wear | Contamination |  | 28 |  |  |  | JDE |  | AGITATORS | Route Created. Pending develop data | 0045-UFO-IRD-28-ETP SLUDGE TANK/CHEST EXTERNAL INSPECTION | 3957088
1791 | 0820-MEC-IRD-28-CHAIN CONV | MONTLY INSPECTION | 26 | 17 | 2 - Subj Inspection | 0100820A | #ERROR! | #ERROR! |  |  |  | Conveyor Chain | IRD | MEC | Inspect operation of Chain Conveyor | Tension | Noise | Wear | 28 |  |  |  | JDE |  | BALE HANDLING | Route Created. Pending develop data | 0820-MEC-IRD-28-CHAIN CONV MONTLY INSPECTION | 3957089
1809 | 0820-MEC-IRD-28-CHAIN CONV | MONTLY INSPECTION | 26 | 17 | 2 - Subj Inspection | 0100820B | #ERROR! | #ERROR! |  |  |  | Conveyor Chain | IRD | MEC | Inspect operation of Chain Conveyor | Tension | Noise | Wear | 28 |  |  |  | JDE |  | BALE HANDLING | Route Created. Pending develop data | 0820-MEC-IRD-28-CHAIN CONV MONTLY INSPECTION | 3957089
1827 | 0820-MEC-IRD-28-CHAIN CONV | MONTLY INSPECTION | 26 | 17 | 2 - Subj Inspection | 0100820C | #ERROR! | #ERROR! |  |  |  | Conveyor Chain | IRD | MEC | Inspect operation of Chain Conveyor | Tension | Noise | Wear | 28 |  |  |  | JDE |  | BALE HANDLING | Route Created. Pending develop data | 0820-MEC-IRD-28-CHAIN CONV MONTLY INSPECTION | 3957089
1845 | 0820-MEC-IRD-28-CHAIN CONV | MONTLY INSPECTION | 26 | 17 | 2 - Subj Inspection | 0100820D | #ERROR! | #ERROR! |  |  |  | Conveyor Chain | IRD | MEC | Inspect operation of Chain Conveyor | Tension | Noise | Wear | 28 |  |  |  | JDE |  | BALE HANDLING | Route Created. Pending develop data | 0820-MEC-IRD-28-CHAIN CONV MONTLY INSPECTION | 3957089
1863 | 0820-MEC-IRD-28-CHAIN CONV | MONTLY INSPECTION | 26 | 17 | 2 - Subj Inspection | 0100820E | #ERROR! | #ERROR! |  |  |  | Conveyor Chain | IRD | MEC | Inspect operation of Chain Conveyor | Tension | Noise | Wear | 28 |  |  |  | JDE |  | BALE HANDLING | Route Created. Pending develop data | 0820-MEC-IRD-28-CHAIN CONV MONTLY INSPECTION | 3957089
1898 | 0820-MEC-IRD-28-CHAIN CONV | MONTLY INSPECTION | 26 | 17 | 2 - Subj Inspection | 0100820G | #ERROR! | #ERROR! |  |  |  | Conveyor Chain | IRD | MEC | Inspect operation of Chain Conveyor | Tension | Noise | Wear | 28 |  |  |  | JDE |  | BALE HANDLING | Route Created. Pending develop data | 0820-MEC-IRD-28-CHAIN CONV MONTLY INSPECTION | 3957089
1917 | 0820-MEC-IRD-28-CHAIN CONV | MONTLY INSPECTION | 26 | 17 | 2 - Subj Inspection | 0100820H | #ERROR! | #ERROR! |  |  |  | Conveyor Chain | IRD | MEC | Inspect operation of Chain Conveyor | Tension | Noise | Wear | 28 |  |  |  | JDE |  | BALE HANDLING | Route Created. Pending develop data | 0820-MEC-IRD-28-CHAIN CONV MONTLY INSPECTION | 3957089
1931 | 0820-MEC-IRD-28-CHAIN CONV | MONTLY INSPECTION | 26 | 17 | 2 - Subj Inspection | 0100820I | #ERROR! | #ERROR! |  |  |  | Conveyor Chain | IRD | MEC | Inspect operation of Chain Conveyor | Tension | Noise | Wear | 28 |  |  |  | JDE |  | BALE HANDLING | Route Created. Pending develop data | 0820-MEC-IRD-28-CHAIN CONV MONTLY INSPECTION | 3957089
1945 | 0820-MEC-IRD-28-CHAIN CONV | MONTLY INSPECTION | 26 | 17 | 2 - Subj Inspection | 0100820J | #ERROR! | #ERROR! |  |  |  | Conveyor Chain | IRD | MEC | Inspect operation of Chain Conveyor | Tension | Noise | Wear | 28 |  |  |  | JDE |  | BALE HANDLING | Route Created. Pending develop data | 0820-MEC-IRD-28-CHAIN CONV MONTLY INSPECTION | 3957089
1959 | 0820-MEC-IRD-28-CHAIN CONV | MONTLY INSPECTION | 26 | 17 | 2 - Subj Inspection | 0100820K | #ERROR! | #ERROR! |  |  |  | Conveyor Chain | IRD | MEC | Inspect operation of Chain Conveyor | Tension | Noise | Wear | 28 |  |  |  | JDE |  | BALE HANDLING | Route Created. Pending develop data | 0820-MEC-IRD-28-CHAIN CONV MONTLY INSPECTION | 3957089
1989 | 0820-MEC-IRD-28-CHAIN CONV | MONTLY INSPECTION | 26 | 17 | 2 - Subj Inspection | 0100820M | #ERROR! | #ERROR! |  |  |  | Conveyor Chain | IRD | MEC | Inspect operation of Chain Conveyor | Tension | Noise | Wear | 28 |  |  |  | JDE |  | BALE HANDLING | Route Created. Pending develop data | 0820-MEC-IRD-28-CHAIN CONV MONTLY INSPECTION | 3957089
2019 | 0820-MEC-IRD-28-CHAIN CONV | MONTLY INSPECTION | 26 | 17 | 2 - Subj Inspection | 0100820O | #ERROR! | #ERROR! |  |  |  | Conveyor Chain | IRD | MEC | Inspect operation of Chain Conveyor | Tension | Noise | Wear | 28 |  |  |  | JDE |  | BALE HANDLING | Route Created. Pending develop data | 0820-MEC-IRD-28-CHAIN CONV MONTLY INSPECTION | 3957089
3391 | 0050-UFO-IRD-28-AIR DRYERS | CYCLE SEQUENCE CHECK | 26 | 20 | 2 - Subj Inspection | 5050050D | #ERROR! | #ERROR! |  |  |  | Desiccant air dryer | IRD | UFO | Check dryer cycle and sequence of operations | Malfunction |  |  | 28 |  |  |  | JDE |  | UTILITIES | Route Created. Pending develop data | 0050-UFO-IRD-28-AIR DRYERS CYCLE SEQUENCE CHECK | 3957090
3612 | 0050-UFO-IRD-28-AIR DRYERS | CYCLE SEQUENCE CHECK | 26 | 20 | 2 - Subj Inspection | 5050050E | #ERROR! | #ERROR! |  |  |  | Desiccant air dryer | IRD | UFO | Check dryer cycle and sequence of operations | Malfunction |  |  | 28 |  |  |  | JDE |  | UTILITIES | Route Created. Pending develop data | 0050-UFO-IRD-28-AIR DRYERS CYCLE SEQUENCE CHECK | 3957090
3652 | 0050-UFO-IRD-28-AIR DRYERS | CYCLE SEQUENCE CHECK | 26 | 20 | 2 - Subj Inspection | 5050050F | #ERROR! | #ERROR! |  |  |  | Desiccant air dryer | IRD | UFO | Check dryer cycle and sequence of operations | Malfunction |  |  | 28 |  |  |  | JDE |  | UTILITIES | Route Created. Pending develop data | 0050-UFO-IRD-28-AIR DRYERS CYCLE SEQUENCE CHECK | 3957090
2183 | 0828-ELE-QI-28-BALERS STOP | SWITCH INSPECTION AND TEST | 26 | 26 | 1A - Adjust | 010082827 | #ERROR! | #ERROR! |  |  |  | Control circuit interrupter switch | QI | E&I | Test the control circuit interrupter switch | Non-functional |  |  | 28 |  | Check to make sure control circuit interrupter switch on feed chute door is, in fact, stopping motor when the door is not closed |  | JDE |  | BROKE AND CORE | Route Created. Pending develop data | 0828-ELE-QI-28-BALERS STOP SWITCH INSPECTION AND TEST | 3957091
2184 | 0828-ELE-QI-28-BALERS STOP | SWITCH INSPECTION AND TEST | 26 | 26 | 1A - Adjust | 010082827 | #ERROR! | #ERROR! |  |  |  | E-Stops | QI | E&I | Test E-stop circuit and adjust or repair if needed | Non-functional |  |  | 28 |  | Check all E-Stops individually to insure that they stop the system when actuated. If faulty, do not operate baler until adjusted or repaired. |  | JDE |  | BROKE AND CORE | Route Created. Pending develop data | 0828-ELE-QI-28-BALERS STOP SWITCH INSPECTION AND TEST | 3957091
2259 | 0828-ELE-QI-28-BALERS STOP | SWITCH INSPECTION AND TEST | 26 | 26 | 1A - Adjust | 010082828 | #ERROR! | #ERROR! |  |  |  | Control circuit interrupter switch | QI | E&I | Test the control circuit interrupter switch | Non-functional |  |  | 28 |  | Check to make sure control circuit interrupter switch on feed chute door is, in fact, stopping motor when the door is not closed |  | JDE |  | BROKE AND CORE | Route Created. Pending develop data | 0828-ELE-QI-28-BALERS STOP SWITCH INSPECTION AND TEST | 3957091
2260 | 0828-ELE-QI-28-BALERS STOP | SWITCH INSPECTION AND TEST | 26 | 26 | 1A - Adjust | 010082828 | #ERROR! | #ERROR! |  |  |  | E-Stops | QI | E&I | Test E-stop circuit and adjust or repair if needed | Non-functional |  |  | 28 |  | Check all E-Stops individually to insure that they stop the system when actuated. If faulty, do not operate baler until adjusted or repaired. |  | JDE |  | BROKE AND CORE | Route Created. Pending develop data | 0828-ELE-QI-28-BALERS STOP SWITCH INSPECTION AND TEST | 3957091
2424 | 0828-ELE-IRD-28-CONVEYORS | MOTOR AMPERAGE CHECK | 25 | 20 | 3 - Obj Inspection | 0100828H | #ERROR! | #ERROR! |  |  |  | Motor | IRD | E&I | Measure and register motor amperage | Out of Tolerance |  |  | 28 |  |  |  | JDE |  | BROKE AND CORE | Route Created. Pending develop data | 0828-ELE-IRD-28-CONVEYORS MOTOR AMPERAGE CHECK | 3957092
2614 | 0828-ELE-IRD-28-CONVEYORS | MOTOR AMPERAGE CHECK | 25 | 20 | 3 - Obj Inspection | 0100828S | #ERROR! | #ERROR! |  |  |  | Motor | IRD | E&I | Measure and register motor amperage | Out of Tolerance |  |  | 28 |  |  |  | JDE |  | BROKE AND CORE | Route Created. Pending develop data | 0828-ELE-IRD-28-CONVEYORS MOTOR AMPERAGE CHECK | 3957092
2635 | 0828-ELE-IRD-28-CONVEYORS | MOTOR AMPERAGE CHECK | 25 | 20 | 3 - Obj Inspection | 010082829 | #ERROR! | #ERROR! |  |  |  | Motors | IRD | E&I | Measure and register motor amperage | Out of Tolerance |  |  | 28 |  |  |  | JDE |  | BROKE AND CORE | Route Created. Pending develop data | 0828-ELE-IRD-28-CONVEYORS MOTOR AMPERAGE CHECK | 3957092
2653 | 0828-ELE-IRD-28-CONVEYORS | MOTOR AMPERAGE CHECK | 25 | 20 | 3 - Obj Inspection | 010082830 | #ERROR! | #ERROR! |  |  |  | Motor | IRD | E&I | Measure and register motor amperage | Out of Tolerance |  |  | 28 |  |  |  | JDE |  | BROKE AND CORE | Route Created. Pending develop data | 0828-ELE-IRD-28-CONVEYORS MOTOR AMPERAGE CHECK | 3957092
2671 | 0828-ELE-IRD-28-CONVEYORS | MOTOR AMPERAGE CHECK | 25 | 20 | 3 - Obj Inspection | 010082831 | #ERROR! | #ERROR! |  |  |  | Motor | IRD | E&I | Measure and register motor amperage | Out of Tolerance |  |  | 28 |  |  |  | JDE |  | BROKE AND CORE | Route Created. Pending develop data | 0828-ELE-IRD-28-CONVEYORS MOTOR AMPERAGE CHECK | 3957092
2689 | 0828-ELE-IRD-28-CONVEYORS | MOTOR AMPERAGE CHECK | 25 | 20 | 3 - Obj Inspection | 010082833 | #ERROR! | #ERROR! |  |  |  | Motor | IRD | E&I | Measure and register motor amperage | Out of Tolerance |  |  | 28 |  |  |  | JDE |  | BROKE AND CORE | Route Created. Pending develop data | 0828-ELE-IRD-28-CONVEYORS MOTOR AMPERAGE CHECK | 3957092
2721 | 0828-ELE-IRD-28-CONVEYORS | MOTOR AMPERAGE CHECK | 25 | 20 | 3 - Obj Inspection | 0100828T | #ERROR! | #ERROR! |  |  |  | Motor | IRD | E&I | Measure and register motor amperage | Out of Tolerance |  |  | 28 |  |  |  | JDE |  | BROKE AND CORE | Route Created. Pending develop data | 0828-ELE-IRD-28-CONVEYORS MOTOR AMPERAGE CHECK | 3957092
2747 | 0828-ELE-IRD-28-CONVEYORS | MOTOR AMPERAGE CHECK | 25 | 20 | 3 - Obj Inspection | 0100828U | #ERROR! | #ERROR! |  |  |  | Motor | IRD | E&I | Measure and register motor amperage | Out of Tolerance |  |  | 28 |  |  |  | JDE |  | BROKE AND CORE | Route Created. Pending develop data | 0828-ELE-IRD-28-CONVEYORS MOTOR AMPERAGE CHECK | 3957092
2841 | 0828-ELE-IRD-28-CONVEYORS | MOTOR AMPERAGE CHECK | 25 | 20 | 3 - Obj Inspection | 010082837 | #ERROR! | #ERROR! |  |  |  | Motor | IRD | E&I | Measure and register motor amperage | Out of Tolerance |  |  | 28 |  |  |  | JDE |  | BROKE AND CORE | Route Created. Pending develop data | 0828-ELE-IRD-28-CONVEYORS MOTOR AMPERAGE CHECK | 3957092
2960 | 0828-ELE-IRD-28-CONVEYORS | MOTOR AMPERAGE CHECK | 25 | 20 | 3 - Obj Inspection | 010082832A | #ERROR! | #ERROR! |  |  |  | Motor | IRD | E&I | Measure and register motor amperage | Out of Tolerance |  |  | 28 |  |  |  | JDE |  | BROKE AND CORE | Route Created. Pending develop data | 0828-ELE-IRD-28-CONVEYORS MOTOR AMPERAGE CHECK | 3957092
3762 | 0836-MEC-IRD-28-COOLING TOWER | LEVEL INSPECTION FLOAT ADJUST | 29 | 29 | 3 - Obj Inspection | 0100836Q | #ERROR! | #ERROR! |  |  |  | Cold water basin | IRD | MEC | Visually inspect the operating water level. Readjust the float if needed. | Low Level |  |  | 28 |  | Check page 23 of the operation and maintenance manual for information on how to set and maintain basin operating level. |  | JDE |  | UTILITIES | Route Created. Pending develop data | 0836-MEC-IRD-28-COOLING TOWER LEVEL INSPECTION FLOAT ADJUST | 3957093
3791 | 0836-MEC-IRD-28-COOLING TOWER | LEVEL INSPECTION FLOAT ADJUST | 29 | 29 | 3 - Obj Inspection | 0100836R | #ERROR! | #ERROR! |  |  |  | Cold water basin | IRD | MEC | Visually inspect the operating water level. Readjust the float if needed. | Low Level |  |  | 28 |  | Check page 23 of the operation and maintenance manual for information on how to set and maintain basin operating level. |  | JDE |  | UTILITIES | Route Created. Pending develop data | 0836-MEC-IRD-28-COOLING TOWER LEVEL INSPECTION FLOAT ADJUST | 3957093
3330 | 0050-UFO-QI-28-COMPRESSOR 1 | FILTERS AND COOLERS INSPECTION | 27 | 30 | 2 - Subj Inspection | 5050050A | #ERROR! | #ERROR! |  |  |  | Inlet Air Primary Filter | QI | UFO | Inspect Filter. If required, create an order to replace. | Dirty | Clogged |  | 28 |  | The primary air filter may be removed, cleaned and reinserted but secondary filter is not serviceable and must be replaced when dirty. |  | JDE |  | UTILITIES | Route Created. Pending develop data | 0050-UFO-QI-28-COMPRESSOR 1 FILTERS AND COOLERS INSPECTION | 3957094
3331 | 0050-UFO-QI-28-COMPRESSOR 1 | FILTERS AND COOLERS INSPECTION | 27 | 30 | 2 - Subj Inspection | 5050050A | #ERROR! | #ERROR! |  |  |  | Inlet Air Secondary Filter | QI | UFO | Inspect Filter. If required, create an order to replace. | Dirty | Clogged |  | 28 |  |  |  | JDE |  | UTILITIES | Route Created. Pending develop data | 0050-UFO-QI-28-COMPRESSOR 1 FILTERS AND COOLERS INSPECTION | 3957094
3332 | 0050-UFO-QI-28-COMPRESSOR 1 | FILTERS AND COOLERS INSPECTION | 27 | 30 | 2 - Subj Inspection | 5050050A | #ERROR! | #ERROR! | 5050050AB | #ERROR! | #ERROR! | Oil reservoir main filter | QI | UFO | Inspect Filter. If required, create an order to replace. | Dirty | Clogged |  | 28 |  |  |  | JDE |  | UTILITIES | Route Created. Pending develop data | 0050-UFO-QI-28-COMPRESSOR 1 FILTERS AND COOLERS INSPECTION | 3957094
3333 | 0050-UFO-QI-28-COMPRESSOR 1 | FILTERS AND COOLERS INSPECTION | 27 | 30 | 2 - Subj Inspection | 5050050A | #ERROR! | #ERROR! |  |  |  | Intercoolers | QI | UFO | Inspect intercooler condensate removal system | Wear | Leak |  | 28 |  |  |  | JDE |  | UTILITIES | Route Created. Pending develop data | 0050-UFO-QI-28-COMPRESSOR 1 FILTERS AND COOLERS INSPECTION | 3957094
3334 | 0050-UFO-QI-28-COMPRESSOR 1 | FILTERS AND COOLERS INSPECTION | 27 | 30 | 2 - Subj Inspection | 5050050A | #ERROR! | #ERROR! |  |  |  | Aftercoolers | QI | UFO | Inspect aftercooler condensate removal system | Wear | Leak |  | 28 |  |  |  | JDE |  | UTILITIES | Route Created. Pending develop data | 0050-UFO-QI-28-COMPRESSOR 1 FILTERS AND COOLERS INSPECTION | 3957094
3348 | 0050-UFO-QI-28-COMPRESSOR 1 | FILTERS AND COOLERS INSPECTION | 27 | 30 | 2 - Subj Inspection | 5050050A | #ERROR! | #ERROR! | 5050050AB | #ERROR! | #ERROR! | Oil reservoir vent filter | QI | UFO | Inspect Filter. If required, create an order to replace. | Dirty | Clogged |  | 28 |  |  |  | JDE |  | UTILITIES | Route Created. Pending develop data | 0050-UFO-QI-28-COMPRESSOR 1 FILTERS AND COOLERS INSPECTION | 3957094
3349 | 0050-UFO-QI-28-COMPRESSOR 1 | FILTERS AND COOLERS INSPECTION | 27 | 30 | 2 - Subj Inspection | 5050050A | #ERROR! | #ERROR! | 5050050AB | #ERROR! | #ERROR! | Oil reservoir vent filter - O-ring | QI | UFO | Inspect o-ring. Create an order to replace if needed | Wear | Damaged |  | 28 |  |  |  | JDE |  | UTILITIES | Route Created. Pending develop data | 0050-UFO-QI-28-COMPRESSOR 1 FILTERS AND COOLERS INSPECTION | 3957094
3350 | 0050-UFO-QI-28-COMPRESSOR 1 | FILTERS AND COOLERS INSPECTION | 27 | 30 | 2 - Subj Inspection | 5050050A | #ERROR! | #ERROR! |  |  |  | Bypass Valve Air Supply Filter | QI | UFO | Inspect Filter. If required, create an order to replace. | Dirty | Clogged |  | 28 |  |  |  | JDE |  | UTILITIES | Route Created. Pending develop data | 0050-UFO-QI-28-COMPRESSOR 1 FILTERS AND COOLERS INSPECTION | 3957094
3352 | 0050-UFO-QI-28-COMPRESSOR 1 | FILTERS AND COOLERS INSPECTION | 27 | 30 | 2 - Subj Inspection | 5050050A | #ERROR! | #ERROR! |  |  |  | Bypass Valve Air Supply Filter - Canister o-ring | QI | UFO | Inspect o-ring. Create an order to replace if needed | Wear | Damaged |  | 28 |  |  |  | JDE |  | UTILITIES | Route Created. Pending develop data | 0050-UFO-QI-28-COMPRESSOR 1 FILTERS AND COOLERS INSPECTION | 3957094
3483 | 0050-UFO-QI-28-COMPRESSOR 2 | FILTERS AND COOLERS INSPECTION | 27 | 30 | 2 - Subj Inspection | 5050050B | #ERROR! | #ERROR! |  |  |  | Inlet Air Primary Filter | QI | UFO | Inspect Filter. If required, create an order to replace. | Dirty | Clogged |  | 28 |  | The primary air filter may be removed, cleaned and reinserted but secondary filter is not serviceable and must be replaced when dirty. |  | JDE |  | UTILITIES | Route Created. Pending develop data | 0050-UFO-QI-28-COMPRESSOR 2 FILTERS AND COOLERS INSPECTION | 3957095
3484 | 0050-UFO-QI-28-COMPRESSOR 2 | FILTERS AND COOLERS INSPECTION | 27 | 30 | 2 - Subj Inspection | 5050050B | #ERROR! | #ERROR! |  |  |  | Inlet Air Secondary Filter | QI | UFO | Inspect Filter. If required, create an order to replace. | Dirty | Clogged |  | 28 |  |  |  | JDE |  | UTILITIES | Route Created. Pending develop data | 0050-UFO-QI-28-COMPRESSOR 2 FILTERS AND COOLERS INSPECTION | 3957095
3485 | 0050-UFO-QI-28-COMPRESSOR 2 | FILTERS AND COOLERS INSPECTION | 27 | 30 | 2 - Subj Inspection | 5050050B | #ERROR! | #ERROR! | 5050050BB | #ERROR! | #ERROR! | Oil reservoir main filter | QI | UFO | Inspect Filter. If required, create an order to replace. | Dirty | Clogged |  | 28 |  |  |  | JDE |  | UTILITIES | Route Created. Pending develop data | 0050-UFO-QI-28-COMPRESSOR 2 FILTERS AND COOLERS INSPECTION | 3957095
3486 | 0050-UFO-QI-28-COMPRESSOR 2 | FILTERS AND COOLERS INSPECTION | 27 | 30 | 2 - Subj Inspection | 5050050B | #ERROR! | #ERROR! |  |  |  | Intercoolers | QI | UFO | Inspect intercooler condensate removal system | Wear | Leak |  | 28 |  |  |  | JDE |  | UTILITIES | Route Created. Pending develop data | 0050-UFO-QI-28-COMPRESSOR 2 FILTERS AND COOLERS INSPECTION | 3957095
3487 | 0050-UFO-QI-28-COMPRESSOR 2 | FILTERS AND COOLERS INSPECTION | 27 | 30 | 2 - Subj Inspection | 5050050B | #ERROR! | #ERROR! |  |  |  | Aftercoolers | QI | UFO | Inspect aftercooler condensate removal system | Wear | Leak |  | 28 |  |  |  | JDE |  | UTILITIES | Route Created. Pending develop data | 0050-UFO-QI-28-COMPRESSOR 2 FILTERS AND COOLERS INSPECTION | 3957095
3493 | 0050-UFO-QI-28-COMPRESSOR 2 | FILTERS AND COOLERS INSPECTION | 27 | 30 | 2 - Subj Inspection | 5050050B | #ERROR! | #ERROR! |  |  |  | Bypass Valve Air Supply Filter | QI | UFO | Inspect Filter. If required, create an order to replace. | Dirty | Clogged |  | 28 |  |  |  | JDE |  | UTILITIES | Route Created. Pending develop data | 0050-UFO-QI-28-COMPRESSOR 2 FILTERS AND COOLERS INSPECTION | 3957095
3494 | 0050-UFO-QI-28-COMPRESSOR 2 | FILTERS AND COOLERS INSPECTION | 27 | 30 | 2 - Subj Inspection | 5050050B | #ERROR! | #ERROR! |  |  |  | Bypass Valve Air Supply Filter - Canister o-ring | QI | UFO | Inspect o-ring. Create an order to replace if needed | Wear | Damaged |  | 28 |  |  |  | JDE |  | UTILITIES | Route Created. Pending develop data | 0050-UFO-QI-28-COMPRESSOR 2 FILTERS AND COOLERS INSPECTION | 3957095
3500 | 0050-UFO-QI-28-COMPRESSOR 2 | FILTERS AND COOLERS INSPECTION | 27 | 30 | 2 - Subj Inspection | 5050050B | #ERROR! | #ERROR! | 5050050BB | #ERROR! | #ERROR! | Oil reservoir vent filter | QI | UFO | Inspect Filter. If required, create an order to replace. | Dirty | Clogged |  | 28 |  |  |  | JDE |  | UTILITIES | Route Created. Pending develop data | 0050-UFO-QI-28-COMPRESSOR 2 FILTERS AND COOLERS INSPECTION | 3957095
3501 | 0050-UFO-QI-28-COMPRESSOR 2 | FILTERS AND COOLERS INSPECTION | 27 | 30 | 2 - Subj Inspection | 5050050B | #ERROR! | #ERROR! | 5050050BB | #ERROR! | #ERROR! | Oil reservoir vent filter - O-ring | QI | UFO | Inspect o-ring. Create an order to replace if needed | Wear | Damaged |  | 28 |  |  |  | JDE |  | UTILITIES | Route Created. Pending develop data | 0050-UFO-QI-28-COMPRESSOR 2 FILTERS AND COOLERS INSPECTION | 3957095
3551 | 0050-UFO-QI-28-COMPRESSOR 3 | FILTERS AND COOLERS INSPECTION | 27 | 30 | 2 - Subj Inspection | 5050050C | #ERROR! | #ERROR! |  |  |  | Inlet Air Primary Filter | QI | UFO | Inspect Filter. If required, create an order to replace. | Dirty | Clogged |  | 28 |  | The primary air filter may be removed, cleaned and reinserted but secondary filter is not serviceable and must be replaced when dirty. |  | JDE |  | UTILITIES | Route Created. Pending develop data | 0050-UFO-QI-28-COMPRESSOR 3 FILTERS AND COOLERS INSPECTION | 3957096
3552 | 0050-UFO-QI-28-COMPRESSOR 3 | FILTERS AND COOLERS INSPECTION | 27 | 30 | 2 - Subj Inspection | 5050050C | #ERROR! | #ERROR! |  |  |  | Inlet Air Secondary Filter | QI | UFO | Inspect Filter. If required, create an order to replace. | Dirty | Clogged |  | 28 |  |  |  | JDE |  | UTILITIES | Route Created. Pending develop data | 0050-UFO-QI-28-COMPRESSOR 3 FILTERS AND COOLERS INSPECTION | 3957096
3553 | 0050-UFO-QI-28-COMPRESSOR 3 | FILTERS AND COOLERS INSPECTION | 27 | 30 | 2 - Subj Inspection | 5050050C | #ERROR! | #ERROR! | 5050050CB | #ERROR! | #ERROR! | Oil reservoir main filter | QI | UFO | Inspect Filter. If required, create an order to replace. | Dirty | Clogged |  | 28 |  |  |  | JDE |  | UTILITIES | Route Created. Pending develop data | 0050-UFO-QI-28-COMPRESSOR 3 FILTERS AND COOLERS INSPECTION | 3957096
3554 | 0050-UFO-QI-28-COMPRESSOR 3 | FILTERS AND COOLERS INSPECTION | 27 | 30 | 2 - Subj Inspection | 5050050C | #ERROR! | #ERROR! |  |  |  | Intercoolers | QI | UFO | Inspect intercooler condensate removal system | Wear | Leak |  | 28 |  |  |  | JDE |  | UTILITIES | Route Created. Pending develop data | 0050-UFO-QI-28-COMPRESSOR 3 FILTERS AND COOLERS INSPECTION | 3957096
3555 | 0050-UFO-QI-28-COMPRESSOR 3 | FILTERS AND COOLERS INSPECTION | 27 | 30 | 2 - Subj Inspection | 5050050C | #ERROR! | #ERROR! |  |  |  | Aftercoolers | QI | UFO | Inspect aftercooler condensate removal system | Wear | Leak |  | 28 |  |  |  | JDE |  | UTILITIES | Route Created. Pending develop data | 0050-UFO-QI-28-COMPRESSOR 3 FILTERS AND COOLERS INSPECTION | 3957096
3561 | 0050-UFO-QI-28-COMPRESSOR 3 | FILTERS AND COOLERS INSPECTION | 27 | 30 | 2 - Subj Inspection | 5050050C | #ERROR! | #ERROR! |  |  |  | Bypass Valve Air Supply Filter | QI | UFO | Inspect Filter. If required, create an order to replace. | Dirty | Clogged |  | 28 |  |  |  | JDE |  | UTILITIES | Route Created. Pending develop data | 0050-UFO-QI-28-COMPRESSOR 3 FILTERS AND COOLERS INSPECTION | 3957096
3562 | 0050-UFO-QI-28-COMPRESSOR 3 | FILTERS AND COOLERS INSPECTION | 27 | 30 | 2 - Subj Inspection | 5050050C | #ERROR! | #ERROR! |  |  |  | Bypass Valve Air Supply Filter - Canister o-ring | QI | UFO | Inspect o-ring. Create an order to replace if needed | Wear | Damaged |  | 28 |  |  |  | JDE |  | UTILITIES | Route Created. Pending develop data | 0050-UFO-QI-28-COMPRESSOR 3 FILTERS AND COOLERS INSPECTION | 3957096
3568 | 0050-UFO-QI-28-COMPRESSOR 3 | FILTERS AND COOLERS INSPECTION | 27 | 30 | 2 - Subj Inspection | 5050050C | #ERROR! | #ERROR! | 5050050CB | #ERROR! | #ERROR! | Oil reservoir vent filter | QI | UFO | Inspect Filter. If required, create an order to replace. | Dirty | Clogged |  | 28 |  |  |  | JDE |  | UTILITIES | Route Created. Pending develop data | 0050-UFO-QI-28-COMPRESSOR 3 FILTERS AND COOLERS INSPECTION | 3957096
3569 | 0050-UFO-QI-28-COMPRESSOR 3 | FILTERS AND COOLERS INSPECTION | 27 | 30 | 2 - Subj Inspection | 5050050C | #ERROR! | #ERROR! | 5050050CB | #ERROR! | #ERROR! | Oil reservoir vent filter - O-ring | QI | UFO | Inspect o-ring. Create an order to replace if needed | Wear | Damaged |  | 28 |  |  |  | JDE |  | UTILITIES | Route Created. Pending develop data | 0050-UFO-QI-28-COMPRESSOR 3 FILTERS AND COOLERS INSPECTION | 3957096
3828 | 0045-UFO-QI-28-SUMP PUMPS | CLEAN VALVE PLUNGER | 25 | 19 | 1C - Clean | 5050045BN | #ERROR! | #ERROR! |  |  |  | Relief Valve Plunger | QI | UFO | Clean Valve plunger |  |  |  | 28 |  |  |  | JDE |  | UTILITIES | Route Created. Pending develop data | 0045-UFO-QI-28-SUMP PUMPS CLEAN VALVE PLUNGER | 3957097
3828 | 0045-UFO-QI-28-SUMP PUMPS | CLEAN VALVE PLUNGER | 25 | 19 | 1C - Clean | 5050045BO | #ERROR! | #ERROR! |  |  |  | Relief Valve Plunger | QI | UFO | Clean Valve plunger |  |  |  | 28 |  |  |  | JDE |  | UTILITIES | Route Created. Pending develop data | 0045-UFO-QI-28-SUMP PUMPS CLEAN VALVE PLUNGER | 3957097
3913 | 0800-REL-IRD-30-M8 PUMP MOTORS | IR THERMOGRAPHY MILL ROUTE 1 | 30 | 28 | 4 - Cond Monitoring | 0100880B | #ERROR! | #ERROR! | 0100880BA | #ERROR! | #ERROR! | Motor | IRD | REL | Perform Infrared thermography | Overheating | Circulation failure | Loose/Hot connection | 30 |  |  |  | JDE |  | SULZER PUMPS | Route Created. Pending develop data | 0800-REL-IRD-30-M8 PUMP MOTORS IR THERMOGRAPHY MILL ROUTE 1 | 3957098
3921 | 0800-REL-IRD-30-M8 PUMP MOTORS | IR THERMOGRAPHY MILL ROUTE 1 | 30 | 28 | 4 - Cond Monitoring | 0100832HF | #ERROR! | #ERROR! | 0100832HFA | #ERROR! | #ERROR! | Motor | IRD | REL | Perform Infrared thermography | Overheating | Circulation failure | Loose/Hot connection | 30 |  |  |  | JDE |  | SULZER PUMPS | Route Created. Pending develop data | 0800-REL-IRD-30-M8 PUMP MOTORS IR THERMOGRAPHY MILL ROUTE 1 | 3957098
3929 | 0800-REL-IRD-30-M8 PUMP MOTORS | IR THERMOGRAPHY MILL ROUTE 1 | 30 | 28 | 4 - Cond Monitoring | 0100836S | #ERROR! | #ERROR! |  |  |  | Motor | IRD | REL | Perform Infrared thermography | Overheating | Circulation failure | Loose/Hot connection | 30 |  |  |  | JDE |  | SULZER PUMPS | Route Created. Pending develop data | 0800-REL-IRD-30-M8 PUMP MOTORS IR THERMOGRAPHY MILL ROUTE 1 | 3957098
3937 | 0800-REL-IRD-30-M8 PUMP MOTORS | IR THERMOGRAPHY MILL ROUTE 1 | 30 | 28 | 4 - Cond Monitoring | 0100832I | #ERROR! | #ERROR! |  |  |  | Motor | IRD | REL | Perform Infrared thermography | Overheating | Circulation failure | Loose/Hot connection | 30 |  |  |  | JDE |  | SULZER PUMPS | Route Created. Pending develop data | 0800-REL-IRD-30-M8 PUMP MOTORS IR THERMOGRAPHY MILL ROUTE 1 | 3957098
3945 | 0800-REL-IRD-30-M8 PUMP MOTORS | IR THERMOGRAPHY MILL ROUTE 1 | 30 | 28 | 4 - Cond Monitoring | 0100822AB | #ERROR! | #ERROR! | 0100822ABA | #ERROR! | #ERROR! | Motor | IRD | REL | Perform Infrared thermography | Overheating | Circulation failure | Loose/Hot connection | 30 |  |  |  | JDE |  | SULZER PUMPS | Route Created. Pending develop data | 0800-REL-IRD-30-M8 PUMP MOTORS IR THERMOGRAPHY MILL ROUTE 1 | 3957098
3953 | 0800-REL-IRD-30-M8 PUMP MOTORS | IR THERMOGRAPHY MILL ROUTE 1 | 30 | 28 | 4 - Cond Monitoring | 0100824AB | #ERROR! | #ERROR! | 0100824ABA | #ERROR! | #ERROR! | Motor | IRD | REL | Perform Infrared thermography | Overheating | Circulation failure | Loose/Hot connection | 30 |  |  |  | JDE |  | SULZER PUMPS | Route Created. Pending develop data | 0800-REL-IRD-30-M8 PUMP MOTORS IR THERMOGRAPHY MILL ROUTE 1 | 3957098
3961 | 0800-REL-IRD-30-M8 PUMP MOTORS | IR THERMOGRAPHY MILL ROUTE 1 | 30 | 28 | 4 - Cond Monitoring | 0100836Z | #ERROR! | #ERROR! | 0100836ZA | #ERROR! | #ERROR! | Motor | IRD | REL | Perform Infrared thermography | Overheating | Circulation failure | Loose/Hot connection | 30 |  |  |  | JDE |  | SULZER PUMPS | Route Created. Pending develop data | 0800-REL-IRD-30-M8 PUMP MOTORS IR THERMOGRAPHY MILL ROUTE 1 | 3957098
3969 | 0800-REL-IRD-30-M8 PUMP MOTORS | IR THERMOGRAPHY MILL ROUTE 1 | 30 | 28 | 4 - Cond Monitoring | 0100826L | #ERROR! | #ERROR! | 0100826LA | #ERROR! | #ERROR! | Motor | IRD | REL | Perform Infrared thermography | Overheating | Circulation failure | Loose/Hot connection | 30 |  |  |  | JDE |  | SULZER PUMPS | Route Created. Pending develop data | 0800-REL-IRD-30-M8 PUMP MOTORS IR THERMOGRAPHY MILL ROUTE 1 | 3957098
3977 | 0800-REL-IRD-30-M8 PUMP MOTORS | IR THERMOGRAPHY MILL ROUTE 1 | 30 | 28 | 4 - Cond Monitoring | 0100826MA | #ERROR! | #ERROR! | 0100826MAA | #ERROR! | #ERROR! | Motor | IRD | REL | Perform Infrared thermography | Overheating | Circulation failure | Loose/Hot connection | 30 |  |  |  | JDE |  | SULZER PUMPS | Route Created. Pending develop data | 0800-REL-IRD-30-M8 PUMP MOTORS IR THERMOGRAPHY MILL ROUTE 1 | 3957098
3985 | 0800-REL-IRD-30-M8 PUMP MOTORS | IR THERMOGRAPHY MILL ROUTE 1 | 30 | 28 | 4 - Cond Monitoring | 0100830N | #ERROR! | #ERROR! | 0100830NA | #ERROR! | #ERROR! | Motor | IRD | REL | Perform Infrared thermography | Overheating | Circulation failure | Loose/Hot connection | 30 |  |  |  | JDE |  | SULZER PUMPS | Route Created. Pending develop data | 0800-REL-IRD-30-M8 PUMP MOTORS IR THERMOGRAPHY MILL ROUTE 1 | 3957098
3993 | 0800-REL-IRD-30-M8 PUMP MOTORS | IR THERMOGRAPHY MILL ROUTE 1 | 30 | 28 | 4 - Cond Monitoring | 0100830K | #ERROR! | #ERROR! | 0100830KA | #ERROR! | #ERROR! | Motor | IRD | REL | Perform Infrared thermography | Overheating | Circulation failure | Loose/Hot connection | 30 |  |  |  | JDE |  | SULZER PUMPS | Route Created. Pending develop data | 0800-REL-IRD-30-M8 PUMP MOTORS IR THERMOGRAPHY MILL ROUTE 1 | 3957098
4001 | 0800-REL-IRD-30-M8 PUMP MOTORS | IR THERMOGRAPHY MILL ROUTE 1 | 30 | 28 | 4 - Cond Monitoring | 0100830G | #ERROR! | #ERROR! | 0100830GA | #ERROR! | #ERROR! | Motor | IRD | REL | Perform Infrared thermography | Overheating | Circulation failure | Loose/Hot connection | 30 |  |  |  | JDE |  | SULZER PUMPS | Route Created. Pending develop data | 0800-REL-IRD-30-M8 PUMP MOTORS IR THERMOGRAPHY MILL ROUTE 1 | 3957098
4009 | 0800-REL-IRD-30-M8 PUMP MOTORS | IR THERMOGRAPHY MILL ROUTE 1 | 30 | 28 | 4 - Cond Monitoring | 0100830C | #ERROR! | #ERROR! | 0100830CA | #ERROR! | #ERROR! | Motor | IRD | REL | Perform Infrared thermography | Overheating | Circulation failure | Loose/Hot connection | 30 |  |  |  | JDE |  | SULZER PUMPS | Route Created. Pending develop data | 0800-REL-IRD-30-M8 PUMP MOTORS IR THERMOGRAPHY MILL ROUTE 1 | 3957098
1753 | 0820-MEC-DD-42-ROBOT CONTROL | PANEL FAN CLEAN INSPECTION | 28 | 26 | 2 - Subj Inspection | 010082028L | #ERROR! | #ERROR! |  |  |  | Cooling Fan | DD | MEC | Check that the fan is rotating normally. If the fan has dirt and dust built up, clean the fan | Wear | Malfunction | Dirty | 42 |  |  |  | JDE |  | BALE HANDLING | Route Created. Pending develop data | 0820-MEC-DD-42-ROBOT CONTROL PANEL FAN CLEAN INSPECTION | 3957099
1770 | 0820-ELE-DD-42-METAL DETECTOR | CALIBRATION CHECK | 29 | 17 | 3 - Obj Inspection | 010082028M | #ERROR! | #ERROR! | 010082028ML | #ERROR! | #ERROR! | Sensors | DD | E&I | Check calibration of metal detection sensors | Calibration |  |  | 42 |  |  |  | JDE |  | BALE HANDLING | Route Created. Pending develop data | 0820-ELE-DD-42-METAL DETECTOR CALIBRATION CHECK | 3957100
1771 | 0820-ELE-DD-42-METAL DETECTOR | CALIBRATION CHECK | 29 | 17 | 3 - Obj Inspection | 010082028M | #ERROR! | #ERROR! | 010082028MM | #ERROR! | #ERROR! | Sensors | DD | E&I | Check calibration of metal detection sensors | Calibration |  |  | 42 |  |  |  | JDE |  | BALE HANDLING | Route Created. Pending develop data | 0820-ELE-DD-42-METAL DETECTOR CALIBRATION CHECK | 3957100
1792 | 0820-ELE-DD-42-STACK INFEED | CONVEYOR 1 DEVICE INSPECTION | 27 | 28 | 2 - Subj Inspection | 0100820A | #ERROR! | #ERROR! | 010082027A | #ERROR! | #ERROR! | Switches, actuators, and valve solenoids | DD | E&I | Inspection of condition | Wear | Looseness | Breakage | 42 |  |  |  | JDE |  | BALE HANDLING | Route Created. Pending develop data | 0820-ELE-DD-42-STACK INFEED CONVEYOR 1 DEVICE INSPECTION | 3957101
1793 | 0820-ELE-DD-42-STACK INFEED | CONVEYOR 1 DEVICE INSPECTION | 27 | 28 | 2 - Subj Inspection | 0100820A | #ERROR! | #ERROR! | 010082027E | #ERROR! | #ERROR! | Switches, actuators, and valve solenoids | DD | E&I | Inspection of condition | Wear | Looseness | Breakage | 42 |  |  |  | JDE |  | BALE HANDLING | Route Created. Pending develop data | 0820-ELE-DD-42-STACK INFEED CONVEYOR 1 DEVICE INSPECTION | 3957101
1794 | 0820-ELE-DD-42-STACK INFEED | CONVEYOR 1 DEVICE INSPECTION | 27 | 28 | 2 - Subj Inspection | 0100820A | #ERROR! | #ERROR! |  |  |  | Wiring and connections | DD | E&I | Inspection of condition | Loose | Wiring defect |  | 42 |  |  |  | JDE |  | BALE HANDLING | Route Created. Pending develop data | 0820-ELE-DD-42-STACK INFEED CONVEYOR 1 DEVICE INSPECTION | 3957101
1810 | 0820-ELE-DD-42-STACK INFEED | CONVEYOR 2 DEVICE INSPECTION | 27 | 28 | 2 - Subj Inspection | 0100820B | #ERROR! | #ERROR! | 010082027B | #ERROR! | #ERROR! | Switches, actuators, and valve solenoids | DD | E&I | Inspection of condition | Wear | Looseness | Breakage | 42 |  |  |  | JDE |  | BALE HANDLING | Route Created. Pending develop data | 0820-ELE-DD-42-STACK INFEED CONVEYOR 2 DEVICE INSPECTION | 3957102
1811 | 0820-ELE-DD-42-STACK INFEED | CONVEYOR 2 DEVICE INSPECTION | 27 | 28 | 2 - Subj Inspection | 0100820B | #ERROR! | #ERROR! | 010082027F | #ERROR! | #ERROR! | Switches, actuators, and valve solenoids | DD | E&I | Inspection of condition | Wear | Looseness | Breakage | 42 |  |  |  | JDE |  | BALE HANDLING | Route Created. Pending develop data | 0820-ELE-DD-42-STACK INFEED CONVEYOR 2 DEVICE INSPECTION | 3957102
1812 | 0820-ELE-DD-42-STACK INFEED | CONVEYOR 2 DEVICE INSPECTION | 27 | 28 | 2 - Subj Inspection | 0100820B | #ERROR! | #ERROR! |  |  |  | Wiring and connections | DD | E&I | Inspection of condition | Loose | Wiring defect |  | 42 |  |  |  | JDE |  | BALE HANDLING | Route Created. Pending develop data | 0820-ELE-DD-42-STACK INFEED CONVEYOR 2 DEVICE INSPECTION | 3957102
1828 | 0820-ELE-DD-42-STACK INFEED | CONVEYOR 3 DEVICE INSPECTION | 27 | 28 | 2 - Subj Inspection | 0100820C | #ERROR! | #ERROR! | 010082027C | #ERROR! | #ERROR! | Switches, actuators, and valve solenoids | DD | E&I | Inspection of condition | Wear | Looseness | Breakage | 42 |  |  |  | JDE |  | BALE HANDLING | Route Created. Pending develop data | 0820-ELE-DD-42-STACK INFEED CONVEYOR 3 DEVICE INSPECTION | 3957103
1829 | 0820-ELE-DD-42-STACK INFEED | CONVEYOR 3 DEVICE INSPECTION | 27 | 28 | 2 - Subj Inspection | 0100820C | #ERROR! | #ERROR! | 010082027G | #ERROR! | #ERROR! | Switches, actuators, and valve solenoids | DD | E&I | Inspection of condition | Wear | Looseness | Breakage | 42 |  |  |  | JDE |  | BALE HANDLING | Route Created. Pending develop data | 0820-ELE-DD-42-STACK INFEED CONVEYOR 3 DEVICE INSPECTION | 3957103
1830 | 0820-ELE-DD-42-STACK INFEED | CONVEYOR 3 DEVICE INSPECTION | 27 | 28 | 2 - Subj Inspection | 0100820C | #ERROR! | #ERROR! |  |  |  | Wiring and connections | DD | E&I | Inspection of condition | Loose | Wiring defect |  | 42 |  |  |  | JDE |  | BALE HANDLING | Route Created. Pending develop data | 0820-ELE-DD-42-STACK INFEED CONVEYOR 3 DEVICE INSPECTION | 3957103
1846 | 0820-ELE-DD-42-STACK INFEED | CONVEYOR 4 DEVICE INSPECTION | 27 | 28 | 2 - Subj Inspection | 0100820D | #ERROR! | #ERROR! | 010082027D | #ERROR! | #ERROR! | Switches, actuators, and valve solenoids | DD | E&I | Inspection of condition | Wear | Looseness | Breakage | 42 |  |  |  | JDE |  | BALE HANDLING | Route Created. Pending develop data | 0820-ELE-DD-42-STACK INFEED CONVEYOR 4 DEVICE INSPECTION | 3957104
1847 | 0820-ELE-DD-42-STACK INFEED | CONVEYOR 4 DEVICE INSPECTION | 27 | 28 | 2 - Subj Inspection | 0100820D | #ERROR! | #ERROR! | 010082027H | #ERROR! | #ERROR! | Switches, actuators, and valve solenoids | DD | E&I | Inspection of condition | Wear | Looseness | Breakage | 42 |  |  |  | JDE |  | BALE HANDLING | Route Created. Pending develop data | 0820-ELE-DD-42-STACK INFEED CONVEYOR 4 DEVICE INSPECTION | 3957104
1873 | 0820-MEC-DD-42-METAL DETECTOR | CONVEYOR BELT INSPECT ADJUST | 29 | 28 | 2 - Subj Inspection | 0100820F | #ERROR! | #ERROR! |  |  |  | Conveyor Belt | DD | MEC | Adjust belt for tension and tracking | Tension | Tracking |  | 42 |  |  |  | JDE |  | BALE HANDLING | Route Created. Pending develop data | 0820-MEC-DD-42-METAL DETECTOR CONVEYOR BELT INSPECT ADJUST | 3957105
1881 | 0820-MEC-DD-42-METAL DETECTOR | CONVEYOR BELT INSPECT ADJUST | 29 | 28 | 2 - Subj Inspection | 0100820F | #ERROR! | #ERROR! |  |  |  | Conveyor | DD | MEC | Inspect operation of Belt Conveyor | Tension | Noise | Wear | 42 |  |  |  | JDE |  | BALE HANDLING | Route Created. Pending develop data | 0820-MEC-DD-42-METAL DETECTOR CONVEYOR BELT INSPECT ADJUST | 3957105
1880 | 0820-ELE-DD-42-METAL DETECTOR | CONVEYOR BRAKE INSPECTION | 29 | 25 | 2 - Subj Inspection | 0100820F | #ERROR! | #ERROR! |  |  |  | Drive Motor brakes | DD | E&I | Inspect operation and condition of drive motor brakes, if applicable | Wear | Breakage |  | 42 |  |  |  | JDE |  | BALE HANDLING | Route Created. Pending develop data | 0820-ELE-DD-42-METAL DETECTOR CONVEYOR BRAKE INSPECTION | 3957106
1897 | 0820-ELE-DD-42-SHUTTLE CONV | BRAKE INSPECTION | 27 | 16 | 2 - Subj Inspection | 0100820G | #ERROR! | #ERROR! | 0100820GC | #ERROR! | #ERROR! | Drive Motor brakes | DD | E&I | Inspect operation and condition of drive motor brakes, if applicable | Wear | Breakage |  | 42 |  |  |  | JDE |  | BALE HANDLING | Route Created. Pending develop data | 0820-ELE-DD-42-SHUTTLE CONV BRAKE INSPECTION | 3957107
1969 | 0820-MEC-DD-42-PULPER 1 FEED | CONVEYOR BELT INSPECT ADJUST | 28 | 28 | 2 - Subj Inspection | 0100820L | #ERROR! | #ERROR! |  |  |  | Conveyor Belt | DD | MEC | Adjust belt for tension and tracking | Tension | Tracking |  | 42 |  |  |  | JDE |  | BALE HANDLING | Route Created. Pending develop data | 0820-MEC-DD-42-PULPER 1 FEED CONVEYOR BELT INSPECT ADJUST | 3957108
1977 | 0820-MEC-DD-42-PULPER 1 FEED | CONVEYOR BELT INSPECT ADJUST | 28 | 28 | 2 - Subj Inspection | 0100820L | #ERROR! | #ERROR! |  |  |  | Conveyor | DD | MEC | Inspect operation of Belt Conveyor | Tension | Noise | Wear | 42 |  |  |  | JDE |  | BALE HANDLING | Route Created. Pending develop data | 0820-MEC-DD-42-PULPER 1 FEED CONVEYOR BELT INSPECT ADJUST | 3957108
1976 | 0820-ELE-DD-42-PULPER 1 FEED | CONVEYOR BRAKE INSPECTION | 28 | 25 | 2 - Subj Inspection | 0100820L | #ERROR! | #ERROR! |  |  |  | Drive Motor brakes | DD | E&I | Inspect operation and condition of drive motor brakes, if applicable | Wear | Breakage |  | 42 |  |  |  | JDE |  | BALE HANDLING | Route Created. Pending develop data | 0820-ELE-DD-42-PULPER 1 FEED CONVEYOR BRAKE INSPECTION | 3957109
1999 | 0820-MEC-DD-42-PULPER 2 FEED | CONVEYOR BELT INSPECT ADJUST | 28 | 28 | 2 - Subj Inspection | 0100820N | #ERROR! | #ERROR! |  |  |  | Conveyor Belt | DD | MEC | Adjust belt for tension and tracking | Tension | Tracking |  | 42 |  |  |  | JDE |  | BALE HANDLING | Route Created. Pending develop data | 0820-MEC-DD-42-PULPER 2 FEED CONVEYOR BELT INSPECT ADJUST | 3957110
2007 | 0820-MEC-DD-42-PULPER 2 FEED | CONVEYOR BELT INSPECT ADJUST | 28 | 28 | 2 - Subj Inspection | 0100820N | #ERROR! | #ERROR! |  |  |  | Conveyor | DD | MEC | Inspect operation of Belt Conveyor | Tension | Noise | Wear | 42 |  |  |  | JDE |  | BALE HANDLING | Route Created. Pending develop data | 0820-MEC-DD-42-PULPER 2 FEED CONVEYOR BELT INSPECT ADJUST | 3957110
2006 | 0820-ELE-DD-42-PULPER 2 FEED | CONVEYOR BRAKE INSPECTION | 28 | 25 | 2 - Subj Inspection | 0100820N | #ERROR! | #ERROR! |  |  |  | Drive Motor brakes | DD | E&I | Inspect operation and condition of drive motor brakes, if applicable | Wear | Breakage |  | 42 |  |  |  | JDE |  | BALE HANDLING | Route Created. Pending develop data | 0820-ELE-DD-42-PULPER 2 FEED CONVEYOR BRAKE INSPECTION | 3957111
2070 | 0820-MEC-DD-42-AUTO DEWIRING | MACHINE BELT INSPECTION | 28 | 23 | 2 - Subj Inspection | 0100820R | #ERROR! | #ERROR! |  |  |  | Conveyor Belt | DD | MEC | Adjust belt for tension and tracking | Tension | Tracking |  | 42 |  |  |  | JDE |  | BALE HANDLING | Route Created. Pending develop data | 0820-MEC-DD-42-AUTO DEWIRING MACHINE BELT INSPECTION | 3957112
2076 | 0820-ELE-DD-42-AUTO DEWIRING | BRAKE INSPECTION | 28 | 16 | 2 - Subj Inspection | 0100820R | #ERROR! | #ERROR! |  |  |  | Drive Motor brakes | DD | E&I | Inspect operation and condition of drive motor brakes, if applicable | Wear |  |  | 42 |  |  |  | JDE |  | BALE HANDLING | Route Created. Pending develop data | 0820-ELE-DD-42-AUTO DEWIRING BRAKE INSPECTION | 3957113
2119 | 0820-MEC-DD-42-TOOL BALANCER | INSPECTION | 28 | 10 | 2 - Subj Inspection | 0100820W | #ERROR! | #ERROR! |  | Tool Balancer |  | Wire Rope | DD | MEC | Check for wire breakage, damage near the lock tube or kinks | Breakage |  |  | 42 |  | Allowable number of broken wires in 1 pitch is 11. Limit diameter is 2.7 mm |  | JDE |  | BALE HANDLING | Route Created. Pending develop data | 0820-MEC-DD-42-TOOL BALANCER INSPECTION | 3957114
2123 | 0820-MEC-DD-42-TOOL BALANCER | INSPECTION | 28 | 10 | 2 - Subj Inspection | 0100820W | #ERROR! | #ERROR! |  | Tool Balancer |  | Casing and Drum | DD | MEC | Inpect for wear or damage | Wear | Damaged |  | 42 |  |  |  | JDE |  | BALE HANDLING | Route Created. Pending develop data | 0820-MEC-DD-42-TOOL BALANCER INSPECTION | 3957114
2124 | 0820-MEC-DD-42-TOOL BALANCER | INSPECTION | 28 | 10 | 2 - Subj Inspection | 0100820W | #ERROR! | #ERROR! |  | Tool Balancer |  | Fitting | DD | MEC | Inpect for wear or damage | Wear | Damaged |  | 42 |  |  |  | JDE |  | BALE HANDLING | Route Created. Pending develop data | 0820-MEC-DD-42-TOOL BALANCER INSPECTION | 3957114
2125 | 0820-MEC-DD-42-TOOL BALANCER | INSPECTION | 28 | 10 | 2 - Subj Inspection | 0100820W | #ERROR! | #ERROR! |  | Tool Balancer |  | Fasteners | DD | MEC | Inspect for damage or loose bolts | Damages | looseness |  | 42 |  |  |  | JDE |  | BALE HANDLING | Route Created. Pending develop data | 0820-MEC-DD-42-TOOL BALANCER INSPECTION | 3957114
2126 | 0820-MEC-DD-42-TOOL BALANCER | INSPECTION | 28 | 10 | 2 - Subj Inspection | 0100820W | #ERROR! | #ERROR! |  | Tool Balancer |  | Secondary Support Cable (Chain) | DD | MEC | Inspect for damage or loose bolts | Damages | looseness |  | 42 |  |  |  | JDE |  | BALE HANDLING | Route Created. Pending develop data | 0820-MEC-DD-42-TOOL BALANCER INSPECTION | 3957114
2127 | 0820-MEC-DD-42-TOOL BALANCER | INSPECTION | 28 | 10 | 2 - Subj Inspection | 0100820W | #ERROR! | #ERROR! |  | Tool Balancer |  | Latch | DD | MEC | Inspect for deformation | Deformation |  |  | 42 |  |  |  | JDE |  | BALE HANDLING | Route Created. Pending develop data | 0820-MEC-DD-42-TOOL BALANCER INSPECTION | 3957114
2128 | 0820-MEC-DD-42-TOOL BALANCER | INSPECTION | 28 | 10 | 2 - Subj Inspection | 0100820W | #ERROR! | #ERROR! |  | Tool Balancer |  | Buffer | DD | MEC | Inspect for wear or cracks | Wear |  |  | 42 |  |  |  | JDE |  | BALE HANDLING | Route Created. Pending develop data | 0820-MEC-DD-42-TOOL BALANCER INSPECTION | 3957114
2129 | 0820-MEC-DD-42-TOOL BALANCER | INSPECTION | 28 | 10 | 2 - Subj Inspection | 0100820W | #ERROR! | #ERROR! |  | Tool Balancer |  | Thimble and Bottom Hook | DD | MEC | Inspect for wear or cracks | Wear |  |  | 42 |  | Move the collar upward during inspection |  | JDE |  | BALE HANDLING | Route Created. Pending develop data | 0820-MEC-DD-42-TOOL BALANCER INSPECTION | 3957114
2130 | 0820-MEC-DD-42-TOOL BALANCER | INSPECTION | 28 | 10 | 3 - Obj Inspection | 0100820W | #ERROR! | #ERROR! |  | Tool Balancer |  | Wire Rope | DD | MEC | Measure Wire diameter. If limit diameter is reached, create an order to replace. | Out of Tolerance |  |  | 42 |  | Standard Dimension = 3 mm. Limit diameter =2.7 mm |  | JDE |  | BALE HANDLING | Route Created. Pending develop data | 0820-MEC-DD-42-TOOL BALANCER INSPECTION | 3957114
2170 | 0828-MEC-DD-42-LINE 1 BALER | INSPECTION AND CLEAN | 27 | 20 | 2 - Subj Inspection | 010082827 | #ERROR! | #ERROR! |  |  |  | Ram Wiper | DD | MEC | Visually inspect general condition and adjust. If worn or cracked, create an order to replace. | Wear | Cracked |  | 42 |  | Check section 19.1 of the Original Instructions Service, Operation, and Training Manual for the adjustment procedure |  | JDE |  | BROKE AND CORE | Route Created. Pending develop data | 0828-MEC-DD-42-LINE 1 BALER INSPECTION AND CLEAN | 3957115
2172 | 0828-MEC-DD-42-LINE 1 BALER | INSPECTION AND CLEAN | 27 | 20 | 3 - Obj Inspection | 010082827 | #ERROR! | #ERROR! |  |  |  | Ram Liners | DD | MEC | Visually inspect general condition and Create an order to replace if needed | Clearance | Wear |  | 42 |  | Liners should have no more than 1/8" clearance under baling ram gib bars and between the side sheets |  | JDE |  | BROKE AND CORE | Route Created. Pending develop data | 0828-MEC-DD-42-LINE 1 BALER INSPECTION AND CLEAN | 3957115
2176 | 0828-MEC-DD-42-LINE 1 BALER | INSPECTION AND CLEAN | 27 | 20 | 1C - Clean | 010082827 | #ERROR! | #ERROR! | 010082827A | #ERROR! | #ERROR! | Motor | DD | MEC | Reverse blow with compressed air from the coupling end | Dirty |  |  | 42 |  |  |  | JDE |  | BROKE AND CORE | Route Created. Pending develop data | 0828-MEC-DD-42-LINE 1 BALER INSPECTION AND CLEAN | 3957115
2185 | 0828-MEC-DD-42-LINE 1 BALER | INSPECTION AND CLEAN | 27 | 20 | 2 - Subj Inspection | 010082827 | #ERROR! | #ERROR! |  |  |  | Suction Strainers | DD | MEC | Inspect check valve spring and attachment. Create an order to replace strainer if check valve binds or is loose in housing. | Wear | Looseness | Binding | 42 |  |  |  | JDE |  | BROKE AND CORE | Route Created. Pending develop data | 0828-MEC-DD-42-LINE 1 BALER INSPECTION AND CLEAN | 3957115
2191 | 0828-MEC-DD-42-LINE 1 BALER | INSPECTION AND CLEAN | 27 | 20 | 2 - Subj Inspection | 010082827 | #ERROR! | #ERROR! |  |  |  | Main Baling Cylinder | DD | MEC | Visually inspect general condition. Check rod bushing. If leaks are present, create an order to replace seals | Leak | Wear |  | 42 |  |  |  | JDE |  | BROKE AND CORE | Route Created. Pending develop data | 0828-MEC-DD-42-LINE 1 BALER INSPECTION AND CLEAN | 3957115
2192 | 0828-MEC-DD-42-LINE 1 BALER | INSPECTION AND CLEAN | 27 | 20 | 2 - Subj Inspection | 010082827 | #ERROR! | #ERROR! |  |  |  | Side Swipers | DD | MEC | Visually inspect general condition and Create an order to replace if needed | Wear | Damaged |  | 42 |  |  |  | JDE |  | BROKE AND CORE | Route Created. Pending develop data | 0828-MEC-DD-42-LINE 1 BALER INSPECTION AND CLEAN | 3957115
2196 | 0828-MEC-DD-42-LINE 1 BALER | INSPECTION AND CLEAN | 27 | 20 | 2 - Subj Inspection | 010082827 | #ERROR! | #ERROR! |  |  |  | Wire rollers | DD | MEC | Visually inspect general condition | Wear | Damaged |  | 42 |  |  |  | JDE |  | BROKE AND CORE | Route Created. Pending develop data | 0828-MEC-DD-42-LINE 1 BALER INSPECTION AND CLEAN | 3957115
2201 | 0828-MEC-DD-42-LINE 1 BALER | INSPECTION AND CLEAN | 27 | 20 | 1C - Clean | 010082827 | #ERROR! | #ERROR! |  |  |  | Suction Strainers | DD | MEC | Clean the suction strainers |  |  |  | 42 |  | Remove filter element from suction line. Clean element in any non-caustic clean solvent for a short period of time. Use a stiff fiber brush to remove impacted deposits between wire cloth serrations. Shake off excess solvent. If compressed air is available, blow from inside out. |  | JDE |  | BROKE AND CORE | Route Created. Pending develop data | 0828-MEC-DD-42-LINE 1 BALER INSPECTION AND CLEAN | 3957115
2213 | 0828-MEC-DD-42-LINE 1 BALER | INSPECTION AND CLEAN | 27 | 20 | 2 - Subj Inspection | 010082827 | #ERROR! | #ERROR! | 010082827B | #ERROR! | #ERROR! | Insterter chain | DD | MEC | Visually inspect general condition | Tension | Wear |  | 42 |  |  |  | JDE |  | BROKE AND CORE | Route Created. Pending develop data | 0828-MEC-DD-42-LINE 1 BALER INSPECTION AND CLEAN | 3957115
2214 | 0828-MEC-DD-42-LINE 1 BALER | INSPECTION AND CLEAN | 27 | 20 | 1C - Clean | 010082827 | #ERROR! | #ERROR! | 010082827B | #ERROR! | #ERROR! | Insterter chain | DD | MEC | Clean |  |  |  | 42 |  |  |  | JDE |  | BROKE AND CORE | Route Created. Pending develop data | 0828-MEC-DD-42-LINE 1 BALER INSPECTION AND CLEAN | 3957115
2216 | 0828-MEC-DD-42-LINE 1 BALER | INSPECTION AND CLEAN | 27 | 20 | 2 - Subj Inspection | 010082827 | #ERROR! | #ERROR! | 010082827B | #ERROR! | #ERROR! | Twister chain | DD | MEC | Visually inspect general condition | Tension | Wear |  | 42 |  |  |  | JDE |  | BROKE AND CORE | Route Created. Pending develop data | 0828-MEC-DD-42-LINE 1 BALER INSPECTION AND CLEAN | 3957115
2217 | 0828-MEC-DD-42-LINE 1 BALER | INSPECTION AND CLEAN | 27 | 20 | 1C - Clean | 010082827 | #ERROR! | #ERROR! | 010082827B | #ERROR! | #ERROR! | Twister chain | DD | MEC | Clean |  |  |  | 42 |  |  |  | JDE |  | BROKE AND CORE | Route Created. Pending develop data | 0828-MEC-DD-42-LINE 1 BALER INSPECTION AND CLEAN | 3957115
2219 | 0828-MEC-DD-42-LINE 1 BALER | INSPECTION AND CLEAN | 27 | 20 | 2 - Subj Inspection | 010082827 | #ERROR! | #ERROR! | 010082827B | #ERROR! | #ERROR! | Inserter needles | DD | MEC | Visually inspect general condition and create an order to adjust if needed | Misaligned |  |  | 42 |  | check the alignment of the inserter needles with the twister hooks |  | JDE |  | BROKE AND CORE | Route Created. Pending develop data | 0828-MEC-DD-42-LINE 1 BALER INSPECTION AND CLEAN | 3957115
2220 | 0828-MEC-DD-42-LINE 1 BALER | INSPECTION AND CLEAN | 27 | 20 | 2 - Subj Inspection | 010082827 | #ERROR! | #ERROR! | 010082827B | #ERROR! | #ERROR! | Twister hook screws | DD | MEC | Visually inspect general condition and tighten if needed | Looseness | Wear |  | 42 |  |  |  | JDE |  | BROKE AND CORE | Route Created. Pending develop data | 0828-MEC-DD-42-LINE 1 BALER INSPECTION AND CLEAN | 3957115
2221 | 0828-MEC-DD-42-LINE 1 BALER | INSPECTION AND CLEAN | 27 | 20 | 3 - Obj Inspection | 010082827 | #ERROR! | #ERROR! | 010082827B | #ERROR! | #ERROR! | Motor Brake Friction Disc | DD | MEC | Measure friction disc thickness. New discs as 3/16". If thickness is under 2/16" create an order to replace. | Wear |  |  | 42 |  |  |  | JDE |  | BROKE AND CORE | Route Created. Pending develop data | 0828-MEC-DD-42-LINE 1 BALER INSPECTION AND CLEAN | 3957115
2223 | 0828-MEC-DD-42-LINE 1 BALER | INSPECTION AND CLEAN | 27 | 20 | 2 - Subj Inspection | 010082827 | #ERROR! | #ERROR! | 010082827B | #ERROR! | #ERROR! | Wire cutter | DD | MEC | Visually inspect general condition | Wear |  |  | 42 |  |  |  | JDE |  | BROKE AND CORE | Route Created. Pending develop data | 0828-MEC-DD-42-LINE 1 BALER INSPECTION AND CLEAN | 3957115
2224 | 0828-MEC-DD-42-LINE 1 BALER | INSPECTION AND CLEAN | 27 | 20 | 2 - Subj Inspection | 010082827 | #ERROR! | #ERROR! | 010082827B | #ERROR! | #ERROR! | Actuator blocks | DD | MEC | Visually inspect general condition and create an order to replace if needed | Wear |  |  | 42 |  | Blocks should be changed when total wear exceeds 1/8". |  | JDE |  | BROKE AND CORE | Route Created. Pending develop data | 0828-MEC-DD-42-LINE 1 BALER INSPECTION AND CLEAN | 3957115
2229 | 0828-MEC-DD-42-LINE 1 BALER | INSPECTION AND CLEAN | 27 | 20 | 2 - Subj Inspection | 010082827 | #ERROR! | #ERROR! | 010082827B | #ERROR! | #ERROR! | Gearbox | DD | MEC | Visually inspect general condition | Wear | Noise | Leaks | 42 |  |  |  | JDE |  | BROKE AND CORE | Route Created. Pending develop data | 0828-MEC-DD-42-LINE 1 BALER INSPECTION AND CLEAN | 3957115
2230 | 0828-MEC-DD-42-LINE 1 BALER | INSPECTION AND CLEAN | 27 | 20 | 2 - Subj Inspection | 010082827 | #ERROR! | #ERROR! | 010082827B | #ERROR! | #ERROR! | Gearbox | DD | MEC | Check oil level | Low Oil Level |  |  | 42 |  |  |  | JDE |  | BROKE AND CORE | Route Created. Pending develop data | 0828-MEC-DD-42-LINE 1 BALER INSPECTION AND CLEAN | 3957115
2256 | 0828-MEC-DD-42-LINE 2 BALER | INSPECTION AND CLEAN | 27 | 20 | 2 - Subj Inspection | 010082828 | #ERROR! | #ERROR! |  |  |  | Ram Wiper | DD | MEC | Visually inspect general condition and adjust. If worn or cracked, create an order to replace. | Wear | Cracked |  | 42 |  | Check section 19.1 of the Original Instructions Service, Operation, and Training Manual for the adjustment procedure |  | JDE |  | BROKE AND CORE | Route Created. Pending develop data | 0828-MEC-DD-42-LINE 2 BALER INSPECTION AND CLEAN | 3957116
2257 | 0828-MEC-DD-42-LINE 2 BALER | INSPECTION AND CLEAN | 27 | 20 | 3 - Obj Inspection | 010082828 | #ERROR! | #ERROR! |  |  |  | Ram Liners | DD | MEC | Visually inspect general condition and Create an order to replace if needed | Clearance | Wear |  | 42 |  | Liners should have no more than 1/8" clearance under baling ram gib bars and between the side sheets |  | JDE |  | BROKE AND CORE | Route Created. Pending develop data | 0828-MEC-DD-42-LINE 2 BALER INSPECTION AND CLEAN | 3957116
2258 | 0828-MEC-DD-42-LINE 2 BALER | INSPECTION AND CLEAN | 27 | 20 | 1C - Clean | 010082828 | #ERROR! | #ERROR! | 010082828A | #ERROR! | #ERROR! | Motor | DD | MEC | Reverse blow with compressed air from the coupling end | Dirty |  |  | 42 |  |  |  | JDE |  | BROKE AND CORE | Route Created. Pending develop data | 0828-MEC-DD-42-LINE 2 BALER INSPECTION AND CLEAN | 3957116
2261 | 0828-MEC-DD-42-LINE 2 BALER | INSPECTION AND CLEAN | 27 | 20 | 2 - Subj Inspection | 010082828 | #ERROR! | #ERROR! |  |  |  | Suction Strainers | DD | MEC | Inspect check valve spring and attachment. Create an order to replace strainer if check valve binds or is loose in housing. | Wear | Looseness | Binding | 42 |  |  |  | JDE |  | BROKE AND CORE | Route Created. Pending develop data | 0828-MEC-DD-42-LINE 2 BALER INSPECTION AND CLEAN | 3957116
2262 | 0828-MEC-DD-42-LINE 2 BALER | INSPECTION AND CLEAN | 27 | 20 | 2 - Subj Inspection | 010082828 | #ERROR! | #ERROR! |  |  |  | Main Baling Cylinder | DD | MEC | Visually inspect general condition. Check rod bushing. If leaks are present, create an order to replace seals | Leak | Wear |  | 42 |  |  |  | JDE |  | BROKE AND CORE | Route Created. Pending develop data | 0828-MEC-DD-42-LINE 2 BALER INSPECTION AND CLEAN | 3957116
2263 | 0828-MEC-DD-42-LINE 2 BALER | INSPECTION AND CLEAN | 27 | 20 | 2 - Subj Inspection | 010082828 | #ERROR! | #ERROR! |  |  |  | Side Swipers | DD | MEC | Visually inspect general condition and Create an order to replace if needed | Wear | Damaged |  | 42 |  |  |  | JDE |  | BROKE AND CORE | Route Created. Pending develop data | 0828-MEC-DD-42-LINE 2 BALER INSPECTION AND CLEAN | 3957116
2264 | 0828-MEC-DD-42-LINE 2 BALER | INSPECTION AND CLEAN | 27 | 20 | 2 - Subj Inspection | 010082828 | #ERROR! | #ERROR! |  |  |  | Wire rollers | DD | MEC | Visually inspect general condition | Wear | Damaged |  | 42 |  |  |  | JDE |  | BROKE AND CORE | Route Created. Pending develop data | 0828-MEC-DD-42-LINE 2 BALER INSPECTION AND CLEAN | 3957116
2265 | 0828-MEC-DD-42-LINE 2 BALER | INSPECTION AND CLEAN | 27 | 20 | 1C - Clean | 010082828 | #ERROR! | #ERROR! |  |  |  | Suction Strainers | DD | MEC | Clean the suction strainers |  |  |  | 42 |  | Remove filter element from suction line. Clean element in any non-caustic clean solvent for a short period of time. Use a stiff fiber brush to remove impacted deposits between wire cloth serrations. Shake off excess solvent. If compressed air is available, blow from inside out. |  | JDE |  | BROKE AND CORE | Route Created. Pending develop data | 0828-MEC-DD-42-LINE 2 BALER INSPECTION AND CLEAN | 3957116
2266 | 0828-MEC-DD-42-LINE 2 BALER | INSPECTION AND CLEAN | 27 | 20 | 2 - Subj Inspection | 010082828 | #ERROR! | #ERROR! | 010082828B | #ERROR! | #ERROR! | Insterter chain | DD | MEC | Visually inspect general condition | Tension | Wear |  | 42 |  |  |  | JDE |  | BROKE AND CORE | Route Created. Pending develop data | 0828-MEC-DD-42-LINE 2 BALER INSPECTION AND CLEAN | 3957116
2267 | 0828-MEC-DD-42-LINE 2 BALER | INSPECTION AND CLEAN | 27 | 20 | 1C - Clean | 010082828 | #ERROR! | #ERROR! | 010082828B | #ERROR! | #ERROR! | Insterter chain | DD | MEC | Clean |  |  |  | 42 |  |  |  | JDE |  | BROKE AND CORE | Route Created. Pending develop data | 0828-MEC-DD-42-LINE 2 BALER INSPECTION AND CLEAN | 3957116
2269 | 0828-MEC-DD-42-LINE 2 BALER | INSPECTION AND CLEAN | 27 | 20 | 2 - Subj Inspection | 010082828 | #ERROR! | #ERROR! | 010082828B | #ERROR! | #ERROR! | Twister chain | DD | MEC | Visually inspect general condition | Tension | Wear |  | 42 |  |  |  | JDE |  | BROKE AND CORE | Route Created. Pending develop data | 0828-MEC-DD-42-LINE 2 BALER INSPECTION AND CLEAN | 3957116
2270 | 0828-MEC-DD-42-LINE 2 BALER | INSPECTION AND CLEAN | 27 | 20 | 1C - Clean | 010082828 | #ERROR! | #ERROR! | 010082828B | #ERROR! | #ERROR! | Twister chain | DD | MEC | Clean |  |  |  | 42 |  |  |  | JDE |  | BROKE AND CORE | Route Created. Pending develop data | 0828-MEC-DD-42-LINE 2 BALER INSPECTION AND CLEAN | 3957116
2272 | 0828-MEC-DD-42-LINE 2 BALER | INSPECTION AND CLEAN | 27 | 20 | 2 - Subj Inspection | 010082828 | #ERROR! | #ERROR! | 010082828B | #ERROR! | #ERROR! | Inserter needles | DD | MEC | Visually inspect general condition and create an order to adjust if needed | Misaligned |  |  | 42 |  | check the alignment of the inserter needles with the twister hooks |  | JDE |  | BROKE AND CORE | Route Created. Pending develop data | 0828-MEC-DD-42-LINE 2 BALER INSPECTION AND CLEAN | 3957116
2273 | 0828-MEC-DD-42-LINE 2 BALER | INSPECTION AND CLEAN | 27 | 20 | 2 - Subj Inspection | 010082828 | #ERROR! | #ERROR! | 010082828B | #ERROR! | #ERROR! | Twister hook screws | DD | MEC | Visually inspect general condition and tighten if needed | Looseness | Wear |  | 42 |  |  |  | JDE |  | BROKE AND CORE | Route Created. Pending develop data | 0828-MEC-DD-42-LINE 2 BALER INSPECTION AND CLEAN | 3957116
2274 | 0828-MEC-DD-42-LINE 2 BALER | INSPECTION AND CLEAN | 27 | 20 | 3 - Obj Inspection | 010082828 | #ERROR! | #ERROR! | 010082828B | #ERROR! | #ERROR! | Motor Brake Friction Disc | DD | MEC | Measure friction disc thickness. New discs as 3/16". If thickness is under 2/16" create an order to replace. | Wear |  |  | 42 |  |  |  | JDE |  | BROKE AND CORE | Route Created. Pending develop data | 0828-MEC-DD-42-LINE 2 BALER INSPECTION AND CLEAN | 3957116
2275 | 0828-MEC-DD-42-LINE 2 BALER | INSPECTION AND CLEAN | 27 | 20 | 2 - Subj Inspection | 010082828 | #ERROR! | #ERROR! | 010082828B | #ERROR! | #ERROR! | Wire cutter | DD | MEC | Visually inspect general condition | Wear |  |  | 42 |  |  |  | JDE |  | BROKE AND CORE | Route Created. Pending develop data | 0828-MEC-DD-42-LINE 2 BALER INSPECTION AND CLEAN | 3957116
2276 | 0828-MEC-DD-42-LINE 2 BALER | INSPECTION AND CLEAN | 27 | 20 | 2 - Subj Inspection | 010082828 | #ERROR! | #ERROR! | 010082828B | #ERROR! | #ERROR! | Actuator blocks | DD | MEC | Visually inspect general condition and create an order to replace if needed | Wear |  |  | 42 |  | Blocks should be changed when total wear exceeds 1/8". |  | JDE |  | BROKE AND CORE | Route Created. Pending develop data | 0828-MEC-DD-42-LINE 2 BALER INSPECTION AND CLEAN | 3957116
2277 | 0828-MEC-DD-42-LINE 2 BALER | INSPECTION AND CLEAN | 27 | 20 | 2 - Subj Inspection | 010082828 | #ERROR! | #ERROR! | 010082828B | #ERROR! | #ERROR! | Gearbox | DD | MEC | Visually inspect general condition | Wear | Noise | Leaks | 42 |  |  |  | JDE |  | BROKE AND CORE | Route Created. Pending develop data | 0828-MEC-DD-42-LINE 2 BALER INSPECTION AND CLEAN | 3957116
2278 | 0828-MEC-DD-42-LINE 2 BALER | INSPECTION AND CLEAN | 27 | 20 | 2 - Subj Inspection | 010082828 | #ERROR! | #ERROR! | 010082828B | #ERROR! | #ERROR! | Gearbox | DD | MEC | Check oil level | Low Oil Level |  |  | 42 |  |  |  | JDE |  | BROKE AND CORE | Route Created. Pending develop data | 0828-MEC-DD-42-LINE 2 BALER INSPECTION AND CLEAN | 3957116
2311 | 0828-MEC-DD-42-CORE INSPECTION | SYSTEM INSPECTION AND CLEAN | 30 | 27 | 1C - Clean | 010082843 | #ERROR! | #ERROR! |  |  |  | Pneumatic cylinders pillow block bearings bearings | DD | MEC | Clean dust and remove excess grease | Dirty |  |  | 42 |  | DO NOT relubricate |  | JDE |  | BROKE AND CORE | Route Created. Pending develop data | 0828-MEC-DD-42-CORE INSPECTION SYSTEM INSPECTION AND CLEAN | 3957117
3023 | 0828-MEC-DD-42-CORE INSPECTION | SYSTEM INSPECTION AND CLEAN | 30 | 27 | 2 - Subj Inspection | 010082845 | #ERROR! | #ERROR! |  |  |  | Hydraulic Cylinder | DD | MEC | Visually inspect general condition. Check seals and the cylinder rod bushing, if leakage is found, create an order to replace cylinder. | Leak | Looseness | Breakage | 42 |  |  |  | JDE |  | BROKE AND CORE | Route Created. Pending develop data | 0828-MEC-DD-42-CORE INSPECTION SYSTEM INSPECTION AND CLEAN | 3957117
3035 | 0828-MEC-DD-42-CORE INSPECTION | SYSTEM INSPECTION AND CLEAN | 30 | 27 | 2 - Subj Inspection | 010082846 | #ERROR! | #ERROR! |  |  |  | Sprockets | DD | MEC | Visually inspect general condition. Check and remove any items wrapped around. | Wear | Misaligned | Vibration | 42 |  |  |  | JDE |  | BROKE AND CORE | Route Created. Pending develop data | 0828-MEC-DD-42-CORE INSPECTION SYSTEM INSPECTION AND CLEAN | 3957117
2401 | 0828-MEC-DD-42-BIN TIPPER CONV | INSPECTION AND CLEAN | 30 | 20 | 2 - Subj Inspection | 0100828F | #ERROR! | #ERROR! |  |  |  | Hydraulic Cylinder | DD | MEC | Visually inspect general condition. Check seals and the cylinder rod bushing, if leakage is found, create an order to replace cylinder. | Leak | Looseness | Breakage | 42 |  |  |  | JDE |  | BROKE AND CORE | Route Created. Pending develop data | 0828-MEC-DD-42-BIN TIPPER CONV INSPECTION AND CLEAN | 3957118
2405 | 0828-MEC-DD-42-BIN TIPPER CONV | INSPECTION AND CLEAN | 30 | 20 | 2 - Subj Inspection | 0100828H | #ERROR! | #ERROR! |  |  |  | Conveyor Head/Tail shaft | DD | MEC | Visually inspect general condition | Wear | Noise | Vibration | 42 |  |  |  | JDE |  | BROKE AND CORE | Route Created. Pending develop data | 0828-MEC-DD-42-BIN TIPPER CONV INSPECTION AND CLEAN | 3957118
2406 | 0828-MEC-DD-42-BIN TIPPER CONV | INSPECTION AND CLEAN | 30 | 20 | 2 - Subj Inspection | 0100828H | #ERROR! | #ERROR! |  |  |  | Sprockets | DD | MEC | Visually inspect general condition. Check and remove any items wrapped around. | Wear | Misaligned | Vibration | 42 |  |  |  | JDE |  | BROKE AND CORE | Route Created. Pending develop data | 0828-MEC-DD-42-BIN TIPPER CONV INSPECTION AND CLEAN | 3957118
2408 | 0828-MEC-DD-42-BIN TIPPER CONV | INSPECTION AND CLEAN | 30 | 20 | 3 - Obj Inspection | 0100828H | #ERROR! | #ERROR! |  |  |  | Conveyor Belt | DD | MEC | Check belt tension and adjust if required using the Take-Up Assembly. Be sure to adjust both sides evenly | Tension | Tracking |  | 42 |  |  |  | JDE |  | BROKE AND CORE | Route Created. Pending develop data | 0828-MEC-DD-42-BIN TIPPER CONV INSPECTION AND CLEAN | 3957118
2411 | 0828-MEC-DD-42-BIN TIPPER CONV | INSPECTION AND CLEAN | 30 | 20 | 2 - Subj Inspection | 0100828H | #ERROR! | #ERROR! |  |  |  | Conveyor Belt | DD | MEC | Visually inspect all belt. If major defects are found, create an order to repair or replace | Looseness | Cracked | Wear | 42 |  |  |  | JDE |  | BROKE AND CORE | Route Created. Pending develop data | 0828-MEC-DD-42-BIN TIPPER CONV INSPECTION AND CLEAN | 3957118
2414 | 0828-MEC-DD-42-BIN TIPPER CONV | INSPECTION AND CLEAN | 30 | 20 | 1C - Clean | 0100828H | #ERROR! | #ERROR! |  |  |  | Motor | DD | MEC | Clean motor | Dirty |  |  | 42 |  |  |  | JDE |  | BROKE AND CORE | Route Created. Pending develop data | 0828-MEC-DD-42-BIN TIPPER CONV INSPECTION AND CLEAN | 3957118
2466 | 0828-MEC-DD-42-SPENT ROLL CONV | 1 INSPECTION AND CLEAN | 30 | 22 | 2 - Subj Inspection | 0100828K | #ERROR! | #ERROR! |  |  |  | Hydraulic Cylinder | DD | MEC | Visually inspect general condition. Check seals and the cylinder rod bushing, if leakage is found, create an order to replace cylinder. | Leak | Looseness | Breakage | 42 |  |  |  | JDE |  | BROKE AND CORE | Route Created. Pending develop data | 0828-MEC-DD-42-SPENT ROLL CONV 1 INSPECTION AND CLEAN | 3957119
2470 | 0828-MEC-DD-42-SPENT ROLL CONV | 1 INSPECTION AND CLEAN | 30 | 22 | 1C - Clean | 0100828L | #ERROR! | #ERROR! |  |  |  | Motor | DD | MEC | Clean motor | Dirty |  |  | 42 |  |  |  | JDE |  | BROKE AND CORE | Route Created. Pending develop data | 0828-MEC-DD-42-SPENT ROLL CONV 1 INSPECTION AND CLEAN | 3957119
2471 | 0828-MEC-DD-42-SPENT ROLL CONV | 1 INSPECTION AND CLEAN | 30 | 22 | 1C - Clean | 0100828L | #ERROR! | #ERROR! |  |  |  | Gearbox | DD | MEC | Clean the gearbox | Dirty |  |  | 42 |  |  |  | JDE |  | BROKE AND CORE | Route Created. Pending develop data | 0828-MEC-DD-42-SPENT ROLL CONV 1 INSPECTION AND CLEAN | 3957119
2472 | 0828-MEC-DD-42-SPENT ROLL CONV | 1 INSPECTION AND CLEAN | 30 | 22 | 3 - Obj Inspection | 0100828L | #ERROR! | #ERROR! |  |  |  | Conveyor Belt | DD | MEC | Check belt tension and adjust if required using the Take-Up Assembly. Be sure to adjust both sides evenly | Tension | Tracking |  | 42 |  |  |  | JDE |  | BROKE AND CORE | Route Created. Pending develop data | 0828-MEC-DD-42-SPENT ROLL CONV 1 INSPECTION AND CLEAN | 3957119
2473 | 0828-MEC-DD-42-SPENT ROLL CONV | 1 INSPECTION AND CLEAN | 30 | 22 | 2 - Subj Inspection | 0100828L | #ERROR! | #ERROR! |  |  |  | Conveyor Belt | DD | MEC | Visually inspect all belt. If major defects are found, create an order to repair or replace | Looseness | Cracked | Wear | 42 |  |  |  | JDE |  | BROKE AND CORE | Route Created. Pending develop data | 0828-MEC-DD-42-SPENT ROLL CONV 1 INSPECTION AND CLEAN | 3957119
2481 | 0828-MEC-DD-42-SPENT ROLL CONV | 1 INSPECTION AND CLEAN | 30 | 22 | 2 - Subj Inspection | 0100828L | #ERROR! | #ERROR! |  |  |  | Head and tail shaft Bearings | DD | MEC | visually inspect general condition | Wear | Noise | Vibration | 42 |  |  |  | JDE |  | BROKE AND CORE | Route Created. Pending develop data | 0828-MEC-DD-42-SPENT ROLL CONV 1 INSPECTION AND CLEAN | 3957119
2483 | 0828-MEC-DD-42-SPENT ROLL CONV | 1 INSPECTION AND CLEAN | 30 | 22 | 2 - Subj Inspection | 0100828L | #ERROR! | #ERROR! |  |  |  | Conveyor Belt | DD | MEC | Visually inspect the belt splice for any damage. | Damaged |  |  | 42 |  |  |  | JDE |  | BROKE AND CORE | Route Created. Pending develop data | 0828-MEC-DD-42-SPENT ROLL CONV 1 INSPECTION AND CLEAN | 3957119
2484 | 0828-MEC-DD-42-SPENT ROLL CONV | 1 INSPECTION AND CLEAN | 30 | 22 | 2 - Subj Inspection | 0100828L | #ERROR! | #ERROR! |  |  |  | Conveyor Belt | DD | MEC | Visually inspect the snub and any return rollers for build-up | Build up |  |  | 42 |  |  |  | JDE |  | BROKE AND CORE | Route Created. Pending develop data | 0828-MEC-DD-42-SPENT ROLL CONV 1 INSPECTION AND CLEAN | 3957119
2489 | 0828-MEC-DD-42-SPENT ROLL CONV | 1 INSPECTION AND CLEAN | 30 | 22 | 2 - Subj Inspection | 0100828L | #ERROR! | #ERROR! |  |  |  | Gearbox vent plug | DD | MEC | Visually inspect general condition | Build up | Damaged |  | 42 |  |  |  | JDE |  | BROKE AND CORE | Route Created. Pending develop data | 0828-MEC-DD-42-SPENT ROLL CONV 1 INSPECTION AND CLEAN | 3957119
2492 | 0828-MEC-DD-42-SPENT ROLL CONV | 2 INSPECTION AND CLEAN | 30 | 22 | 1C - Clean | 0100828M | #ERROR! | #ERROR! |  |  |  | Motor | DD | MEC | Clean motor | Dirty |  |  | 42 |  |  |  | JDE |  | BROKE AND CORE | Route Created. Pending develop data | 0828-MEC-DD-42-SPENT ROLL CONV 2 INSPECTION AND CLEAN | 3957120
2493 | 0828-MEC-DD-42-SPENT ROLL CONV | 2 INSPECTION AND CLEAN | 30 | 22 | 1C - Clean | 0100828M | #ERROR! | #ERROR! |  |  |  | Gearbox | DD | MEC | Clean the gearbox | Dirty |  |  | 42 |  |  |  | JDE |  | BROKE AND CORE | Route Created. Pending develop data | 0828-MEC-DD-42-SPENT ROLL CONV 2 INSPECTION AND CLEAN | 3957120
2494 | 0828-MEC-DD-42-SPENT ROLL CONV | 2 INSPECTION AND CLEAN | 30 | 22 | 3 - Obj Inspection | 0100828M | #ERROR! | #ERROR! |  |  |  | Conveyor Belt | DD | MEC | Check belt tension and adjust if required using the Take-Up Assembly. Be sure to adjust both sides evenly | Tension | Tracking |  | 42 |  |  |  | JDE |  | BROKE AND CORE | Route Created. Pending develop data | 0828-MEC-DD-42-SPENT ROLL CONV 2 INSPECTION AND CLEAN | 3957120
2495 | 0828-MEC-DD-42-SPENT ROLL CONV | 2 INSPECTION AND CLEAN | 30 | 22 | 2 - Subj Inspection | 0100828M | #ERROR! | #ERROR! |  |  |  | Conveyor Belt | DD | MEC | Visually inspect all belt. If major defects are found, create an order to repair or replace | Looseness | Cracked | Wear | 42 |  |  |  | JDE |  | BROKE AND CORE | Route Created. Pending develop data | 0828-MEC-DD-42-SPENT ROLL CONV 2 INSPECTION AND CLEAN | 3957120
2503 | 0828-MEC-DD-42-SPENT ROLL CONV | 2 INSPECTION AND CLEAN | 30 | 22 | 2 - Subj Inspection | 0100828M | #ERROR! | #ERROR! |  |  |  | Bearings | DD | MEC | visually inspect general condition | Wear | Noise | Vibration | 42 |  |  |  | JDE |  | BROKE AND CORE | Route Created. Pending develop data | 0828-MEC-DD-42-SPENT ROLL CONV 2 INSPECTION AND CLEAN | 3957120
2505 | 0828-MEC-DD-42-SPENT ROLL CONV | 2 INSPECTION AND CLEAN | 30 | 22 | 2 - Subj Inspection | 0100828M | #ERROR! | #ERROR! |  |  |  | Conveyor Belt | DD | MEC | Visually inspect the belt splice for any damage. | Damaged |  |  | 42 |  |  |  | JDE |  | BROKE AND CORE | Route Created. Pending develop data | 0828-MEC-DD-42-SPENT ROLL CONV 2 INSPECTION AND CLEAN | 3957120
2506 | 0828-MEC-DD-42-SPENT ROLL CONV | 2 INSPECTION AND CLEAN | 30 | 22 | 2 - Subj Inspection | 0100828M | #ERROR! | #ERROR! |  |  |  | Conveyor Belt | DD | MEC | Visually inspect the snub and any return rollers for build-up | Build up |  |  | 42 |  |  |  | JDE |  | BROKE AND CORE | Route Created. Pending develop data | 0828-MEC-DD-42-SPENT ROLL CONV 2 INSPECTION AND CLEAN | 3957120
2511 | 0828-MEC-DD-42-SPENT ROLL CONV | 2 INSPECTION AND CLEAN | 30 | 22 | 2 - Subj Inspection | 0100828M | #ERROR! | #ERROR! |  |  |  | Gearbox vent plug | DD | MEC | Visually inspect general condition | Build up | Damaged |  | 42 |  |  |  | JDE |  | BROKE AND CORE | Route Created. Pending develop data | 0828-MEC-DD-42-SPENT ROLL CONV 2 INSPECTION AND CLEAN | 3957120
2514 | 0828-MEC-DD-42-SPENT ROLL CONV | 3 INSPECTION AND CLEAN | 30 | 22 | 1C - Clean | 0100828N | #ERROR! | #ERROR! |  |  |  | Motor | DD | MEC | Clean motor | Dirty |  |  | 42 |  |  |  | JDE |  | BROKE AND CORE | Route Created. Pending develop data | 0828-MEC-DD-42-SPENT ROLL CONV 3 INSPECTION AND CLEAN | 3957121
2515 | 0828-MEC-DD-42-SPENT ROLL CONV | 3 INSPECTION AND CLEAN | 30 | 22 | 1C - Clean | 0100828N | #ERROR! | #ERROR! |  |  |  | Gearbox | DD | MEC | Clean the gearbox | Dirty |  |  | 42 |  |  |  | JDE |  | BROKE AND CORE | Route Created. Pending develop data | 0828-MEC-DD-42-SPENT ROLL CONV 3 INSPECTION AND CLEAN | 3957121
2516 | 0828-MEC-DD-42-SPENT ROLL CONV | 3 INSPECTION AND CLEAN | 30 | 22 | 3 - Obj Inspection | 0100828N | #ERROR! | #ERROR! |  |  |  | Conveyor Belt | DD | MEC | Check belt tension and adjust if required using the Take-Up Assembly. Be sure to adjust both sides evenly | Tension | Tracking |  | 42 |  |  |  | JDE |  | BROKE AND CORE | Route Created. Pending develop data | 0828-MEC-DD-42-SPENT ROLL CONV 3 INSPECTION AND CLEAN | 3957121
2517 | 0828-MEC-DD-42-SPENT ROLL CONV | 3 INSPECTION AND CLEAN | 30 | 22 | 2 - Subj Inspection | 0100828N | #ERROR! | #ERROR! |  |  |  | Conveyor Belt | DD | MEC | Visually inspect all belt. If major defects are found, create an order to repair or replace | Looseness | Cracked | Wear | 42 |  |  |  | JDE |  | BROKE AND CORE | Route Created. Pending develop data | 0828-MEC-DD-42-SPENT ROLL CONV 3 INSPECTION AND CLEAN | 3957121
2525 | 0828-MEC-DD-42-SPENT ROLL CONV | 3 INSPECTION AND CLEAN | 30 | 22 | 2 - Subj Inspection | 0100828N | #ERROR! | #ERROR! |  |  |  | Bearings | DD | MEC | visually inspect general condition | Wear | Noise | Vibration | 42 |  |  |  | JDE |  | BROKE AND CORE | Route Created. Pending develop data | 0828-MEC-DD-42-SPENT ROLL CONV 3 INSPECTION AND CLEAN | 3957121
2527 | 0828-MEC-DD-42-SPENT ROLL CONV | 3 INSPECTION AND CLEAN | 30 | 22 | 2 - Subj Inspection | 0100828N | #ERROR! | #ERROR! |  |  |  | Conveyor Belt | DD | MEC | Visually inspect the belt splice for any damage. | Damaged |  |  | 42 |  |  |  | JDE |  | BROKE AND CORE | Route Created. Pending develop data | 0828-MEC-DD-42-SPENT ROLL CONV 3 INSPECTION AND CLEAN | 3957121
2528 | 0828-MEC-DD-42-SPENT ROLL CONV | 3 INSPECTION AND CLEAN | 30 | 22 | 2 - Subj Inspection | 0100828N | #ERROR! | #ERROR! |  |  |  | Conveyor Belt | DD | MEC | Visually inspect the snub and any return rollers for build-up | Build up |  |  | 42 |  |  |  | JDE |  | BROKE AND CORE | Route Created. Pending develop data | 0828-MEC-DD-42-SPENT ROLL CONV 3 INSPECTION AND CLEAN | 3957121
2533 | 0828-MEC-DD-42-SPENT ROLL CONV | 3 INSPECTION AND CLEAN | 30 | 22 | 2 - Subj Inspection | 0100828N | #ERROR! | #ERROR! |  |  |  | Gearbox vent plug | DD | MEC | Visually inspect general condition | Build up | Damaged |  | 42 |  |  |  | JDE |  | BROKE AND CORE | Route Created. Pending develop data | 0828-MEC-DD-42-SPENT ROLL CONV 3 INSPECTION AND CLEAN | 3957121
2536 | 0828-MEC-DD-42-SPENT ROLL CONV | 4 INSPECTION AND CLEAN | 30 | 22 | 1C - Clean | 0100828O | #ERROR! | #ERROR! |  |  |  | Motor | DD | MEC | Clean motor | Dirty |  |  | 42 |  |  |  | JDE |  | BROKE AND CORE | Route Created. Pending develop data | 0828-MEC-DD-42-SPENT ROLL CONV 4 INSPECTION AND CLEAN | 3957122
2537 | 0828-MEC-DD-42-SPENT ROLL CONV | 4 INSPECTION AND CLEAN | 30 | 22 | 1C - Clean | 0100828O | #ERROR! | #ERROR! |  |  |  | Gearbox | DD | MEC | Clean the gearbox | Dirty |  |  | 42 |  |  |  | JDE |  | BROKE AND CORE | Route Created. Pending develop data | 0828-MEC-DD-42-SPENT ROLL CONV 4 INSPECTION AND CLEAN | 3957122
2538 | 0828-MEC-DD-42-SPENT ROLL CONV | 4 INSPECTION AND CLEAN | 30 | 22 | 3 - Obj Inspection | 0100828O | #ERROR! | #ERROR! |  |  |  | Conveyor Belt | DD | MEC | Check belt tension and adjust if required using the Take-Up Assembly. Be sure to adjust both sides evenly | Tension | Tracking |  | 42 |  |  |  | JDE |  | BROKE AND CORE | Route Created. Pending develop data | 0828-MEC-DD-42-SPENT ROLL CONV 4 INSPECTION AND CLEAN | 3957122
2539 | 0828-MEC-DD-42-SPENT ROLL CONV | 4 INSPECTION AND CLEAN | 30 | 22 | 2 - Subj Inspection | 0100828O | #ERROR! | #ERROR! |  |  |  | Conveyor Belt | DD | MEC | Visually inspect all belt. If major defects are found, create an order to repair or replace | Looseness | Cracked | Wear | 42 |  |  |  | JDE |  | BROKE AND CORE | Route Created. Pending develop data | 0828-MEC-DD-42-SPENT ROLL CONV 4 INSPECTION AND CLEAN | 3957122
2547 | 0828-MEC-DD-42-SPENT ROLL CONV | 4 INSPECTION AND CLEAN | 30 | 22 | 2 - Subj Inspection | 0100828O | #ERROR! | #ERROR! |  |  |  | Bearings | DD | MEC | visually inspect general condition | Wear | Noise | Vibration | 42 |  |  |  | JDE |  | BROKE AND CORE | Route Created. Pending develop data | 0828-MEC-DD-42-SPENT ROLL CONV 4 INSPECTION AND CLEAN | 3957122
2549 | 0828-MEC-DD-42-SPENT ROLL CONV | 4 INSPECTION AND CLEAN | 30 | 22 | 2 - Subj Inspection | 0100828O | #ERROR! | #ERROR! |  |  |  | Conveyor Belt | DD | MEC | Visually inspect the belt splice for any damage. | Damaged |  |  | 42 |  |  |  | JDE |  | BROKE AND CORE | Route Created. Pending develop data | 0828-MEC-DD-42-SPENT ROLL CONV 4 INSPECTION AND CLEAN | 3957122
2550 | 0828-MEC-DD-42-SPENT ROLL CONV | 4 INSPECTION AND CLEAN | 30 | 22 | 2 - Subj Inspection | 0100828O | #ERROR! | #ERROR! |  |  |  | Conveyor Belt | DD | MEC | Visually inspect the snub and any return rollers for build-up | Build up |  |  | 42 |  |  |  | JDE |  | BROKE AND CORE | Route Created. Pending develop data | 0828-MEC-DD-42-SPENT ROLL CONV 4 INSPECTION AND CLEAN | 3957122
2555 | 0828-MEC-DD-42-SPENT ROLL CONV | 4 INSPECTION AND CLEAN | 30 | 22 | 2 - Subj Inspection | 0100828O | #ERROR! | #ERROR! |  |  |  | Gearbox vent plug | DD | MEC | Visually inspect general condition | Build up | Damaged |  | 42 |  |  |  | JDE |  | BROKE AND CORE | Route Created. Pending develop data | 0828-MEC-DD-42-SPENT ROLL CONV 4 INSPECTION AND CLEAN | 3957122
2558 | 0828-MEC-DD-42-SPENT ROLL CONV | 5 INSPECTION AND CLEAN | 30 | 22 | 1C - Clean | 0100828P | #ERROR! | #ERROR! |  |  |  | Motor | DD | MEC | Clean motor | Dirty |  |  | 42 |  |  |  | JDE |  | BROKE AND CORE | Route Created. Pending develop data | 0828-MEC-DD-42-SPENT ROLL CONV 5 INSPECTION AND CLEAN | 3957123
2559 | 0828-MEC-DD-42-SPENT ROLL CONV | 5 INSPECTION AND CLEAN | 30 | 22 | 1C - Clean | 0100828P | #ERROR! | #ERROR! |  |  |  | Gearbox | DD | MEC | Clean the gearbox | Dirty |  |  | 42 |  |  |  | JDE |  | BROKE AND CORE | Route Created. Pending develop data | 0828-MEC-DD-42-SPENT ROLL CONV 5 INSPECTION AND CLEAN | 3957123
2560 | 0828-MEC-DD-42-SPENT ROLL CONV | 5 INSPECTION AND CLEAN | 30 | 22 | 3 - Obj Inspection | 0100828P | #ERROR! | #ERROR! |  |  |  | Conveyor Belt | DD | MEC | Check belt tension and adjust if required using the Take-Up Assembly. Be sure to adjust both sides evenly | Tension | Tracking |  | 42 |  |  |  | JDE |  | BROKE AND CORE | Route Created. Pending develop data | 0828-MEC-DD-42-SPENT ROLL CONV 5 INSPECTION AND CLEAN | 3957123
2561 | 0828-MEC-DD-42-SPENT ROLL CONV | 5 INSPECTION AND CLEAN | 30 | 22 | 2 - Subj Inspection | 0100828P | #ERROR! | #ERROR! |  |  |  | Conveyor Belt | DD | MEC | Visually inspect all belt. If major defects are found, create an order to repair or replace | Looseness | Cracked | Wear | 42 |  |  |  | JDE |  | BROKE AND CORE | Route Created. Pending develop data | 0828-MEC-DD-42-SPENT ROLL CONV 5 INSPECTION AND CLEAN | 3957123
2569 | 0828-MEC-DD-42-SPENT ROLL CONV | 5 INSPECTION AND CLEAN | 30 | 22 | 2 - Subj Inspection | 0100828P | #ERROR! | #ERROR! |  |  |  | Bearings | DD | MEC | visually inspect general condition | Wear | Noise | Vibration | 42 |  |  |  | JDE |  | BROKE AND CORE | Route Created. Pending develop data | 0828-MEC-DD-42-SPENT ROLL CONV 5 INSPECTION AND CLEAN | 3957123
2571 | 0828-MEC-DD-42-SPENT ROLL CONV | 5 INSPECTION AND CLEAN | 30 | 22 | 2 - Subj Inspection | 0100828P | #ERROR! | #ERROR! |  |  |  | Conveyor Belt | DD | MEC | Visually inspect the belt splice for any damage. | Damaged |  |  | 42 |  |  |  | JDE |  | BROKE AND CORE | Route Created. Pending develop data | 0828-MEC-DD-42-SPENT ROLL CONV 5 INSPECTION AND CLEAN | 3957123
2572 | 0828-MEC-DD-42-SPENT ROLL CONV | 5 INSPECTION AND CLEAN | 30 | 22 | 2 - Subj Inspection | 0100828P | #ERROR! | #ERROR! |  |  |  | Conveyor Belt | DD | MEC | Visually inspect the snub and any return rollers for build-up | Build up |  |  | 42 |  |  |  | JDE |  | BROKE AND CORE | Route Created. Pending develop data | 0828-MEC-DD-42-SPENT ROLL CONV 5 INSPECTION AND CLEAN | 3957123
2577 | 0828-MEC-DD-42-SPENT ROLL CONV | 5 INSPECTION AND CLEAN | 30 | 22 | 2 - Subj Inspection | 0100828P | #ERROR! | #ERROR! |  |  |  | Gearbox vent plug | DD | MEC | Visually inspect general condition | Build up | Damaged |  | 42 |  |  |  | JDE |  | BROKE AND CORE | Route Created. Pending develop data | 0828-MEC-DD-42-SPENT ROLL CONV 5 INSPECTION AND CLEAN | 3957123
2578 | 0828-MEC-DD-42-SPENT ROLL CONV | 5 INSPECTION AND CLEAN | 30 | 22 | 2 - Subj Inspection | 0100828P | #ERROR! | #ERROR! |  |  |  | Hydraulic Cylinder | DD | MEC | Visually inspect general condition. Check seals and the cylinder rod bushing, if leakage is found, create an order to replace cylinder. | Leak | Looseness | Breakage | 42 |  |  |  | JDE |  | BROKE AND CORE | Route Created. Pending develop data | 0828-MEC-DD-42-SPENT ROLL CONV 5 INSPECTION AND CLEAN | 3957123
2579 | 0828-MEC-DD-42-SPENT ROLL CONV | 5 INSPECTION AND CLEAN | 30 | 22 | 2 - Subj Inspection | 0100828P | #ERROR! | #ERROR! |  |  |  | Valves | DD | MEC | Visually inspect general condition and create an order to adjust if needed. | Malfunction | Leak | Out of Adjustment | 42 |  |  |  | JDE |  | BROKE AND CORE | Route Created. Pending develop data | 0828-MEC-DD-42-SPENT ROLL CONV 5 INSPECTION AND CLEAN | 3957123
2585 | 0828-MEC-DD-42-CULL ROLL TABLE | INSPECTION AND CLEAN | 30 | 20 | 2 - Subj Inspection | 0100828Q | #ERROR! | #ERROR! |  |  |  | Hydraulic Cylinder | DD | MEC | Visually inspect general condition. Check seals and the cylinder rod bushing, if leakage is found, create an order to replace cylinder. | Leak | Looseness | Breakage | 42 |  |  |  | JDE |  | BROKE AND CORE | Route Created. Pending develop data | 0828-MEC-DD-42-CULL ROLL TABLE INSPECTION AND CLEAN | 3957124
2615 | 0828-MEC-DD-42-BALER FEED | SHUTTLE CONV INSPECT AND CLEAN | 25 | 30 | 1C - Clean | 0100828S | #ERROR! | #ERROR! |  |  |  | Motor | DD | MEC | Clean motor | Dirty |  |  | 42 |  |  |  | JDE |  | BROKE AND CORE | Route Created. Pending develop data | 0828-MEC-DD-42-BALER FEED SHUTTLE CONV INSPECT AND CLEAN | 3957125
2619 | 0828-MEC-DD-42-BALER FEED | SHUTTLE CONV INSPECT AND CLEAN | 25 | 30 | 4 - Cond Monitoring | 0100828S | #ERROR! | #ERROR! |  |  |  | Motor to gearbox Drive belt | DD | MEC | Visually inspect drive belt | Sliding | Wear | Noise | 42 |  |  |  | JDE |  | BROKE AND CORE | Route Created. Pending develop data | 0828-MEC-DD-42-BALER FEED SHUTTLE CONV INSPECT AND CLEAN | 3957125
2621 | 0828-MEC-DD-42-BALER FEED | SHUTTLE CONV INSPECT AND CLEAN | 25 | 30 | 3 - Obj Inspection | 0100828S | #ERROR! | #ERROR! |  |  |  | Conveyor Belt | DD | MEC | Check belt tension and adjust if required using the Take-Up Assembly. Be sure to adjust both sides evenly | Tension | Tracking |  | 42 |  |  |  | JDE |  | BROKE AND CORE | Route Created. Pending develop data | 0828-MEC-DD-42-BALER FEED SHUTTLE CONV INSPECT AND CLEAN | 3957125
2622 | 0828-MEC-DD-42-BALER FEED | SHUTTLE CONV INSPECT AND CLEAN | 25 | 30 | 2 - Subj Inspection | 0100828S | #ERROR! | #ERROR! |  |  |  | Conveyor Belt | DD | MEC | Visually inspect all belt. If major defects are found, create an order to repair or replace | Looseness | Cracked | Wear | 42 |  |  |  | JDE |  | BROKE AND CORE | Route Created. Pending develop data | 0828-MEC-DD-42-BALER FEED SHUTTLE CONV INSPECT AND CLEAN | 3957125
2636 | 0828-MEC-DD-42-LN 1 BLR BYPASS | SHUTTLE CONV INSPECT CLEAN | 30 | 26 | 1C - Clean | 010082829 | #ERROR! | #ERROR! |  |  |  | Motors | DD | MEC | Clean motor | Dirty |  |  | 42 |  |  |  | JDE |  | BROKE AND CORE | Route Created. Pending develop data | 0828-MEC-DD-42-LN 1 BLR BYPASS SHUTTLE CONV INSPECT CLEAN | 3957126
2639 | 0828-MEC-DD-42-LN 1 BLR BYPASS | SHUTTLE CONV INSPECT CLEAN | 30 | 26 | 3 - Obj Inspection | 010082829 | #ERROR! | #ERROR! |  |  |  | Conveyor Belt | DD | MEC | Check belt tension and adjust if required using the Take-Up Assembly. Be sure to adjust both sides evenly | Tension | Tracking |  | 42 |  |  |  | JDE |  | BROKE AND CORE | Route Created. Pending develop data | 0828-MEC-DD-42-LN 1 BLR BYPASS SHUTTLE CONV INSPECT CLEAN | 3957126
2640 | 0828-MEC-DD-42-LN 1 BLR BYPASS | SHUTTLE CONV INSPECT CLEAN | 30 | 26 | 2 - Subj Inspection | 010082829 | #ERROR! | #ERROR! |  |  |  | Conveyor Belt | DD | MEC | Visually inspect all belt. If major defects are found, create an order to repair or replace | Looseness | Cracked | Wear | 42 |  |  |  | JDE |  | BROKE AND CORE | Route Created. Pending develop data | 0828-MEC-DD-42-LN 1 BLR BYPASS SHUTTLE CONV INSPECT CLEAN | 3957126
2654 | 0828-MEC-DD-42-LN 2 BLR BYPASS | SHUTTLE CONV INSPECT CLEAN | 30 | 26 | 1C - Clean | 010082830 | #ERROR! | #ERROR! |  |  |  | Motor | DD | MEC | Clean motor | Dirty |  |  | 42 |  |  |  | JDE |  | BROKE AND CORE | Route Created. Pending develop data | 0828-MEC-DD-42-LN 2 BLR BYPASS SHUTTLE CONV INSPECT CLEAN | 3957127
2657 | 0828-MEC-DD-42-LN 2 BLR BYPASS | SHUTTLE CONV INSPECT CLEAN | 30 | 26 | 3 - Obj Inspection | 010082830 | #ERROR! | #ERROR! |  |  |  | Conveyor Belt | DD | MEC | Check belt tension and adjust if required using the Take-Up Assembly. Be sure to adjust both sides evenly | Tension | Tracking |  | 42 |  |  |  | JDE |  | BROKE AND CORE | Route Created. Pending develop data | 0828-MEC-DD-42-LN 2 BLR BYPASS SHUTTLE CONV INSPECT CLEAN | 3957127
2658 | 0828-MEC-DD-42-LN 2 BLR BYPASS | SHUTTLE CONV INSPECT CLEAN | 30 | 26 | 2 - Subj Inspection | 010082830 | #ERROR! | #ERROR! |  |  |  | Conveyor Belt | DD | MEC | Visually inspect all belt. If major defects are found, create an order to repair or replace | Looseness | Cracked | Wear | 42 |  |  |  | JDE |  | BROKE AND CORE | Route Created. Pending develop data | 0828-MEC-DD-42-LN 2 BLR BYPASS SHUTTLE CONV INSPECT CLEAN | 3957127
2672 | 0828-MEC-DD-42-PULPER FEED | TRANSF CONV INSPECTION CLEAN | 26 | 28 | 1C - Clean | 010082831 | #ERROR! | #ERROR! |  |  |  | Motor | DD | MEC | Clean motor | Dirty |  |  | 42 |  |  |  | JDE |  | BROKE AND CORE | Route Created. Pending develop data | 0828-MEC-DD-42-PULPER FEED TRANSF CONV INSPECTION CLEAN | 3957128
2675 | 0828-MEC-DD-42-PULPER FEED | TRANSF CONV INSPECTION CLEAN | 26 | 28 | 3 - Obj Inspection | 010082831 | #ERROR! | #ERROR! |  |  |  | Conveyor Belt | DD | MEC | Check belt tension and adjust if required using the Take-Up Assembly. Be sure to adjust both sides evenly | Tension | Tracking |  | 42 |  |  |  | JDE |  | BROKE AND CORE | Route Created. Pending develop data | 0828-MEC-DD-42-PULPER FEED TRANSF CONV INSPECTION CLEAN | 3957128
2676 | 0828-MEC-DD-42-PULPER FEED | TRANSF CONV INSPECTION CLEAN | 26 | 28 | 2 - Subj Inspection | 010082831 | #ERROR! | #ERROR! |  |  |  | Conveyor Belt | DD | MEC | Visually inspect all belt. If major defects are found, create an order to repair or replace | Looseness | Cracked | Wear | 42 |  |  |  | JDE |  | BROKE AND CORE | Route Created. Pending develop data | 0828-MEC-DD-42-PULPER FEED TRANSF CONV INSPECTION CLEAN | 3957128
2690 | 0828-MEC-DD-42-BROKE BALE FEED | CONVEYOR INSPECTION AND CLEAN | 30 | 29 | 1C - Clean | 010082833 | #ERROR! | #ERROR! |  |  |  | Motor | DD | MEC | Clean motor | Dirty |  |  | 42 |  |  |  | JDE |  | BROKE AND CORE | Route Created. Pending develop data | 0828-MEC-DD-42-BROKE BALE FEED CONVEYOR INSPECTION AND CLEAN | 3957129
2693 | 0828-MEC-DD-42-BROKE BALE FEED | CONVEYOR INSPECTION AND CLEAN | 30 | 29 | 3 - Obj Inspection | 010082833 | #ERROR! | #ERROR! |  |  |  | Conveyor Belt | DD | MEC | Check belt tension and adjust if required using the Take-Up Assembly. Be sure to adjust both sides evenly | Tension | Tracking |  | 42 |  |  |  | JDE |  | BROKE AND CORE | Route Created. Pending develop data | 0828-MEC-DD-42-BROKE BALE FEED CONVEYOR INSPECTION AND CLEAN | 3957129
2694 | 0828-MEC-DD-42-BROKE BALE FEED | CONVEYOR INSPECTION AND CLEAN | 30 | 29 | 2 - Subj Inspection | 010082833 | #ERROR! | #ERROR! |  |  |  | Conveyor Belt | DD | MEC | Visually inspect all belt. If major defects are found, create an order to repair or replace | Looseness | Cracked | Wear | 42 |  |  |  | JDE |  | BROKE AND CORE | Route Created. Pending develop data | 0828-MEC-DD-42-BROKE BALE FEED CONVEYOR INSPECTION AND CLEAN | 3957129
2919 | 0828-MEC-DD-42-BROKE BALE FEED | CONVEYOR INSPECTION AND CLEAN | 30 | 29 | 2 - Subj Inspection | 010082833 | #ERROR! | #ERROR! | 010082833A | #ERROR! | #ERROR! | Pickup Guards | DD | MEC | Visually inspect general condition and clean if needed. | Wear | Damaged | Dirty | 42 |  |  |  | JDE |  | BROKE AND CORE | Route Created. Pending develop data | 0828-MEC-DD-42-BROKE BALE FEED CONVEYOR INSPECTION AND CLEAN | 3957129
2704 | 0828-MEC-DD-42-LINE 1 BLR FEED | CONVEYOR INSPECTION AND CLEAN | 30 | 29 | 2 - Subj Inspection | 0100828T | #ERROR! | #ERROR! |  |  |  | Sprockets | DD | MEC | Visually inspect general condition. Check and remove any items wrapped around. | Wear | Misaligned | Vibration | 42 |  |  |  | JDE |  | BROKE AND CORE | Route Created. Pending develop data | 0828-MEC-DD-42-LINE 1 BLR FEED CONVEYOR INSPECTION AND CLEAN | 3957130
2706 | 0828-MEC-DD-42-LINE 1 BLR FEED | CONVEYOR INSPECTION AND CLEAN | 30 | 29 | 2 - Subj Inspection | 0100828T | #ERROR! | #ERROR! |  |  |  | Conveyor Belt | DD | MEC | Check belt tension and adjust if required using the Take-Up Assembly. Be sure to adjust both sides evenly | Tension | Tracking |  | 42 |  |  |  | JDE |  | BROKE AND CORE | Route Created. Pending develop data | 0828-MEC-DD-42-LINE 1 BLR FEED CONVEYOR INSPECTION AND CLEAN | 3957130
2708 | 0828-MEC-DD-42-LINE 1 BLR FEED | CONVEYOR INSPECTION AND CLEAN | 30 | 29 | 2 - Subj Inspection | 0100828T | #ERROR! | #ERROR! |  |  |  | Conveyor Belt | DD | MEC | Visually inspect all belt. If major defects are found, create an order to repair or replace | Looseness | Cracked | Wear | 42 |  |  |  | JDE |  | BROKE AND CORE | Route Created. Pending develop data | 0828-MEC-DD-42-LINE 1 BLR FEED CONVEYOR INSPECTION AND CLEAN | 3957130
2711 | 0828-MEC-DD-42-LINE 1 BLR FEED | CONVEYOR INSPECTION AND CLEAN | 30 | 29 | 1C - Clean | 0100828T | #ERROR! | #ERROR! |  |  |  | Motor | DD | MEC | Clean motor | Dirty |  |  | 42 |  |  |  | JDE |  | BROKE AND CORE | Route Created. Pending develop data | 0828-MEC-DD-42-LINE 1 BLR FEED CONVEYOR INSPECTION AND CLEAN | 3957130
2730 | 0828-MEC-DD-42-LINE 2 BLR FEED | CONVEYOR INSPECTION AND CLEAN | 30 | 29 | 2 - Subj Inspection | 0100828U | #ERROR! | #ERROR! |  |  |  | Sprockets | DD | MEC | Visually inspect general condition. Check and remove any items wrapped around. | Wear | Misaligned | Vibration | 42 |  |  |  | JDE |  | BROKE AND CORE | Route Created. Pending develop data | 0828-MEC-DD-42-LINE 2 BLR FEED CONVEYOR INSPECTION AND CLEAN | 3957131
2732 | 0828-MEC-DD-42-LINE 2 BLR FEED | CONVEYOR INSPECTION AND CLEAN | 30 | 29 | 3 - Obj Inspection | 0100828U | #ERROR! | #ERROR! |  |  |  | Conveyor Belt | DD | MEC | Check belt tension and adjust if required using the Take-Up Assembly. Be sure to adjust both sides evenly | Tension | Tracking |  | 42 |  |  |  | JDE |  | BROKE AND CORE | Route Created. Pending develop data | 0828-MEC-DD-42-LINE 2 BLR FEED CONVEYOR INSPECTION AND CLEAN | 3957131
2734 | 0828-MEC-DD-42-LINE 2 BLR FEED | CONVEYOR INSPECTION AND CLEAN | 30 | 29 | 2 - Subj Inspection | 0100828U | #ERROR! | #ERROR! |  |  |  | Conveyor Belt | DD | MEC | Visually inspect all belt. If major defects are found, create an order to repair or replace | Looseness | Cracked | Wear | 42 |  |  |  | JDE |  | BROKE AND CORE | Route Created. Pending develop data | 0828-MEC-DD-42-LINE 2 BLR FEED CONVEYOR INSPECTION AND CLEAN | 3957131
2737 | 0828-MEC-DD-42-LINE 2 BLR FEED | CONVEYOR INSPECTION AND CLEAN | 30 | 29 | 1C - Clean | 0100828U | #ERROR! | #ERROR! |  |  |  | Motor | DD | MEC | Clean motor | Dirty |  |  | 42 |  |  |  | JDE |  | BROKE AND CORE | Route Created. Pending develop data | 0828-MEC-DD-42-LINE 2 BLR FEED CONVEYOR INSPECTION AND CLEAN | 3957131
2756 | 0828-MEC-DD-42-CORE TRNSF CONV | 1 INSPECTION AND CLEAN | 30 | 22 | 1C - Clean | 0100828W | #ERROR! | #ERROR! |  |  |  | Motors | DD | MEC | Clean motors | Dirty |  |  | 42 |  |  |  | JDE |  | BROKE AND CORE | Route Created. Pending develop data | 0828-MEC-DD-42-CORE TRNSF CONV 1 INSPECTION AND CLEAN | 3957132
2757 | 0828-MEC-DD-42-CORE TRNSF CONV | 1 INSPECTION AND CLEAN | 30 | 22 | 1C - Clean | 0100828W | #ERROR! | #ERROR! |  |  |  | Gearbox | DD | MEC | Clean the gearbox | Dirty |  |  | 42 |  |  |  | JDE |  | BROKE AND CORE | Route Created. Pending develop data | 0828-MEC-DD-42-CORE TRNSF CONV 1 INSPECTION AND CLEAN | 3957132
2758 | 0828-MEC-DD-42-CORE TRNSF CONV | 1 INSPECTION AND CLEAN | 30 | 22 | 3 - Obj Inspection | 0100828W | #ERROR! | #ERROR! |  |  |  | Conveyor Hinge steel Belt | DD | MEC | Check the take up tension and adjust if required | Tension | Tracking |  | 42 |  | Track the Hinged steel belt at both ends of the conveyor. |  | JDE |  | BROKE AND CORE | Route Created. Pending develop data | 0828-MEC-DD-42-CORE TRNSF CONV 1 INSPECTION AND CLEAN | 3957132
2759 | 0828-MEC-DD-42-CORE TRNSF CONV | 1 INSPECTION AND CLEAN | 30 | 22 | 2 - Subj Inspection | 0100828W | #ERROR! | #ERROR! |  |  |  | Conveyor Hinge steel Belt | DD | MEC | Visually inspect the hinge steel belt for waer | Wear | Damaged |  | 42 |  | Check the both side of the belting for damaged or missing cotter pins |  | JDE |  | BROKE AND CORE | Route Created. Pending develop data | 0828-MEC-DD-42-CORE TRNSF CONV 1 INSPECTION AND CLEAN | 3957132
2765 | 0828-MEC-DD-42-CORE TRNSF CONV | 1 INSPECTION AND CLEAN | 30 | 22 | 2 - Subj Inspection | 0100828W | #ERROR! | #ERROR! |  |  |  | Hinge steel belt Rollers/sprockets | DD | MEC | Visually inspect the Hinge steel belt Rollers/sprockets for center and wear | Wear | Center |  | 42 |  |  |  | JDE |  | BROKE AND CORE | Route Created. Pending develop data | 0828-MEC-DD-42-CORE TRNSF CONV 1 INSPECTION AND CLEAN | 3957132
2767 | 0828-MEC-DD-42-CORE TRNSF CONV | 1 INSPECTION AND CLEAN | 30 | 22 | 2 - Subj Inspection | 0100828W | #ERROR! | #ERROR! |  |  |  | Head and tail shaft Bearings | DD | MEC | visually inspect general condition | Wear | Noise | Vibration | 42 |  |  |  | JDE |  | BROKE AND CORE | Route Created. Pending develop data | 0828-MEC-DD-42-CORE TRNSF CONV 1 INSPECTION AND CLEAN | 3957132
2775 | 0828-MEC-DD-42-CORE TRNSF CONV | 1 INSPECTION AND CLEAN | 30 | 22 | 2 - Subj Inspection | 0100828W | #ERROR! | #ERROR! |  |  |  | Gearbox vent plug | DD | MEC | Visually inspect general condition | Build up | Damaged |  | 42 |  |  |  | JDE |  | BROKE AND CORE | Route Created. Pending develop data | 0828-MEC-DD-42-CORE TRNSF CONV 1 INSPECTION AND CLEAN | 3957132
2778 | 0828-MEC-DD-42-CORE TRNSF CONV | 2 INSPECTION AND CLEAN | 30 | 22 | 1C - Clean | 0100828X | #ERROR! | #ERROR! |  |  |  | Motor | DD | MEC | Clean motor | Dirty |  |  | 42 |  |  |  | JDE |  | BROKE AND CORE | Route Created. Pending develop data | 0828-MEC-DD-42-CORE TRNSF CONV 2 INSPECTION AND CLEAN | 3957133
2779 | 0828-MEC-DD-42-CORE TRNSF CONV | 2 INSPECTION AND CLEAN | 30 | 22 | 1C - Clean | 0100828X | #ERROR! | #ERROR! |  |  |  | Gearbox | DD | MEC | Clean the gearbox | Dirty |  |  | 42 |  |  |  | JDE |  | BROKE AND CORE | Route Created. Pending develop data | 0828-MEC-DD-42-CORE TRNSF CONV 2 INSPECTION AND CLEAN | 3957133
2780 | 0828-MEC-DD-42-CORE TRNSF CONV | 2 INSPECTION AND CLEAN | 30 | 22 | 3 - Obj Inspection | 0100828X | #ERROR! | #ERROR! |  |  |  | Conveyor Belt | DD | MEC | Check belt tension and adjust if required. Be sure to adjust both sides evenly | Tension | Tracking |  | 42 |  |  |  | JDE |  | BROKE AND CORE | Route Created. Pending develop data | 0828-MEC-DD-42-CORE TRNSF CONV 2 INSPECTION AND CLEAN | 3957133
2781 | 0828-MEC-DD-42-CORE TRNSF CONV | 2 INSPECTION AND CLEAN | 30 | 22 | 2 - Subj Inspection | 0100828X | #ERROR! | #ERROR! |  |  |  | Conveyor Belt | DD | MEC | Visually inspect all belt. If major defects are found, create an order to repair or replace | Looseness | Cracked | Wear | 42 |  |  |  | JDE |  | BROKE AND CORE | Route Created. Pending develop data | 0828-MEC-DD-42-CORE TRNSF CONV 2 INSPECTION AND CLEAN | 3957133
2787 | 0828-MEC-DD-42-CORE TRNSF CONV | 2 INSPECTION AND CLEAN | 30 | 22 | 2 - Subj Inspection | 0100828X | #ERROR! | #ERROR! |  |  |  | Bearings | DD | MEC | visually inspect general condition | Wear | Noise | Vibration | 42 |  |  |  | JDE |  | BROKE AND CORE | Route Created. Pending develop data | 0828-MEC-DD-42-CORE TRNSF CONV 2 INSPECTION AND CLEAN | 3957133
2789 | 0828-MEC-DD-42-CORE TRNSF CONV | 2 INSPECTION AND CLEAN | 30 | 22 | 2 - Subj Inspection | 0100828X | #ERROR! | #ERROR! |  |  |  | Conveyor Belt | DD | MEC | Visually inspect the belt splice for any damage. | Damaged |  |  | 42 |  |  |  | JDE |  | BROKE AND CORE | Route Created. Pending develop data | 0828-MEC-DD-42-CORE TRNSF CONV 2 INSPECTION AND CLEAN | 3957133
2790 | 0828-MEC-DD-42-CORE TRNSF CONV | 2 INSPECTION AND CLEAN | 30 | 22 | 2 - Subj Inspection | 0100828X | #ERROR! | #ERROR! |  |  |  | Conveyor Belt | DD | MEC | Visually inspect the snub and any return rollers for build-up | Build up |  |  | 42 |  |  |  | JDE |  | BROKE AND CORE | Route Created. Pending develop data | 0828-MEC-DD-42-CORE TRNSF CONV 2 INSPECTION AND CLEAN | 3957133
2795 | 0828-MEC-DD-42-CORE TRNSF CONV | 2 INSPECTION AND CLEAN | 30 | 22 | 2 - Subj Inspection | 0100828X | #ERROR! | #ERROR! |  |  |  | Gearbox vent plug | DD | MEC | Visually inspect general condition | Build up | Damaged |  | 42 |  |  |  | JDE |  | BROKE AND CORE | Route Created. Pending develop data | 0828-MEC-DD-42-CORE TRNSF CONV 2 INSPECTION AND CLEAN | 3957133
2798 | 0828-MEC-DD-42-CORE TRNSF CONV | 3 INSPECTION AND CLEAN | 30 | 22 | 1C - Clean | 0100828Y | #ERROR! | #ERROR! |  |  |  | Motor | DD | MEC | Clean motor | Dirty |  |  | 42 |  |  |  | JDE |  | BROKE AND CORE | Route Created. Pending develop data | 0828-MEC-DD-42-CORE TRNSF CONV 3 INSPECTION AND CLEAN | 3957134
2799 | 0828-MEC-DD-42-CORE TRNSF CONV | 3 INSPECTION AND CLEAN | 30 | 22 | 1C - Clean | 0100828Y | #ERROR! | #ERROR! |  |  |  | Gearbox | DD | MEC | Clean the gearbox | Dirty |  |  | 42 |  |  |  | JDE |  | BROKE AND CORE | Route Created. Pending develop data | 0828-MEC-DD-42-CORE TRNSF CONV 3 INSPECTION AND CLEAN | 3957134
2800 | 0828-MEC-DD-42-CORE TRNSF CONV | 3 INSPECTION AND CLEAN | 30 | 22 | 3 - Obj Inspection | 0100828Y | #ERROR! | #ERROR! |  |  |  | Conveyor Belt | DD | MEC | Check belt tension and adjust if required. Be sure to adjust both sides evenly | Tension | Tracking |  | 42 |  |  |  | JDE |  | BROKE AND CORE | Route Created. Pending develop data | 0828-MEC-DD-42-CORE TRNSF CONV 3 INSPECTION AND CLEAN | 3957134
2801 | 0828-MEC-DD-42-CORE TRNSF CONV | 3 INSPECTION AND CLEAN | 30 | 22 | 2 - Subj Inspection | 0100828Y | #ERROR! | #ERROR! |  |  |  | Conveyor Belt | DD | MEC | Visually inspect all belt. If major defects are found, create an order to repair or replace | Looseness | Cracked | Wear | 42 |  |  |  | JDE |  | BROKE AND CORE | Route Created. Pending develop data | 0828-MEC-DD-42-CORE TRNSF CONV 3 INSPECTION AND CLEAN | 3957134
2807 | 0828-MEC-DD-42-CORE TRNSF CONV | 3 INSPECTION AND CLEAN | 30 | 22 | 2 - Subj Inspection | 0100828Y | #ERROR! | #ERROR! |  |  |  | Head and tail shaft Bearings | DD | MEC | visually inspect general condition | Wear | Noise | Vibration | 42 |  |  |  | JDE |  | BROKE AND CORE | Route Created. Pending develop data | 0828-MEC-DD-42-CORE TRNSF CONV 3 INSPECTION AND CLEAN | 3957134
2809 | 0828-MEC-DD-42-CORE TRNSF CONV | 3 INSPECTION AND CLEAN | 30 | 22 | 2 - Subj Inspection | 0100828Y | #ERROR! | #ERROR! |  |  |  | Conveyor Belt | DD | MEC | Visually inspect the belt splice for any damage. | Damaged |  |  | 42 |  |  |  | JDE |  | BROKE AND CORE | Route Created. Pending develop data | 0828-MEC-DD-42-CORE TRNSF CONV 3 INSPECTION AND CLEAN | 3957134
2810 | 0828-MEC-DD-42-CORE TRNSF CONV | 3 INSPECTION AND CLEAN | 30 | 22 | 2 - Subj Inspection | 0100828Y | #ERROR! | #ERROR! |  |  |  | Conveyor Belt | DD | MEC | Visually inspect the snub and any return rollers for build-up | Build up |  |  | 42 |  |  |  | JDE |  | BROKE AND CORE | Route Created. Pending develop data | 0828-MEC-DD-42-CORE TRNSF CONV 3 INSPECTION AND CLEAN | 3957134
2815 | 0828-MEC-DD-42-CORE TRNSF CONV | 3 INSPECTION AND CLEAN | 30 | 22 | 2 - Subj Inspection | 0100828Y | #ERROR! | #ERROR! |  |  |  | Gearbox vent plug | DD | MEC | Visually inspect general condition | Build up | Damaged |  | 42 |  |  |  | JDE |  | BROKE AND CORE | Route Created. Pending develop data | 0828-MEC-DD-42-CORE TRNSF CONV 3 INSPECTION AND CLEAN | 3957134
2818 | 0828-MEC-DD-42-CORE TRNSF CONV | 4 INSPECTION AND CLEAN | 30 | 22 | 1C - Clean | 0100828Z | #ERROR! | #ERROR! |  |  |  | Motor | DD | MEC | Clean motor | Dirty |  |  | 42 |  |  |  | JDE |  | BROKE AND CORE | Route Created. Pending develop data | 0828-MEC-DD-42-CORE TRNSF CONV 4 INSPECTION AND CLEAN | 3957135
2819 | 0828-MEC-DD-42-CORE TRNSF CONV | 4 INSPECTION AND CLEAN | 30 | 22 | 1C - Clean | 0100828Z | #ERROR! | #ERROR! |  |  |  | Gearbox | DD | MEC | Clean the gearbox | Dirty |  |  | 42 |  |  |  | JDE |  | BROKE AND CORE | Route Created. Pending develop data | 0828-MEC-DD-42-CORE TRNSF CONV 4 INSPECTION AND CLEAN | 3957135
2820 | 0828-MEC-DD-42-CORE TRNSF CONV | 4 INSPECTION AND CLEAN | 30 | 22 | 3 - Obj Inspection | 0100828Z | #ERROR! | #ERROR! |  |  |  | Conveyor Belt | DD | MEC | Check belt tension and adjust if required. Be sure to adjust both sides evenly | Tension | Tracking |  | 42 |  |  |  | JDE |  | BROKE AND CORE | Route Created. Pending develop data | 0828-MEC-DD-42-CORE TRNSF CONV 4 INSPECTION AND CLEAN | 3957135
2821 | 0828-MEC-DD-42-CORE TRNSF CONV | 4 INSPECTION AND CLEAN | 30 | 22 | 2 - Subj Inspection | 0100828Z | #ERROR! | #ERROR! |  |  |  | Conveyor Belt | DD | MEC | Visually inspect all belt. If major defects are found, create an order to repair or replace | Looseness | Cracked | Wear | 42 |  |  |  | JDE |  | BROKE AND CORE | Route Created. Pending develop data | 0828-MEC-DD-42-CORE TRNSF CONV 4 INSPECTION AND CLEAN | 3957135
2827 | 0828-MEC-DD-42-CORE TRNSF CONV | 4 INSPECTION AND CLEAN | 30 | 22 | 2 - Subj Inspection | 0100828Z | #ERROR! | #ERROR! |  |  |  | Bearings | DD | MEC | visually inspect general condition | Wear | Noise | Vibration | 42 |  |  |  | JDE |  | BROKE AND CORE | Route Created. Pending develop data | 0828-MEC-DD-42-CORE TRNSF CONV 4 INSPECTION AND CLEAN | 3957135
2829 | 0828-MEC-DD-42-CORE TRNSF CONV | 4 INSPECTION AND CLEAN | 30 | 22 | 2 - Subj Inspection | 0100828Z | #ERROR! | #ERROR! |  |  |  | Conveyor Belt | DD | MEC | Visually inspect the belt splice for any damage. | Damaged |  |  | 42 |  |  |  | JDE |  | BROKE AND CORE | Route Created. Pending develop data | 0828-MEC-DD-42-CORE TRNSF CONV 4 INSPECTION AND CLEAN | 3957135
2830 | 0828-MEC-DD-42-CORE TRNSF CONV | 4 INSPECTION AND CLEAN | 30 | 22 | 2 - Subj Inspection | 0100828Z | #ERROR! | #ERROR! |  |  |  | Conveyor Belt | DD | MEC | Visually inspect the snub and any return rollers for build-up | Build up |  |  | 42 |  |  |  | JDE |  | BROKE AND CORE | Route Created. Pending develop data | 0828-MEC-DD-42-CORE TRNSF CONV 4 INSPECTION AND CLEAN | 3957135
2835 | 0828-MEC-DD-42-CORE TRNSF CONV | 4 INSPECTION AND CLEAN | 30 | 22 | 2 - Subj Inspection | 0100828Z | #ERROR! | #ERROR! |  |  |  | Gearbox vent plug | DD | MEC | Visually inspect general condition | Build up | Damaged |  | 42 |  |  |  | JDE |  | BROKE AND CORE | Route Created. Pending develop data | 0828-MEC-DD-42-CORE TRNSF CONV 4 INSPECTION AND CLEAN | 3957135
2842 | 0828-MEC-DD-42-ASRS INFEED | CONVEYOR INSPECTION AND CLEAN | 26 | 29 | 1C - Clean | 010082837 | #ERROR! | #ERROR! |  |  |  | Motor | DD | MEC | Clean motor | Dirty |  |  | 42 |  |  |  | JDE |  | BROKE AND CORE | Route Created. Pending develop data | 0828-MEC-DD-42-ASRS INFEED CONVEYOR INSPECTION AND CLEAN | 3957136
2845 | 0828-MEC-DD-42-ASRS INFEED | CONVEYOR INSPECTION AND CLEAN | 26 | 29 | 3 - Obj Inspection | 010082837 | #ERROR! | #ERROR! |  |  |  | Conveyor Belt | DD | MEC | Check belt tension and adjust if required using the Take-Up Assembly. Be sure to adjust both sides evenly | Tension | Tracking |  | 42 |  |  |  | JDE |  | BROKE AND CORE | Route Created. Pending develop data | 0828-MEC-DD-42-ASRS INFEED CONVEYOR INSPECTION AND CLEAN | 3957136
2846 | 0828-MEC-DD-42-ASRS INFEED | CONVEYOR INSPECTION AND CLEAN | 26 | 29 | 2 - Subj Inspection | 010082837 | #ERROR! | #ERROR! |  |  |  | Conveyor Belt | DD | MEC | Visually inspect all belt. If major defects are found, create an order to repair or replace | Looseness | Cracked | Wear | 42 |  |  |  | JDE |  | BROKE AND CORE | Route Created. Pending develop data | 0828-MEC-DD-42-ASRS INFEED CONVEYOR INSPECTION AND CLEAN | 3957136
2856 | 0828-MEC-DD-42-ASRS DISCHARGE | CONV 1 INSPECTION AND CLEAN | 29 | 27 | 1C - Clean | 010082838 | #ERROR! | #ERROR! |  |  |  | Motor | DD | MEC | Clean motor | Dirty |  |  | 42 |  |  |  | JDE |  | BROKE AND CORE | Route Created. Pending develop data | 0828-MEC-DD-42-ASRS DISCHARGE CONV 1 INSPECTION AND CLEAN | 3957137
2857 | 0828-MEC-DD-42-ASRS DISCHARGE | CONV 1 INSPECTION AND CLEAN | 29 | 27 | 1C - Clean | 010082838 | #ERROR! | #ERROR! |  |  |  | Gearbox | DD | MEC | Clean the gearbox | Dirty |  |  | 42 |  |  |  | JDE |  | BROKE AND CORE | Route Created. Pending develop data | 0828-MEC-DD-42-ASRS DISCHARGE CONV 1 INSPECTION AND CLEAN | 3957137
2858 | 0828-MEC-DD-42-ASRS DISCHARGE | CONV 1 INSPECTION AND CLEAN | 29 | 27 | 3 - Obj Inspection | 010082838 | #ERROR! | #ERROR! |  |  |  | Conveyor Belt | DD | MEC | Check belt tension and adjust if required using the Take-Up Assembly. Be sure to adjust both sides evenly | Tension | Tracking |  | 42 |  |  |  | JDE |  | BROKE AND CORE | Route Created. Pending develop data | 0828-MEC-DD-42-ASRS DISCHARGE CONV 1 INSPECTION AND CLEAN | 3957137
2859 | 0828-MEC-DD-42-ASRS DISCHARGE | CONV 1 INSPECTION AND CLEAN | 29 | 27 | 2 - Subj Inspection | 010082838 | #ERROR! | #ERROR! |  |  |  | Conveyor Belt | DD | MEC | Visually inspect all belt. If major defects are found, create an order to repair or replace | Looseness | Cracked | Wear | 42 |  |  |  | JDE |  | BROKE AND CORE | Route Created. Pending develop data | 0828-MEC-DD-42-ASRS DISCHARGE CONV 1 INSPECTION AND CLEAN | 3957137
2867 | 0828-MEC-DD-42-ASRS DISCHARGE | CONV 1 INSPECTION AND CLEAN | 29 | 27 | 2 - Subj Inspection | 010082838 | #ERROR! | #ERROR! |  |  |  | Head and tail shaft Bearings | DD | MEC | visually inspect general condition | Wear | Noise | Vibration | 42 |  |  |  | JDE |  | BROKE AND CORE | Route Created. Pending develop data | 0828-MEC-DD-42-ASRS DISCHARGE CONV 1 INSPECTION AND CLEAN | 3957137
2869 | 0828-MEC-DD-42-ASRS DISCHARGE | CONV 1 INSPECTION AND CLEAN | 29 | 27 | 2 - Subj Inspection | 010082838 | #ERROR! | #ERROR! |  |  |  | Conveyor Belt | DD | MEC | Visually inspect the belt splice for any damage. | Damaged |  |  | 42 |  |  |  | JDE |  | BROKE AND CORE | Route Created. Pending develop data | 0828-MEC-DD-42-ASRS DISCHARGE CONV 1 INSPECTION AND CLEAN | 3957137
2870 | 0828-MEC-DD-42-ASRS DISCHARGE | CONV 1 INSPECTION AND CLEAN | 29 | 27 | 2 - Subj Inspection | 010082838 | #ERROR! | #ERROR! |  |  |  | Conveyor Belt | DD | MEC | Visually inspect the snub and any return rollers for build-up | Build up |  |  | 42 |  |  |  | JDE |  | BROKE AND CORE | Route Created. Pending develop data | 0828-MEC-DD-42-ASRS DISCHARGE CONV 1 INSPECTION AND CLEAN | 3957137
2875 | 0828-MEC-DD-42-ASRS DISCHARGE | CONV 1 INSPECTION AND CLEAN | 29 | 27 | 2 - Subj Inspection | 010082838 | #ERROR! | #ERROR! |  |  |  | Gearbox vent plug | DD | MEC | Visually inspect general condition | Build up | Damaged |  | 42 |  |  |  | JDE |  | BROKE AND CORE | Route Created. Pending develop data | 0828-MEC-DD-42-ASRS DISCHARGE CONV 1 INSPECTION AND CLEAN | 3957137
2878 | 0828-MEC-DD-42-CORE HOLDING | CONVEYOR INSPECTION AND CLEAN | 27 | 29 | 1C - Clean | 010082839 | #ERROR! | #ERROR! |  |  |  | Motor | DD | MEC | Clean motor | Dirty |  |  | 42 |  |  |  | JDE |  | BROKE AND CORE | Route Created. Pending develop data | 0828-MEC-DD-42-CORE HOLDING CONVEYOR INSPECTION AND CLEAN | 3957138
2879 | 0828-MEC-DD-42-CORE HOLDING | CONVEYOR INSPECTION AND CLEAN | 27 | 29 | 1C - Clean | 010082839 | #ERROR! | #ERROR! |  |  |  | Gearbox | DD | MEC | Clean the gearbox | Dirty |  |  | 42 |  |  |  | JDE |  | BROKE AND CORE | Route Created. Pending develop data | 0828-MEC-DD-42-CORE HOLDING CONVEYOR INSPECTION AND CLEAN | 3957138
2880 | 0828-MEC-DD-42-CORE HOLDING | CONVEYOR INSPECTION AND CLEAN | 27 | 29 | 3 - Obj Inspection | 010082839 | #ERROR! | #ERROR! |  |  |  | Conveyor Belt | DD | MEC | Check belt tension and adjust if required using the Take-Up Assembly. Be sure to adjust both sides evenly | Tension | Tracking |  | 42 |  |  |  | JDE |  | BROKE AND CORE | Route Created. Pending develop data | 0828-MEC-DD-42-CORE HOLDING CONVEYOR INSPECTION AND CLEAN | 3957138
2881 | 0828-MEC-DD-42-CORE HOLDING | CONVEYOR INSPECTION AND CLEAN | 27 | 29 | 2 - Subj Inspection | 010082839 | #ERROR! | #ERROR! |  |  |  | Conveyor Belt | DD | MEC | Visually inspect all belt. If major defects are found, create an order to repair or replace | Looseness | Cracked | Wear | 42 |  |  |  | JDE |  | BROKE AND CORE | Route Created. Pending develop data | 0828-MEC-DD-42-CORE HOLDING CONVEYOR INSPECTION AND CLEAN | 3957138
2889 | 0828-MEC-DD-42-CORE HOLDING | CONVEYOR INSPECTION AND CLEAN | 27 | 29 | 2 - Subj Inspection | 010082839 | #ERROR! | #ERROR! |  |  |  | Head and tail shaft Bearings | DD | MEC | visually inspect general condition | Wear | Noise | Vibration | 42 |  |  |  | JDE |  | BROKE AND CORE | Route Created. Pending develop data | 0828-MEC-DD-42-CORE HOLDING CONVEYOR INSPECTION AND CLEAN | 3957138
2891 | 0828-MEC-DD-42-CORE HOLDING | CONVEYOR INSPECTION AND CLEAN | 27 | 29 | 2 - Subj Inspection | 010082839 | #ERROR! | #ERROR! |  |  |  | Conveyor Belt | DD | MEC | Visually inspect the belt splice for any damage. | Damaged |  |  | 42 |  |  |  | JDE |  | BROKE AND CORE | Route Created. Pending develop data | 0828-MEC-DD-42-CORE HOLDING CONVEYOR INSPECTION AND CLEAN | 3957138
2892 | 0828-MEC-DD-42-CORE HOLDING | CONVEYOR INSPECTION AND CLEAN | 27 | 29 | 2 - Subj Inspection | 010082839 | #ERROR! | #ERROR! |  |  |  | Conveyor Belt | DD | MEC | Visually inspect the snub and any return rollers for build-up | Build up |  |  | 42 |  |  |  | JDE |  | BROKE AND CORE | Route Created. Pending develop data | 0828-MEC-DD-42-CORE HOLDING CONVEYOR INSPECTION AND CLEAN | 3957138
2897 | 0828-MEC-DD-42-CORE HOLDING | CONVEYOR INSPECTION AND CLEAN | 27 | 29 | 2 - Subj Inspection | 010082839 | #ERROR! | #ERROR! |  |  |  | Gearbox vent plug | DD | MEC | Visually inspect general condition | Build up | Damaged |  | 42 |  |  |  | JDE |  | BROKE AND CORE | Route Created. Pending develop data | 0828-MEC-DD-42-CORE HOLDING CONVEYOR INSPECTION AND CLEAN | 3957138
3016 | 0828-MEC-DD-42-CORE HOLDING | CONVEYOR INSPECTION AND CLEAN | 27 | 29 | 2 - Subj Inspection | 010082839 | #ERROR! | #ERROR! |  |  |  | Hydraulic Cylinder | DD | MEC | Visually inspect general condition. Check seals and the cylinder rod bushing, if leakage is found, create an order to replace cylinder. | Leak | Looseness | Breakage | 42 |  |  |  | JDE |  | BROKE AND CORE | Route Created. Pending develop data | 0828-MEC-DD-42-CORE HOLDING CONVEYOR INSPECTION AND CLEAN | 3957138
2917 | 0828-MEC-DD-42-BALE PICKUP | TABLES CLEAN | 26 | 12 | 2 - Subj Inspection | 010082834 | #ERROR! | #ERROR! |  |  |  | Pickup Table | DD | MEC | Visually inspect general condition and clean if needed. | Wear | Damaged | Dirty | 42 |  |  |  | JDE |  | BROKE AND CORE | Route Created. Pending develop data | 0828-MEC-DD-42-BALE PICKUP TABLES CLEAN | 3957139
2918 | 0828-MEC-DD-42-BALE PICKUP | TABLES CLEAN | 26 | 12 | 2 - Subj Inspection | 010082835 | #ERROR! | #ERROR! |  |  |  | Pickup Table | DD | MEC | Visually inspect general condition and clean if needed. | Wear | Damaged | Dirty | 42 |  |  |  | JDE |  | BROKE AND CORE | Route Created. Pending develop data | 0828-MEC-DD-42-BALE PICKUP TABLES CLEAN | 3957139
2929 | 0828-MEC-DD-42-WIRE COILER | INSPECTION AND CLEAN | 26 | 20 | 2 - Subj Inspection | 010082836 | #ERROR! | #ERROR! |  |  |  | Sprockets | DD | MEC | Visually inspect general condition. Check and remove any items wrapped around. | Wear | Misaligned | Vibration | 42 |  |  |  | JDE |  | BROKE AND CORE | Route Created. Pending develop data | 0828-MEC-DD-42-WIRE COILER INSPECTION AND CLEAN | 3957140
2935 | 0828-MEC-DD-42-WIRE COILER | INSPECTION AND CLEAN | 26 | 20 | 1C - Clean | 010082836 | #ERROR! | #ERROR! |  |  |  | Motor | DD | MEC | Clean motor | Dirty |  |  | 42 |  |  |  | JDE |  | BROKE AND CORE | Route Created. Pending develop data | 0828-MEC-DD-42-WIRE COILER INSPECTION AND CLEAN | 3957140
2937 | 0828-MEC-DD-42-WIRE COILER | INSPECTION AND CLEAN | 26 | 20 | 2 - Subj Inspection | 010082836 | #ERROR! | #ERROR! |  |  |  | Filter | DD | MEC | Visually inspect general condition and create an order to repalce if needed. | Dirty | Clogged |  | 42 |  |  |  | JDE |  | BROKE AND CORE | Route Created. Pending develop data | 0828-MEC-DD-42-WIRE COILER INSPECTION AND CLEAN | 3957140
2949 | 0828-MEC-DD-42-PULPER FEED | BATCH CONV INSPECTION CLEAN | 26 | 27 | 1C - Clean | 010082832 | #ERROR! | #ERROR! | 010082832A | #ERROR! | #ERROR! | Motor | DD | MEC | Clean motor | Dirty |  |  | 42 |  |  |  | JDE |  | BROKE AND CORE | Route Created. Pending develop data | 0828-MEC-DD-42-PULPER FEED BATCH CONV INSPECTION CLEAN | 3957141
2953 | 0828-MEC-DD-42-PULPER FEED | BATCH CONV INSPECTION CLEAN | 26 | 27 | 2 - Subj Inspection | 010082832 | #ERROR! | #ERROR! |  |  |  | Sprockets | DD | MEC | Visually inspect general condition. Check and remove any items wrapped around. | Wear | Misaligned | Vibration | 42 |  |  |  | JDE |  | BROKE AND CORE | Route Created. Pending develop data | 0828-MEC-DD-42-PULPER FEED BATCH CONV INSPECTION CLEAN | 3957141
2955 | 0828-MEC-DD-42-PULPER FEED | BATCH CONV INSPECTION CLEAN | 26 | 27 | 3 - Obj Inspection | 010082832 | #ERROR! | #ERROR! |  |  |  | Conveyor Belt | DD | MEC | Check belt tension and adjust if required using the Take-Up Assembly. Be sure to adjust both sides evenly | Tension | Tracking |  | 42 |  |  |  | JDE |  | BROKE AND CORE | Route Created. Pending develop data | 0828-MEC-DD-42-PULPER FEED BATCH CONV INSPECTION CLEAN | 3957141
2956 | 0828-MEC-DD-42-PULPER FEED | BATCH CONV INSPECTION CLEAN | 26 | 27 | 2 - Subj Inspection | 010082832 | #ERROR! | #ERROR! |  |  |  | Conveyor Belt | DD | MEC | Visually inspect all belt. If major defects are found, create an order to repair or replace | Looseness | Cracked | Wear | 42 |  |  |  | JDE |  | BROKE AND CORE | Route Created. Pending develop data | 0828-MEC-DD-42-PULPER FEED BATCH CONV INSPECTION CLEAN | 3957141
3043 | 0828-MEC-DD-42-ASRS DISCHARGE | CONV 2 INSPECTION AND CLEAN | 29 | 27 | 1C - Clean | 010082840 | #ERROR! | #ERROR! |  |  |  | Motor | DD | MEC | Clean motor | Dirty |  |  | 42 |  |  |  | JDE |  | BROKE AND CORE | Route Created. Pending develop data | 0828-MEC-DD-42-ASRS DISCHARGE CONV 2 INSPECTION AND CLEAN | 3957142
3044 | 0828-MEC-DD-42-ASRS DISCHARGE | CONV 2 INSPECTION AND CLEAN | 29 | 27 | 1C - Clean | 010082840 | #ERROR! | #ERROR! |  |  |  | Gearbox | DD | MEC | Clean the gearbox | Dirty |  |  | 42 |  |  |  | JDE |  | BROKE AND CORE | Route Created. Pending develop data | 0828-MEC-DD-42-ASRS DISCHARGE CONV 2 INSPECTION AND CLEAN | 3957142
3045 | 0828-MEC-DD-42-ASRS DISCHARGE | CONV 2 INSPECTION AND CLEAN | 29 | 27 | 3 - Obj Inspection | 010082840 | #ERROR! | #ERROR! |  |  |  | Conveyor Belt | DD | MEC | Check belt tension and adjust if required using the Take-Up Assembly. Be sure to adjust both sides evenly | Tension | Tracking |  | 42 |  |  |  | JDE |  | BROKE AND CORE | Route Created. Pending develop data | 0828-MEC-DD-42-ASRS DISCHARGE CONV 2 INSPECTION AND CLEAN | 3957142
3046 | 0828-MEC-DD-42-ASRS DISCHARGE | CONV 2 INSPECTION AND CLEAN | 29 | 27 | 2 - Subj Inspection | 010082840 | #ERROR! | #ERROR! |  |  |  | Conveyor Belt | DD | MEC | Visually inspect all belt. If major defects are found, create an order to repair or replace | Looseness | Cracked | Wear | 42 |  |  |  | JDE |  | BROKE AND CORE | Route Created. Pending develop data | 0828-MEC-DD-42-ASRS DISCHARGE CONV 2 INSPECTION AND CLEAN | 3957142
3054 | 0828-MEC-DD-42-ASRS DISCHARGE | CONV 2 INSPECTION AND CLEAN | 29 | 27 | 2 - Subj Inspection | 010082840 | #ERROR! | #ERROR! |  |  |  | Head and tail shaft Bearings | DD | MEC | visually inspect general condition | Wear | Noise | Vibration | 42 |  |  |  | JDE |  | BROKE AND CORE | Route Created. Pending develop data | 0828-MEC-DD-42-ASRS DISCHARGE CONV 2 INSPECTION AND CLEAN | 3957142
3056 | 0828-MEC-DD-42-ASRS DISCHARGE | CONV 2 INSPECTION AND CLEAN | 29 | 27 | 2 - Subj Inspection | 010082840 | #ERROR! | #ERROR! |  |  |  | Conveyor Belt | DD | MEC | Visually inspect the belt splice for any damage. | Damaged |  |  | 42 |  |  |  | JDE |  | BROKE AND CORE | Route Created. Pending develop data | 0828-MEC-DD-42-ASRS DISCHARGE CONV 2 INSPECTION AND CLEAN | 3957142
3057 | 0828-MEC-DD-42-ASRS DISCHARGE | CONV 2 INSPECTION AND CLEAN | 29 | 27 | 2 - Subj Inspection | 010082840 | #ERROR! | #ERROR! |  |  |  | Conveyor Belt | DD | MEC | Visually inspect the snub and any return rollers for build-up | Build up |  |  | 42 |  |  |  | JDE |  | BROKE AND CORE | Route Created. Pending develop data | 0828-MEC-DD-42-ASRS DISCHARGE CONV 2 INSPECTION AND CLEAN | 3957142
3062 | 0828-MEC-DD-42-ASRS DISCHARGE | CONV 2 INSPECTION AND CLEAN | 29 | 27 | 2 - Subj Inspection | 010082840 | #ERROR! | #ERROR! |  |  |  | Gearbox vent plug | DD | MEC | Visually inspect general condition | Build up | Damaged |  | 42 |  |  |  | JDE |  | BROKE AND CORE | Route Created. Pending develop data | 0828-MEC-DD-42-ASRS DISCHARGE CONV 2 INSPECTION AND CLEAN | 3957142
2084 | 0820-MEC-IRD-42-WIRE COLIER | INSPECTION | 27 | 10 | 2 - Subj Inspection | 0100820U | #ERROR! | #ERROR! |  |  |  | Main Baling Cylinder | IRD | MEC | Check for leaks at the cylinder rod bushing. | Leak |  |  | 42 |  | Excessive movement of the ram causes side loading on the cylinder rod bushing, which will cause wear on the bushing and result in the seals leaking. Also, side loads can be exerted on the cylinder piston and may lead to internal wear and premature failure of the cylinder. |  | JDE |  | BALE HANDLING | Route Created. Pending develop data | 0820-MEC-IRD-42-WIRE COLIER INSPECTION | 3957143
2085 | 0820-MEC-IRD-42-WIRE COLIER | INSPECTION | 27 | 10 | 2 - Subj Inspection | 0100820U | #ERROR! | #ERROR! |  | AutoTy System |  | Chains | DD | MEC | Check inserter and twister chains for proper tension | Tension |  |  | 42 |  |  |  | JDE |  | BALE HANDLING | Route Created. Pending develop data | 0820-MEC-IRD-42-WIRE COLIER INSPECTION | 3957143
2089 | 0820-MEC-IRD-42-WIRE COLIER | INSPECTION | 27 | 10 | 2 - Subj Inspection | 0100820U | #ERROR! | #ERROR! |  | AutoTy System |  | Gearbox | DD | MEC | Check the gear reducers for proper oil level. Top up if necessary | Low oil level |  |  | 42 |  |  |  | JDE |  | BALE HANDLING | Route Created. Pending develop data | 0820-MEC-IRD-42-WIRE COLIER INSPECTION | 3957143
2091 | 0820-MEC-IRD-42-WIRE COLIER | INSPECTION | 27 | 10 | 2 - Subj Inspection | 0100820U | #ERROR! | #ERROR! |  | AutoTy System |  | Gearbox | DD | MEC | Check the level, square the alignment of the inserter needles with the twister hooks. Adjust as necessary. | Misaligned |  |  | 42 |  |  |  | JDE |  | BALE HANDLING | Route Created. Pending develop data | 0820-MEC-IRD-42-WIRE COLIER INSPECTION | 3957143
2092 | 0820-MEC-IRD-42-WIRE COLIER | INSPECTION | 27 | 10 | 2 - Subj Inspection | 0100820U | #ERROR! | #ERROR! |  | AutoTy System |  | Gearbox | DD | MEC | Check the twister hook screws for tightness. Tighten as required | Loose |  |  | 42 |  |  |  | JDE |  | BALE HANDLING | Route Created. Pending develop data | 0820-MEC-IRD-42-WIRE COLIER INSPECTION | 3957143
2093 | 0820-MEC-IRD-42-WIRE COLIER | INSPECTION | 27 | 10 | 2 - Subj Inspection | 0100820U | #ERROR! | #ERROR! |  |  |  | Ram Wiper | DD | MEC | Check to make sure the ram wiper is in contact with the top of the ram. If not, adjust as necessary | Clearance |  |  | 42 |  | The ram wiper helps keep dust and material out of the back part of the ram chamber, thereby slowing down the accumulation of material behind the ram. Excessive accumulation of material behind the ram can cause "reverse baling" between the ram and rear bulkhead. This can damage the cylinder, brackets, and the even the baler frame. |  | JDE |  | BALE HANDLING | Route Created. Pending develop data | 0820-MEC-IRD-42-WIRE COLIER INSPECTION | 3957143
2095 | 0820-MEC-IRD-42-WIRE COLIER | INSPECTION | 27 | 10 | 2 - Subj Inspection | 0100820U | #ERROR! | #ERROR! |  | AutoTy System |  | Gearbox | DD | MEC | Check wire cutters for damaged edges and actuator blocks for excessive wear. Blocks should be changed when total wear exceeds 1/8". | Damaged |  |  | 42 |  |  |  | JDE |  | BALE HANDLING | Route Created. Pending develop data | 0820-MEC-IRD-42-WIRE COLIER INSPECTION | 3957143
2101 | 0820-MEC-IRD-42-WIRE COLIER | INSPECTION | 27 | 10 | 3 - Obj Inspection | 0100820U | #ERROR! | #ERROR! |  | AutoTy System |  | Motor Brake | DD | MEC | Inspect Air gap. Adjust air gap if it reaches > 0.1 in | Out of Adjustment |  |  | 42 |  |  |  | JDE |  | BALE HANDLING | Route Created. Pending develop data | 0820-MEC-IRD-42-WIRE COLIER INSPECTION | 3957143
2106 | 0820-MEC-IRD-42-WIRE COLIER | INSPECTION | 27 | 10 | 2 - Subj Inspection | 0100820U | #ERROR! | #ERROR! |  |  |  | Side Swipers | DD | MEC | Inspect for damage and wear. Create an order to replace if worn. | Damaged | Wear |  | 42 |  |  |  | JDE |  | BALE HANDLING | Route Created. Pending develop data | 0820-MEC-IRD-42-WIRE COLIER INSPECTION | 3957143
2109 | 0820-MEC-IRD-42-WIRE COLIER | INSPECTION | 27 | 10 | 3 - Obj Inspection | 0100820U | #ERROR! | #ERROR! |  | AutoTy System |  | Motor Brake | DD | MEC | Inspect friction discs. If total wear reaches 1/16" (3/16" Thick New), create an order to replace disc. | Wear |  |  | 42 |  |  |  | JDE |  | BALE HANDLING | Route Created. Pending develop data | 0820-MEC-IRD-42-WIRE COLIER INSPECTION | 3957143
2110 | 0820-MEC-IRD-42-WIRE COLIER | INSPECTION | 27 | 10 | 3 - Obj Inspection | 0100820U | #ERROR! | #ERROR! |  |  |  | Ram Liners | DD | MEC | Inspect Liners. Liners should have no more than 1/8" clearance under baling ram gib bars and between the side sheets. | clearance |  |  | 42 |  |  |  | JDE |  | BALE HANDLING | Route Created. Pending develop data | 0820-MEC-IRD-42-WIRE COLIER INSPECTION | 3957143
3064 | 0045-UFO-QI-42-SCREW PRESS 1 | QUICK INSPECTION | 0 | 0 | 2 - Subj Inspection | 5050045AH | #ERROR! | #ERROR! |  |  |  | Spring Arbor | QI | UFO | Check bolts to ensure appropriate tightening torque | Loose | Wear |  | 42 |  |  |  | JDE |  | UTILITIES | Route Created. Pending develop data | 0045-UFO-QI-42-SCREW PRESS 1 QUICK INSPECTION | 3957144
3079 | 0045-UFO-QI-42-SCREW PRESS 1 | QUICK INSPECTION | 28 | 16 | 3 - Obj Inspection | 5050045AH | #ERROR! | #ERROR! | 5050045AHA | #ERROR! | #ERROR! | Planetary Gearbox | QI | UFO | Visual inspection for leakage | Leak |  |  | 42 |  |  |  | JDE |  | UTILITIES | Route Created. Pending develop data | 0045-UFO-QI-42-SCREW PRESS 1 QUICK INSPECTION | 3957144
3230 | 0045-UFO-QI-42-SCREW PRESS 1 | QUICK INSPECTION | 28 | 16 | 2 - Subj Inspection | 5050045AH | #ERROR! | #ERROR! |  |  |  | Gear Coupling | QI | UFO | Visual Inspection for wear or cracks | Wear | Cracked |  | 42 |  | visual inspection of the element should be performed with the equipment shut down and locked out, |  | JDE |  | UTILITIES | Route Created. Pending develop data | 0045-UFO-QI-42-SCREW PRESS 1 QUICK INSPECTION | 3957144
3106 | 0045-UFO-QI-42-SCREW PRESS 2 | QUICK INSPECTION | 0 | 0 | 3 - Obj Inspection | 5050045AI | #ERROR! | #ERROR! | 5050045AIA | #ERROR! | #ERROR! | Planetary Gearbox | QI | UFO | Visual inspection for leakage | Leak |  |  | 42 |  |  |  | JDE |  | UTILITIES | Route Created. Pending develop data | 0045-UFO-QI-42-SCREW PRESS 2 QUICK INSPECTION | 3957145
3234 | 0045-UFO-QI-42-SCREW PRESS 2 | QUICK INSPECTION | 28 | 16 | 2 - Subj Inspection | 5050045AI | #ERROR! | #ERROR! |  |  |  | Spring Arbor | QI | UFO | Check bolts to ensure appropriate tightening torque | Loose | Wear |  | 42 |  |  |  | JDE |  | UTILITIES | Route Created. Pending develop data | 0045-UFO-QI-42-SCREW PRESS 2 QUICK INSPECTION | 3957145
3251 | 0045-UFO-QI-42-SCREW PRESS 2 | QUICK INSPECTION | 0 | 0 | 2 - Subj Inspection | 5050045AI | #ERROR! | #ERROR! |  |  |  | Gear Coupling | QI | UFO | Visual Inspection for wear or cracks | Wear | Cracked |  | 42 |  | visual inspection of the element should be performed with the equipment shut down and locked out, |  | JDE |  | UTILITIES | Route Created. Pending develop data | 0045-UFO-QI-42-SCREW PRESS 2 QUICK INSPECTION | 3957145
3759 | 0836-MEC-DD-42-COOLING TOWERS | INSPECTION | 29 | 10 | 1C - Clean | 0100836Q | #ERROR! | #ERROR! |  |  |  | Cold water basin | DD | MEC | Visually Inspect the basin. Ensure the drain is open and remove leaves or debris. | Wear | Clogged | Dirty | 42 |  |  |  | JDE |  | UTILITIES | Route Created. Pending develop data | 0836-MEC-DD-42-COOLING TOWERS INSPECTION | 3957146
3782 | 0836-MEC-DD-42-COOLING TOWERS | INSPECTION | 29 | 10 | 2 - Subj Inspection | 0100836Q | #ERROR! | #ERROR! | 0100836QA | #ERROR! | #ERROR! | Splash Fill | DD | MEC | Visually inspect general condition and clean if needed | Obstruction | Damaged | Fouling | 42 |  | Check page 22 of the operation and maintenance manual for the Splash fill inspection and cleaning procedure. |  | JDE |  | UTILITIES | Route Created. Pending develop data | 0836-MEC-DD-42-COOLING TOWERS INSPECTION | 3957146
3785 | 0836-MEC-DD-42-COOLING TOWERS | INSPECTION | 29 | 10 | 2 - Subj Inspection | 0100836Q | #ERROR! | #ERROR! | 010083628FB | #ERROR! | #ERROR! | Make-up valve | DD | MEC | Visually inspect the make-up valve and adjust if needed. | Out of Adjustment |  |  | 42 |  | Maintain the make-up water supply pressure between 15 PSIG and 50 PSIG for proper operation. |  | JDE |  | UTILITIES | Route Created. Pending develop data | 0836-MEC-DD-42-COOLING TOWERS INSPECTION | 3957146
3788 | 0836-MEC-DD-42-COOLING TOWERS | INSPECTION | 29 | 10 | 1C - Clean | 0100836R | #ERROR! | #ERROR! |  |  |  | Cold water basin | DD | MEC | Visually Inspect the basin. Ensure the drain is open and remove leaves or debris. | Wear | Clogged | Dirty | 42 |  |  |  | JDE |  | UTILITIES | Route Created. Pending develop data | 0836-MEC-DD-42-COOLING TOWERS INSPECTION | 3957146
3811 | 0836-MEC-DD-42-COOLING TOWERS | INSPECTION | 29 | 10 | 2 - Subj Inspection | 0100836R | #ERROR! | #ERROR! | 0100836RA | #ERROR! | #ERROR! | Splash Fill | DD | MEC | Visually inspect general condition and clean if needed | Obstruction | Damaged | Fouling | 42 |  | Check page 22 of the operation and maintenance manual for the Splash fill inspection and cleaning procedure. |  | JDE |  | UTILITIES | Route Created. Pending develop data | 0836-MEC-DD-42-COOLING TOWERS INSPECTION | 3957146
3824 | 0045-REL-IRD-56-SUMP PUMPS | INFRARED THERMOGRAPHY | 26 | 21 | 4 - Cond Monitoring | 5050045BN | #ERROR! | #ERROR! | 5050045BNA | #ERROR! | #ERROR! | Motor | IRD | REL | Perform infrared thermography |  |  |  | 56 |  |  |  | JDE |  | UTILITIES | Route Created. Pending develop data | 0045-REL-IRD-56-SUMP PUMPS INFRARED THERMOGRAPHY | 3957147
3824 | 0045-REL-IRD-56-SUMP PUMPS | INFRARED THERMOGRAPHY | 26 | 21 | 4 - Cond Monitoring | 5050045BO | #ERROR! | #ERROR! | 5050045BOA | #ERROR! | #ERROR! | Motor | IRD | REL | Perform infrared thermography |  |  |  | 56 |  |  |  | JDE |  | UTILITIES | Route Created. Pending develop data | 0045-REL-IRD-56-SUMP PUMPS INFRARED THERMOGRAPHY | 3957147
3914 | 0800-MEC-IRD-60-M8 PUMPS | COUPLING STROBOSCOPE INSPECT 1 | 24 | 30 | 2 - Subj Inspection | 0100880B | #ERROR! | #ERROR! |  |  |  | Coupling | IRD | MEC | Verify the state of the coupling with a stroboscope (the metal-polymer junction). | Wear | Looseness | Clearance/alignment failure | 60 |  |  |  | JDE |  | SULZER PUMPS | Route Created. Pending develop data | 0800-MEC-IRD-60-M8 PUMPS COUPLING STROBOSCOPE INSPECT 1 | 3957148
3922 | 0800-MEC-IRD-60-M8 PUMPS | COUPLING STROBOSCOPE INSPECT 1 | 24 | 30 | 2 - Subj Inspection | 0100832HF | #ERROR! | #ERROR! |  |  |  | Coupling | IRD | MEC | Verify the state of the coupling with a stroboscope (the metal-polymer junction). | Wear | Looseness | Clearance/alignment failure | 60 |  |  |  | JDE |  | SULZER PUMPS | Route Created. Pending develop data | 0800-MEC-IRD-60-M8 PUMPS COUPLING STROBOSCOPE INSPECT 1 | 3957148
3930 | 0800-MEC-IRD-60-M8 PUMPS | COUPLING STROBOSCOPE INSPECT 1 | 24 | 30 | 2 - Subj Inspection | 0100836S | #ERROR! | #ERROR! |  |  |  | Coupling | IRD | MEC | Verify the state of the coupling with a stroboscope (the metal-polymer junction). | Wear | Looseness | Clearance/alignment failure | 60 |  |  |  | JDE |  | SULZER PUMPS | Route Created. Pending develop data | 0800-MEC-IRD-60-M8 PUMPS COUPLING STROBOSCOPE INSPECT 1 | 3957148
3938 | 0800-MEC-IRD-60-M8 PUMPS | COUPLING STROBOSCOPE INSPECT 1 | 24 | 30 | 2 - Subj Inspection | 0100832I | #ERROR! | #ERROR! |  |  |  | Coupling | IRD | MEC | Verify the state of the coupling with a stroboscope (the metal-polymer junction). | Wear | Looseness | Clearance/alignment failure | 60 |  |  |  | JDE |  | SULZER PUMPS | Route Created. Pending develop data | 0800-MEC-IRD-60-M8 PUMPS COUPLING STROBOSCOPE INSPECT 1 | 3957148
3946 | 0800-MEC-IRD-60-M8 PUMPS | COUPLING STROBOSCOPE INSPECT 1 | 24 | 30 | 2 - Subj Inspection | 0100822AB | #ERROR! | #ERROR! |  |  |  | Coupling | IRD | MEC | Verify the state of the coupling with a stroboscope (the metal-polymer junction). | Wear | Looseness | Clearance/alignment failure | 60 |  |  |  | JDE |  | SULZER PUMPS | Route Created. Pending develop data | 0800-MEC-IRD-60-M8 PUMPS COUPLING STROBOSCOPE INSPECT 1 | 3957148
3954 | 0800-MEC-IRD-60-M8 PUMPS | COUPLING STROBOSCOPE INSPECT 1 | 24 | 30 | 2 - Subj Inspection | 0100824AB | #ERROR! | #ERROR! |  |  |  | Coupling | IRD | MEC | Verify the state of the coupling with a stroboscope (the metal-polymer junction). | Wear | Looseness | Clearance/alignment failure | 60 |  |  |  | JDE |  | SULZER PUMPS | Route Created. Pending develop data | 0800-MEC-IRD-60-M8 PUMPS COUPLING STROBOSCOPE INSPECT 1 | 3957148
3962 | 0800-MEC-IRD-60-M8 PUMPS | COUPLING STROBOSCOPE INSPECT 1 | 24 | 30 | 2 - Subj Inspection | 0100836Z | #ERROR! | #ERROR! |  |  |  | Coupling | IRD | MEC | Verify the state of the coupling with a stroboscope (the metal-polymer junction). | Wear | Looseness | Clearance/alignment failure | 60 |  |  |  | JDE |  | SULZER PUMPS | Route Created. Pending develop data | 0800-MEC-IRD-60-M8 PUMPS COUPLING STROBOSCOPE INSPECT 1 | 3957148
3970 | 0800-MEC-IRD-60-M8 PUMPS | COUPLING STROBOSCOPE INSPECT 1 | 24 | 30 | 2 - Subj Inspection | 0100826L | #ERROR! | #ERROR! |  |  |  | Coupling | IRD | MEC | Verify the state of the coupling with a stroboscope (the metal-polymer junction). | Wear | Looseness | Clearance/alignment failure | 60 |  |  |  | JDE |  | SULZER PUMPS | Route Created. Pending develop data | 0800-MEC-IRD-60-M8 PUMPS COUPLING STROBOSCOPE INSPECT 1 | 3957148
3978 | 0800-MEC-IRD-60-M8 PUMPS | COUPLING STROBOSCOPE INSPECT 1 | 24 | 30 | 2 - Subj Inspection | 0100826MA | #ERROR! | #ERROR! |  |  |  | Coupling | IRD | MEC | Verify the state of the coupling with a stroboscope (the metal-polymer junction). | Wear | Looseness | Clearance/alignment failure | 60 |  |  |  | JDE |  | SULZER PUMPS | Route Created. Pending develop data | 0800-MEC-IRD-60-M8 PUMPS COUPLING STROBOSCOPE INSPECT 1 | 3957148
3986 | 0800-MEC-IRD-60-M8 PUMPS | COUPLING STROBOSCOPE INSPECT 1 | 24 | 30 | 2 - Subj Inspection | 0100830N | #ERROR! | #ERROR! |  |  |  | Coupling | IRD | MEC | Verify the state of the coupling with a stroboscope (the metal-polymer junction). | Wear | Looseness | Clearance/alignment failure | 60 |  |  |  | JDE |  | SULZER PUMPS | Route Created. Pending develop data | 0800-MEC-IRD-60-M8 PUMPS COUPLING STROBOSCOPE INSPECT 1 | 3957148
3994 | 0800-MEC-IRD-60-M8 PUMPS | COUPLING STROBOSCOPE INSPECT 1 | 24 | 30 | 2 - Subj Inspection | 0100830K | #ERROR! | #ERROR! |  |  |  | Coupling | IRD | MEC | Verify the state of the coupling with a stroboscope (gear coupling). | Wear | Looseness | Clearance/alignment failure | 60 |  |  |  | JDE |  | SULZER PUMPS | Route Created. Pending develop data | 0800-MEC-IRD-60-M8 PUMPS COUPLING STROBOSCOPE INSPECT 1 | 3957148
4002 | 0800-MEC-IRD-60-M8 PUMPS | COUPLING STROBOSCOPE INSPECT 1 | 24 | 30 | 2 - Subj Inspection | 0100830G | #ERROR! | #ERROR! |  |  |  | Coupling | IRD | MEC | Verify the state of the coupling with a stroboscope (gear coupling). | Wear | Looseness | Clearance/alignment failure | 60 |  |  |  | JDE |  | SULZER PUMPS | Route Created. Pending develop data | 0800-MEC-IRD-60-M8 PUMPS COUPLING STROBOSCOPE INSPECT 1 | 3957148
4010 | 0800-MEC-IRD-60-M8 PUMPS | COUPLING STROBOSCOPE INSPECT 1 | 24 | 30 | 2 - Subj Inspection | 0100830C | #ERROR! | #ERROR! |  |  |  | Coupling | IRD | MEC | Verify the state of the coupling with a stroboscope (gear coupling). | Wear | Looseness | Clearance/alignment failure | 60 |  |  |  | JDE |  | SULZER PUMPS | Route Created. Pending develop data | 0800-MEC-IRD-60-M8 PUMPS COUPLING STROBOSCOPE INSPECT 1 | 3957148
4017 | 0800-REL-IRD-60-M8 PUMP MOTORS | IR THERMOGRAPHY MILL ROUTE 2 | 30 | 28 | 4 - Cond Monitoring | 0100832HG | #ERROR! | #ERROR! |  |  |  | Motor | IRD | REL | Perform Infrared thermography | Overheating | Circulation failure | Loose/Hot connection | 60 |  |  |  | JDE |  | SULZER PUMPS | Route Created. Pending develop data | 0800-REL-IRD-60-M8 PUMP MOTORS IR THERMOGRAPHY MILL ROUTE 2 | 3957149
4025 | 0800-REL-IRD-60-M8 PUMP MOTORS | IR THERMOGRAPHY MILL ROUTE 2 | 30 | 28 | 4 - Cond Monitoring | 0100834H | #ERROR! | #ERROR! | 0100834HA | #ERROR! | #ERROR! | Motor | IRD | REL | Perform Infrared thermography | Overheating | Circulation failure | Loose/Hot connection | 60 |  |  |  | JDE |  | SULZER PUMPS | Route Created. Pending develop data | 0800-REL-IRD-60-M8 PUMP MOTORS IR THERMOGRAPHY MILL ROUTE 2 | 3957149
4033 | 0800-REL-IRD-60-M8 PUMP MOTORS | IR THERMOGRAPHY MILL ROUTE 2 | 30 | 28 | 4 - Cond Monitoring | 0100880M | #ERROR! | #ERROR! | 0100880MA | #ERROR! | #ERROR! | Motor | IRD | REL | Perform Infrared thermography | Overheating | Circulation failure | Loose/Hot connection | 60 |  |  |  | JDE |  | SULZER PUMPS | Route Created. Pending develop data | 0800-REL-IRD-60-M8 PUMP MOTORS IR THERMOGRAPHY MILL ROUTE 2 | 3957149
4041 | 0800-REL-IRD-60-M8 PUMP MOTORS | IR THERMOGRAPHY MILL ROUTE 2 | 30 | 28 | 4 - Cond Monitoring | 0100833F | #ERROR! | #ERROR! | 0100833FA | #ERROR! | #ERROR! | Motor | IRD | REL | Perform Infrared thermography | Overheating | Circulation failure | Loose/Hot connection | 60 |  |  |  | JDE |  | SULZER PUMPS | Route Created. Pending develop data | 0800-REL-IRD-60-M8 PUMP MOTORS IR THERMOGRAPHY MILL ROUTE 2 | 3957149
4049 | 0800-REL-IRD-60-M8 PUMP MOTORS | IR THERMOGRAPHY MILL ROUTE 2 | 30 | 28 | 4 - Cond Monitoring | 0100832E | #ERROR! | #ERROR! |  |  |  | Motor | IRD | REL | Perform Infrared thermography | Overheating | Circulation failure | Loose/Hot connection | 60 |  |  |  | JDE |  | SULZER PUMPS | Route Created. Pending develop data | 0800-REL-IRD-60-M8 PUMP MOTORS IR THERMOGRAPHY MILL ROUTE 2 | 3957149
4057 | 0800-REL-IRD-60-M8 PUMP MOTORS | IR THERMOGRAPHY MILL ROUTE 2 | 30 | 28 | 4 - Cond Monitoring | 0100832G | #ERROR! | #ERROR! | 0100832GA | #ERROR! | #ERROR! | Motor | IRD | REL | Perform Infrared thermography | Overheating | Circulation failure | Loose/Hot connection | 60 |  |  |  | JDE |  | SULZER PUMPS | Route Created. Pending develop data | 0800-REL-IRD-60-M8 PUMP MOTORS IR THERMOGRAPHY MILL ROUTE 2 | 3957149
4065 | 0800-REL-IRD-60-M8 PUMP MOTORS | IR THERMOGRAPHY MILL ROUTE 2 | 30 | 28 | 4 - Cond Monitoring | 0100833B | #ERROR! | #ERROR! | 0100833BA | #ERROR! | #ERROR! | Motor | IRD | REL | Perform Infrared thermography | Overheating | Circulation failure | Loose/Hot connection | 60 |  |  |  | JDE |  | SULZER PUMPS | Route Created. Pending develop data | 0800-REL-IRD-60-M8 PUMP MOTORS IR THERMOGRAPHY MILL ROUTE 2 | 3957149
4073 | 0800-REL-IRD-60-M8 PUMP MOTORS | IR THERMOGRAPHY MILL ROUTE 2 | 30 | 28 | 4 - Cond Monitoring | 0100826AD | #ERROR! | #ERROR! | 0100826ADA | #ERROR! | #ERROR! | Motor | IRD | REL | Perform Infrared thermography | Overheating | Circulation failure | Loose/Hot connection | 60 |  |  |  | JDE |  | SULZER PUMPS | Route Created. Pending develop data | 0800-REL-IRD-60-M8 PUMP MOTORS IR THERMOGRAPHY MILL ROUTE 2 | 3957149
4081 | 0800-REL-IRD-60-M8 PUMP MOTORS | IR THERMOGRAPHY MILL ROUTE 2 | 30 | 28 | 4 - Cond Monitoring | 0100826AE | #ERROR! | #ERROR! | 0100826AEA | #ERROR! | #ERROR! | Motor | IRD | REL | Perform Infrared thermography | Overheating | Circulation failure | Loose/Hot connection | 60 |  |  |  | JDE |  | SULZER PUMPS | Route Created. Pending develop data | 0800-REL-IRD-60-M8 PUMP MOTORS IR THERMOGRAPHY MILL ROUTE 2 | 3957149
4089 | 0800-REL-IRD-60-M8 PUMP MOTORS | IR THERMOGRAPHY MILL ROUTE 2 | 30 | 28 | 4 - Cond Monitoring | 0100826KB | #ERROR! | #ERROR! | 0100826KBA | #ERROR! | #ERROR! | Motor | IRD | REL | Perform Infrared thermography | Overheating | Circulation failure | Loose/Hot connection | 60 |  |  |  | JDE |  | SULZER PUMPS | Route Created. Pending develop data | 0800-REL-IRD-60-M8 PUMP MOTORS IR THERMOGRAPHY MILL ROUTE 2 | 3957149
4097 | 0800-REL-IRD-60-M8 PUMP MOTORS | IR THERMOGRAPHY MILL ROUTE 2 | 30 | 28 | 4 - Cond Monitoring | 0100826JB | #ERROR! | #ERROR! | 0100826JBA | #ERROR! | #ERROR! | Motor | IRD | REL | Perform Infrared thermography | Overheating | Circulation failure | Loose/Hot connection | 60 |  |  |  | JDE |  | SULZER PUMPS | Route Created. Pending develop data | 0800-REL-IRD-60-M8 PUMP MOTORS IR THERMOGRAPHY MILL ROUTE 2 | 3957149
4105 | 0800-REL-IRD-60-M8 PUMP MOTORS | IR THERMOGRAPHY MILL ROUTE 2 | 30 | 28 | 4 - Cond Monitoring | 0100830IB | #ERROR! | #ERROR! |  |  |  | Motor | IRD | REL | Perform Infrared thermography | Overheating | Circulation failure | Loose/Hot connection | 60 |  |  |  | JDE |  | SULZER PUMPS | Route Created. Pending develop data | 0800-REL-IRD-60-M8 PUMP MOTORS IR THERMOGRAPHY MILL ROUTE 2 | 3957149
4113 | 0800-REL-IRD-60-M8 PUMP MOTORS | IR THERMOGRAPHY MILL ROUTE 2 | 30 | 28 | 4 - Cond Monitoring | 0100830EB | #ERROR! | #ERROR! |  |  |  | Motor | IRD | REL | Perform Infrared thermography | Overheating | Circulation failure | Loose/Hot connection | 60 |  |  |  | JDE |  | SULZER PUMPS | Route Created. Pending develop data | 0800-REL-IRD-60-M8 PUMP MOTORS IR THERMOGRAPHY MILL ROUTE 2 | 3957149
4121 | 0800-REL-IRD-60-M8 PUMP MOTORS | IR THERMOGRAPHY MILL ROUTE 2 | 30 | 28 | 4 - Cond Monitoring | 0100830AB | #ERROR! | #ERROR! |  |  |  | Motor | IRD | REL | Perform Infrared thermography | Overheating | Circulation failure | Loose/Hot connection | 60 |  |  |  | JDE |  | SULZER PUMPS | Route Created. Pending develop data | 0800-REL-IRD-60-M8 PUMP MOTORS IR THERMOGRAPHY MILL ROUTE 2 | 3957149
4129 | 0800-REL-IRD-60-M8 PUMP MOTORS | IR THERMOGRAPHY MILL ROUTE 2 | 30 | 28 | 4 - Cond Monitoring | 0100830JB | #ERROR! | #ERROR! | 0100830JBA | #ERROR! | #ERROR! | Motor | IRD | REL | Perform Infrared thermography | Overheating | Circulation failure | Loose/Hot connection | 60 |  |  |  | JDE |  | SULZER PUMPS | Route Created. Pending develop data | 0800-REL-IRD-60-M8 PUMP MOTORS IR THERMOGRAPHY MILL ROUTE 2 | 3957149
4137 | 0800-REL-IRD-60-M8 PUMP MOTORS | IR THERMOGRAPHY MILL ROUTE 2 | 30 | 28 | 4 - Cond Monitoring | 0100830FB | #ERROR! | #ERROR! | 0100830FBA | #ERROR! | #ERROR! | Motor | IRD | REL | Perform Infrared thermography | Overheating | Circulation failure | Loose/Hot connection | 60 |  |  |  | JDE |  | SULZER PUMPS | Route Created. Pending develop data | 0800-REL-IRD-60-M8 PUMP MOTORS IR THERMOGRAPHY MILL ROUTE 2 | 3957149
4145 | 0800-REL-IRD-60-M8 PUMP MOTORS | IR THERMOGRAPHY MILL ROUTE 2 | 30 | 28 | 4 - Cond Monitoring | 0100830BB | #ERROR! | #ERROR! | 0100830BBA | #ERROR! | #ERROR! | Motor | IRD | REL | Perform Infrared thermography | Overheating | Circulation failure | Loose/Hot connection | 60 |  |  |  | JDE |  | SULZER PUMPS | Route Created. Pending develop data | 0800-REL-IRD-60-M8 PUMP MOTORS IR THERMOGRAPHY MILL ROUTE 2 | 3957149
4153 | 0800-REL-IRD-60-M8 PUMP MOTORS | IR THERMOGRAPHY MILL ROUTE 2 | 30 | 28 | 4 - Cond Monitoring | 0100826FB | #ERROR! | #ERROR! | 0100826FBA | #ERROR! | #ERROR! | Motor | IRD | REL | Perform Infrared thermography | Overheating | Circulation failure | Loose/Hot connection | 60 |  |  |  | JDE |  | SULZER PUMPS | Route Created. Pending develop data | 0800-REL-IRD-60-M8 PUMP MOTORS IR THERMOGRAPHY MILL ROUTE 2 | 3957149
4161 | 0800-REL-IRD-60-M8 PUMP MOTORS | IR THERMOGRAPHY MILL ROUTE 2 | 30 | 28 | 4 - Cond Monitoring | 0100826FC | #ERROR! | #ERROR! | 0100826FCA | #ERROR! | #ERROR! | Motor | IRD | REL | Perform Infrared thermography | Overheating | Circulation failure | Loose/Hot connection | 60 |  |  |  | JDE |  | SULZER PUMPS | Route Created. Pending develop data | 0800-REL-IRD-60-M8 PUMP MOTORS IR THERMOGRAPHY MILL ROUTE 2 | 3957149
4169 | 0800-REL-IRD-60-M8 PUMP MOTORS | IR THERMOGRAPHY MILL ROUTE 2 | 30 | 28 | 4 - Cond Monitoring | 0100832HE | #ERROR! | #ERROR! | 0100832HEA | #ERROR! | #ERROR! | Motor | IRD | REL | Perform Infrared thermography | Overheating | Circulation failure | Loose/Hot connection | 60 |  |  |  | JDE |  | SULZER PUMPS | Route Created. Pending develop data | 0800-REL-IRD-60-M8 PUMP MOTORS IR THERMOGRAPHY MILL ROUTE 2 | 3957149
4177 | 0800-REL-IRD-60-M8 PUMP MOTORS | IR THERMOGRAPHY MILL ROUTE 2 | 30 | 28 | 4 - Cond Monitoring | 010083627 | #ERROR! | #ERROR! |  |  |  | Motor | IRD | REL | Perform Infrared thermography | Overheating | Circulation failure | Loose/Hot connection | 60 |  |  |  | JDE |  | SULZER PUMPS | Route Created. Pending develop data | 0800-REL-IRD-60-M8 PUMP MOTORS IR THERMOGRAPHY MILL ROUTE 2 | 3957149
4185 | 0800-REL-IRD-60-M8 PUMP MOTORS | IR THERMOGRAPHY MILL ROUTE 2 | 30 | 28 | 4 - Cond Monitoring | 0100833D | #ERROR! | #ERROR! | 0100833DA | #ERROR! | #ERROR! | Motor | IRD | REL | Perform Infrared thermography | Overheating | Circulation failure | Loose/Hot connection | 60 |  |  |  | JDE |  | SULZER PUMPS | Route Created. Pending develop data | 0800-REL-IRD-60-M8 PUMP MOTORS IR THERMOGRAPHY MILL ROUTE 2 | 3957149
4193 | 0800-REL-IRD-60-M8 PUMP MOTORS | IR THERMOGRAPHY MILL ROUTE 2 | 30 | 28 | 4 - Cond Monitoring | 0100832L | #ERROR! | #ERROR! | 0100832LA | #ERROR! | #ERROR! | Motor | IRD | REL | Perform Infrared thermography | Overheating | Circulation failure | Loose/Hot connection | 60 |  |  |  | JDE |  | SULZER PUMPS | Route Created. Pending develop data | 0800-REL-IRD-60-M8 PUMP MOTORS IR THERMOGRAPHY MILL ROUTE 2 | 3957149
4201 | 0800-REL-IRD-60-M8 PUMP MOTORS | IR THERMOGRAPHY MILL ROUTE 2 | 30 | 28 | 4 - Cond Monitoring | 0100834B | #ERROR! | #ERROR! | 0100834BA | #ERROR! | #ERROR! | Motor | IRD | REL | Perform Infrared thermography | Overheating | Circulation failure | Loose/Hot connection | 60 |  |  |  | JDE |  | SULZER PUMPS | Route Created. Pending develop data | 0800-REL-IRD-60-M8 PUMP MOTORS IR THERMOGRAPHY MILL ROUTE 2 | 3957149
4209 | 0800-REL-IRD-60-M8 PUMP MOTORS | IR THERMOGRAPHY MILL ROUTE 2 | 30 | 28 | 4 - Cond Monitoring | 0100828B | #ERROR! | #ERROR! | 0100828BA | #ERROR! | #ERROR! | Motor | IRD | REL | Perform Infrared thermography | Overheating | Circulation failure | Loose/Hot connection | 60 |  |  |  | JDE |  | SULZER PUMPS | Route Created. Pending develop data | 0800-REL-IRD-60-M8 PUMP MOTORS IR THERMOGRAPHY MILL ROUTE 2 | 3957149
4217 | 0800-REL-IRD-60-M8 PUMP MOTORS | IR THERMOGRAPHY MILL ROUTE 2 | 30 | 28 | 4 - Cond Monitoring | 0100821AE | #ERROR! | #ERROR! | 0100821AEA | #ERROR! | #ERROR! | Motor | IRD | REL | Perform Infrared thermography | Overheating | Circulation failure | Loose/Hot connection | 60 |  |  |  | JDE |  | SULZER PUMPS | Route Created. Pending develop data | 0800-REL-IRD-60-M8 PUMP MOTORS IR THERMOGRAPHY MILL ROUTE 2 | 3957149
4225 | 0800-REL-IRD-60-M8 PUMP MOTORS | IR THERMOGRAPHY MILL ROUTE 2 | 30 | 28 | 4 - Cond Monitoring | 0100821BE | #ERROR! | #ERROR! | 0100821BEA | #ERROR! | #ERROR! | Motor | IRD | REL | Perform Infrared thermography | Overheating | Circulation failure | Loose/Hot connection | 60 |  |  |  | JDE |  | SULZER PUMPS | Route Created. Pending develop data | 0800-REL-IRD-60-M8 PUMP MOTORS IR THERMOGRAPHY MILL ROUTE 2 | 3957149
4233 | 0800-REL-IRD-60-M8 PUMP MOTORS | IR THERMOGRAPHY MILL ROUTE 2 | 30 | 28 | 4 - Cond Monitoring | 0100832NB | #ERROR! | #ERROR! | 0100832NBA | #ERROR! | #ERROR! | Motor | IRD | REL | Perform Infrared thermography | Overheating | Circulation failure | Loose/Hot connection | 60 |  |  |  | JDE |  | SULZER PUMPS | Route Created. Pending develop data | 0800-REL-IRD-60-M8 PUMP MOTORS IR THERMOGRAPHY MILL ROUTE 2 | 3957149
4241 | 0800-REL-IRD-60-M8 PUMP MOTORS | IR THERMOGRAPHY MILL ROUTE 2 | 30 | 28 | 4 - Cond Monitoring | 0100832K | #ERROR! | #ERROR! | 0100832KA | #ERROR! | #ERROR! | Motor | IRD | REL | Perform Infrared thermography | Overheating | Circulation failure | Loose/Hot connection | 60 |  |  |  | JDE |  | SULZER PUMPS | Route Created. Pending develop data | 0800-REL-IRD-60-M8 PUMP MOTORS IR THERMOGRAPHY MILL ROUTE 2 | 3957149
4249 | 0800-REL-IRD-60-M8 PUMP MOTORS | IR THERMOGRAPHY MILL ROUTE 2 | 30 | 28 | 4 - Cond Monitoring | 0100833G | #ERROR! | #ERROR! | 0100833GA | #ERROR! | #ERROR! | Motor | IRD | REL | Perform Infrared thermography | Overheating | Circulation failure | Loose/Hot connection | 60 |  |  |  | JDE |  | SULZER PUMPS | Route Created. Pending develop data | 0800-REL-IRD-60-M8 PUMP MOTORS IR THERMOGRAPHY MILL ROUTE 2 | 3957149
4257 | 0800-REL-IRD-60-M8 PUMP MOTORS | IR THERMOGRAPHY MILL ROUTE 2 | 30 | 28 | 4 - Cond Monitoring | 0100880C | #ERROR! | #ERROR! | 0100880CA | #ERROR! | #ERROR! | Motor | IRD | REL | Perform Infrared thermography | Overheating | Circulation failure | Loose/Hot connection | 60 |  |  |  | JDE |  | SULZER PUMPS | Route Created. Pending develop data | 0800-REL-IRD-60-M8 PUMP MOTORS IR THERMOGRAPHY MILL ROUTE 2 | 3957149
4265 | 0800-REL-IRD-60-M8 PUMP MOTORS | IR THERMOGRAPHY MILL ROUTE 2 | 30 | 28 | 4 - Cond Monitoring | 0100880A | #ERROR! | #ERROR! |  |  |  | Motor | IRD | REL | Perform Infrared thermography | Overheating | Circulation failure | Loose/Hot connection | 60 |  |  |  | JDE |  | SULZER PUMPS | Route Created. Pending develop data | 0800-REL-IRD-60-M8 PUMP MOTORS IR THERMOGRAPHY MILL ROUTE 2 | 3957149
4289 | 0800-REL-IRD-60-M8 PUMP MOTORS | IR THERMOGRAPHY MILL ROUTE 2 | 30 | 28 | 4 - Cond Monitoring | 0100834G | #ERROR! | #ERROR! | 0100834GA | #ERROR! | #ERROR! | Motor | IRD | REL | Perform Infrared thermography | Overheating | Circulation failure | Loose/Hot connection | 60 |  |  |  | JDE |  | SULZER PUMPS | Route Created. Pending develop data | 0800-REL-IRD-60-M8 PUMP MOTORS IR THERMOGRAPHY MILL ROUTE 2 | 3957149
4297 | 0800-REL-IRD-60-M8 PUMP MOTORS | IR THERMOGRAPHY MILL ROUTE 2 | 30 | 28 | 4 - Cond Monitoring | 0100880E | #ERROR! | #ERROR! |  |  |  | Motor | IRD | REL | Perform Infrared thermography | Overheating | Circulation failure | Loose/Hot connection | 60 |  |  |  | JDE |  | SULZER PUMPS | Route Created. Pending develop data | 0800-REL-IRD-60-M8 PUMP MOTORS IR THERMOGRAPHY MILL ROUTE 2 | 3957149
4305 | 0800-REL-IRD-60-M8 PUMP MOTORS | IR THERMOGRAPHY MILL ROUTE 2 | 30 | 28 | 4 - Cond Monitoring | 0100880D | #ERROR! | #ERROR! |  |  |  | Motor | IRD | REL | Perform Infrared thermography | Overheating | Circulation failure | Loose/Hot connection | 60 |  |  |  | JDE |  | SULZER PUMPS | Route Created. Pending develop data | 0800-REL-IRD-60-M8 PUMP MOTORS IR THERMOGRAPHY MILL ROUTE 2 | 3957149
4313 | 0800-REL-IRD-60-M8 PUMP MOTORS | IR THERMOGRAPHY MILL ROUTE 2 | 30 | 28 | 4 - Cond Monitoring | 0100836XA | #ERROR! | #ERROR! |  |  |  | Motor | IRD | REL | Perform Infrared thermography | Overheating | Circulation failure | Loose/Hot connection | 60 |  |  |  | JDE |  | SULZER PUMPS | Route Created. Pending develop data | 0800-REL-IRD-60-M8 PUMP MOTORS IR THERMOGRAPHY MILL ROUTE 2 | 3957149
4321 | 0800-REL-IRD-60-M8 PUMP MOTORS | IR THERMOGRAPHY MILL ROUTE 2 | 30 | 28 | 4 - Cond Monitoring | 0100844BC | #ERROR! | #ERROR! |  |  |  | Motor | IRD | REL | Perform Infrared thermography | Overheating | Circulation failure | Loose/Hot connection | 60 |  |  |  | JDE |  | SULZER PUMPS | Route Created. Pending develop data | 0800-REL-IRD-60-M8 PUMP MOTORS IR THERMOGRAPHY MILL ROUTE 2 | 3957149
4329 | 0800-REL-IRD-60-M8 PUMP MOTORS | IR THERMOGRAPHY MILL ROUTE 2 | 30 | 28 | 4 - Cond Monitoring | 0100844BD | #ERROR! | #ERROR! |  |  |  | Motor | IRD | REL | Perform Infrared thermography | Overheating | Circulation failure | Loose/Hot connection | 60 |  |  |  | JDE |  | SULZER PUMPS | Route Created. Pending develop data | 0800-REL-IRD-60-M8 PUMP MOTORS IR THERMOGRAPHY MILL ROUTE 2 | 3957149
4337 | 0800-REL-IRD-60-M8 PUMP MOTORS | IR THERMOGRAPHY MILL ROUTE 2 | 30 | 28 | 4 - Cond Monitoring | 0100880H | #ERROR! | #ERROR! |  |  |  | Motor | IRD | REL | Perform Infrared thermography | Overheating | Circulation failure | Loose/Hot connection | 60 |  |  |  | JDE |  | SULZER PUMPS | Route Created. Pending develop data | 0800-REL-IRD-60-M8 PUMP MOTORS IR THERMOGRAPHY MILL ROUTE 2 | 3957149
4345 | 0800-REL-IRD-60-M8 PUMP MOTORS | IR THERMOGRAPHY MILL ROUTE 2 | 30 | 28 | 4 - Cond Monitoring | 0100880I | #ERROR! | #ERROR! |  |  |  | Motor | IRD | REL | Perform Infrared thermography | Overheating | Circulation failure | Loose/Hot connection | 60 |  |  |  | JDE |  | SULZER PUMPS | Route Created. Pending develop data | 0800-REL-IRD-60-M8 PUMP MOTORS IR THERMOGRAPHY MILL ROUTE 2 | 3957149
4353 | 0800-REL-IRD-60-M8 PUMP MOTORS | IR THERMOGRAPHY MILL ROUTE 2 | 30 | 28 | 4 - Cond Monitoring | 0100880J | #ERROR! | #ERROR! | 0100880JA | #ERROR! | #ERROR! | Motor | IRD | REL | Perform Infrared thermography | Overheating | Circulation failure | Loose/Hot connection | 60 |  |  |  | JDE |  | SULZER PUMPS | Route Created. Pending develop data | 0800-REL-IRD-60-M8 PUMP MOTORS IR THERMOGRAPHY MILL ROUTE 2 | 3957149
4361 | 0800-REL-IRD-60-M8 PUMP MOTORS | IR THERMOGRAPHY MILL ROUTE 2 | 30 | 28 | 4 - Cond Monitoring | 0100880K | #ERROR! | #ERROR! | 0100880KA | #ERROR! | #ERROR! | Motor | IRD | REL | Perform Infrared thermography | Overheating | Circulation failure | Loose/Hot connection | 60 |  |  |  | JDE |  | SULZER PUMPS | Route Created. Pending develop data | 0800-REL-IRD-60-M8 PUMP MOTORS IR THERMOGRAPHY MILL ROUTE 2 | 3957149
4369 | 0800-REL-IRD-60-M8 PUMP MOTORS | IR THERMOGRAPHY MILL ROUTE 2 | 30 | 28 | 4 - Cond Monitoring | 0100834E | #ERROR! | #ERROR! | 0100834EA | #ERROR! | #ERROR! | Motor | IRD | REL | Perform Infrared thermography | Overheating | Circulation failure | Loose/Hot connection | 60 |  |  |  | JDE |  | SULZER PUMPS | Route Created. Pending develop data | 0800-REL-IRD-60-M8 PUMP MOTORS IR THERMOGRAPHY MILL ROUTE 2 | 3957149
4377 | 0800-REL-IRD-60-M8 PUMP MOTORS | IR THERMOGRAPHY MILL ROUTE 2 | 30 | 28 | 4 - Cond Monitoring | 0100834F | #ERROR! | #ERROR! | 0100834FA | #ERROR! | #ERROR! | Motor | IRD | REL | Perform Infrared thermography | Overheating | Circulation failure | Loose/Hot connection | 60 |  |  |  | JDE |  | SULZER PUMPS | Route Created. Pending develop data | 0800-REL-IRD-60-M8 PUMP MOTORS IR THERMOGRAPHY MILL ROUTE 2 | 3957149
4273 | 0045-REL-IRD-60-ETP PUMP MOTOR | IR THERMOGRAPHY ETP ROUTE | 30 | 25 | 4 - Cond Monitoring | 5050045BI | #ERROR! | #ERROR! | 5050045BIA | #ERROR! | #ERROR! | Motor | IRD | REL | Perform Infrared thermography | Overheating | Circulation failure | Loose/Hot connection | 60 |  |  |  | JDE |  | SULZER PUMPS | Route Created. Pending develop data | 0045-REL-IRD-60-ETP PUMP MOTOR IR THERMOGRAPHY ETP ROUTE | 3957150
4281 | 0045-REL-IRD-60-ETP PUMP MOTOR | IR THERMOGRAPHY ETP ROUTE | 30 | 25 | 4 - Cond Monitoring | 5050045BJ | #ERROR! | #ERROR! | 5050045BJA | #ERROR! | #ERROR! | Motor | IRD | REL | Perform Infrared thermography | Overheating | Circulation failure | Loose/Hot connection | 60 |  |  |  | JDE |  | SULZER PUMPS | Route Created. Pending develop data | 0045-REL-IRD-60-ETP PUMP MOTOR IR THERMOGRAPHY ETP ROUTE | 3957150
4385 | 0045-REL-IRD-60-ETP PUMP MOTOR | IR THERMOGRAPHY ETP ROUTE | 30 | 25 | 4 - Cond Monitoring | 5050045BB | #ERROR! | #ERROR! | 5050045BBA | #ERROR! | #ERROR! | Motor | IRD | REL | Perform Infrared thermography | Overheating | Circulation failure | Loose/Hot connection | 60 |  |  |  | JDE |  | SULZER PUMPS | Route Created. Pending develop data | 0045-REL-IRD-60-ETP PUMP MOTOR IR THERMOGRAPHY ETP ROUTE | 3957150
4393 | 0045-REL-IRD-60-ETP PUMP MOTOR | IR THERMOGRAPHY ETP ROUTE | 30 | 25 | 4 - Cond Monitoring | 5050045BC | #ERROR! | #ERROR! | 5050045BCA | #ERROR! | #ERROR! | Motor | IRD | REL | Perform Infrared thermography | Overheating | Circulation failure | Loose/Hot connection | 60 |  |  |  | JDE |  | SULZER PUMPS | Route Created. Pending develop data | 0045-REL-IRD-60-ETP PUMP MOTOR IR THERMOGRAPHY ETP ROUTE | 3957150
4401 | 0045-REL-IRD-60-ETP PUMP MOTOR | IR THERMOGRAPHY ETP ROUTE | 30 | 25 | 4 - Cond Monitoring | 5050045BF | #ERROR! | #ERROR! |  |  |  | Motor | IRD | REL | Perform Infrared thermography | Overheating | Circulation failure | Loose/Hot connection | 60 |  |  |  | JDE |  | SULZER PUMPS | Route Created. Pending develop data | 0045-REL-IRD-60-ETP PUMP MOTOR IR THERMOGRAPHY ETP ROUTE | 3957150
4409 | 0045-REL-IRD-60-ETP PUMP MOTOR | IR THERMOGRAPHY ETP ROUTE | 30 | 25 | 4 - Cond Monitoring | 5050045BG | #ERROR! | #ERROR! |  |  |  | Motor | IRD | REL | Perform Infrared thermography | Overheating | Circulation failure | Loose/Hot connection | 60 |  |  |  | JDE |  | SULZER PUMPS | Route Created. Pending develop data | 0045-REL-IRD-60-ETP PUMP MOTOR IR THERMOGRAPHY ETP ROUTE | 3957150
4417 | 0045-REL-IRD-60-ETP PUMP MOTOR | IR THERMOGRAPHY ETP ROUTE | 30 | 25 | 4 - Cond Monitoring | 5050045AC | #ERROR! | #ERROR! |  |  |  | Motor | IRD | REL | Perform Infrared thermography | Overheating | Circulation failure | Loose/Hot connection | 60 |  |  |  | JDE |  | SULZER PUMPS | Route Created. Pending develop data | 0045-REL-IRD-60-ETP PUMP MOTOR IR THERMOGRAPHY ETP ROUTE | 3957150
4425 | 0045-REL-IRD-60-ETP PUMP MOTOR | IR THERMOGRAPHY ETP ROUTE | 30 | 25 | 4 - Cond Monitoring | 5050045AD | #ERROR! | #ERROR! |  |  |  | Motor | IRD | REL | Perform Infrared thermography | Overheating | Circulation failure | Loose/Hot connection | 60 |  |  |  | JDE |  | SULZER PUMPS | Route Created. Pending develop data | 0045-REL-IRD-60-ETP PUMP MOTOR IR THERMOGRAPHY ETP ROUTE | 3957150
1787 | 0820-MEC-DD-84-STACK INFEED | CONVEYOR 1 TENSION CHECK | 27 | 24 | 3 - Obj Inspection | 0100820A | #ERROR! | #ERROR! |  |  |  | Conveyor Chain | DD | MEC | Check tension in conveyor chains | Tension |  |  | 84 |  | Use gauge to measure tension. Create an order to adjust if required |  | JDE |  | BALE HANDLING | Route Created. Pending develop data | 0820-MEC-DD-84-STACK INFEED CONVEYOR 1 TENSION CHECK | 3957151
1788 | 0820-MEC-DD-84-STACK INFEED | CONVEYOR 1 TENSION CHECK | 27 | 24 | 2 - Subj Inspection | 0100820A | #ERROR! | #ERROR! |  |  |  | Torque Arm connection | DD | MEC | Check torque arm connection for shaft mount reducer | Play | looseness |  | 84 |  |  |  | JDE |  | BALE HANDLING | Route Created. Pending develop data | 0820-MEC-DD-84-STACK INFEED CONVEYOR 1 TENSION CHECK | 3957151
1790 | 0820-MEC-DD-84-STACK INFEED | CONVEYOR 1 TENSION CHECK | 27 | 24 | 2 - Subj Inspection | 0100820A | #ERROR! | #ERROR! |  |  |  | Fasteners | DD | MEC | Inspect and ensure all fasteners are secured | Loose |  |  | 84 |  |  |  | JDE |  | BALE HANDLING | Route Created. Pending develop data | 0820-MEC-DD-84-STACK INFEED CONVEYOR 1 TENSION CHECK | 3957151
1805 | 0820-MEC-DD-84-STACK INFEED | CONVEYOR 2 TENSION CHECK | 27 | 24 | 3 - Obj Inspection | 0100820B | #ERROR! | #ERROR! |  |  |  | Conveyor Chain | DD | MEC | Check tension in conveyor chains | Tension |  |  | 84 |  | Use gauge to measure tension. Create an order to adjust if required |  | JDE |  | BALE HANDLING | Route Created. Pending develop data | 0820-MEC-DD-84-STACK INFEED CONVEYOR 2 TENSION CHECK | 3957152
1806 | 0820-MEC-DD-84-STACK INFEED | CONVEYOR 2 TENSION CHECK | 27 | 24 | 2 - Subj Inspection | 0100820B | #ERROR! | #ERROR! |  |  |  | Torque Arm connection | DD | MEC | Check torque arm connection for shaft mount reducer | Play | looseness |  | 84 |  |  |  | JDE |  | BALE HANDLING | Route Created. Pending develop data | 0820-MEC-DD-84-STACK INFEED CONVEYOR 2 TENSION CHECK | 3957152
1808 | 0820-MEC-DD-84-STACK INFEED | CONVEYOR 2 TENSION CHECK | 27 | 24 | 2 - Subj Inspection | 0100820B | #ERROR! | #ERROR! |  |  |  | Fasteners | DD | MEC | Inspect and ensure all fasteners are secured | Loose |  |  | 84 |  |  |  | JDE |  | BALE HANDLING | Route Created. Pending develop data | 0820-MEC-DD-84-STACK INFEED CONVEYOR 2 TENSION CHECK | 3957152
1823 | 0820-MEC-DD-84-STACK INFEED | CONVEYOR 3 TENSION CHECK | 27 | 24 | 3 - Obj Inspection | 0100820C | #ERROR! | #ERROR! |  |  |  | Conveyor Chain | DD | MEC | Check tension in conveyor chains | Tension |  |  | 84 |  | Use gauge to measure tension. Create an order to adjust if required |  | JDE |  | BALE HANDLING | Route Created. Pending develop data | 0820-MEC-DD-84-STACK INFEED CONVEYOR 3 TENSION CHECK | 3957153
1824 | 0820-MEC-DD-84-STACK INFEED | CONVEYOR 3 TENSION CHECK | 27 | 24 | 2 - Subj Inspection | 0100820C | #ERROR! | #ERROR! |  |  |  | Torque Arm connection | DD | MEC | Check torque arm connection for shaft mount reducer | Play | looseness |  | 84 |  |  |  | JDE |  | BALE HANDLING | Route Created. Pending develop data | 0820-MEC-DD-84-STACK INFEED CONVEYOR 3 TENSION CHECK | 3957153
1826 | 0820-MEC-DD-84-STACK INFEED | CONVEYOR 3 TENSION CHECK | 27 | 24 | 2 - Subj Inspection | 0100820C | #ERROR! | #ERROR! |  |  |  | Fasteners | DD | MEC | Inspect and ensure all fasteners are secured | Loose |  |  | 84 |  |  |  | JDE |  | BALE HANDLING | Route Created. Pending develop data | 0820-MEC-DD-84-STACK INFEED CONVEYOR 3 TENSION CHECK | 3957153
1841 | 0820-MEC-DD-84-STACK INFEED | CONVEYOR 4 TENSION CHECK | 27 | 24 | 3 - Obj Inspection | 0100820D | #ERROR! | #ERROR! |  |  |  | Conveyor Chain | DD | MEC | Check tension in conveyor chains | Tension |  |  | 84 |  | Use gauge to measure tension. Create an order to adjust if required |  | JDE |  | BALE HANDLING | Route Created. Pending develop data | 0820-MEC-DD-84-STACK INFEED CONVEYOR 4 TENSION CHECK | 3957154
1842 | 0820-MEC-DD-84-STACK INFEED | CONVEYOR 4 TENSION CHECK | 27 | 24 | 2 - Subj Inspection | 0100820D | #ERROR! | #ERROR! |  |  |  | Torque Arm connection | DD | MEC | Check torque arm connection for shaft mount reducer | Play | looseness |  | 84 |  |  |  | JDE |  | BALE HANDLING | Route Created. Pending develop data | 0820-MEC-DD-84-STACK INFEED CONVEYOR 4 TENSION CHECK | 3957154
1844 | 0820-MEC-DD-84-STACK INFEED | CONVEYOR 4 TENSION CHECK | 27 | 24 | 2 - Subj Inspection | 0100820D | #ERROR! | #ERROR! |  |  |  | Fasteners | DD | MEC | Inspect and ensure all fasteners are secured | Loose |  |  | 84 |  |  |  | JDE |  | BALE HANDLING | Route Created. Pending develop data | 0820-MEC-DD-84-STACK INFEED CONVEYOR 4 TENSION CHECK | 3957154
1848 | 0820-ELE-DD-84-BALE HANDLING | CONVEYOR WIRING INSPECTION | 28 | 26 | 2 - Subj Inspection | 0100820D | #ERROR! | #ERROR! |  |  |  | Wiring and connections | DD | E&I | Inspection of condition | Looseness | Damaged | Wear | 84 |  |  |  | JDE |  | BALE HANDLING | Route Created. Pending develop data | 0820-ELE-DD-84-BALE HANDLING CONVEYOR WIRING INSPECTION | 3957155
1864 | 0820-ELE-DD-84-BALE HANDLING | CONVEYOR WIRING INSPECTION | 28 | 26 | 2 - Subj Inspection | 0100820E | #ERROR! | #ERROR! |  |  |  | Wiring and connections | DD | E&I | Inspection of condition | Looseness | Damaged | Wear | 84 |  |  |  | JDE |  | BALE HANDLING | Route Created. Pending develop data | 0820-ELE-DD-84-BALE HANDLING CONVEYOR WIRING INSPECTION | 3957155
1899 | 0820-ELE-DD-84-BALE HANDLING | CONVEYOR WIRING INSPECTION | 28 | 26 | 2 - Subj Inspection | 0100820G | #ERROR! | #ERROR! |  |  |  | Wiring and connections | DD | E&I | Inspection of condition | Looseness | Damaged | Wear | 84 |  |  |  | JDE |  | BALE HANDLING | Route Created. Pending develop data | 0820-ELE-DD-84-BALE HANDLING CONVEYOR WIRING INSPECTION | 3957155
1918 | 0820-ELE-DD-84-BALE HANDLING | CONVEYOR WIRING INSPECTION | 28 | 26 | 2 - Subj Inspection | 0100820H | #ERROR! | #ERROR! |  |  |  | Wiring and connections | DD | E&I | Inspection of condition | Looseness | Damaged | Wear | 84 |  |  |  | JDE |  | BALE HANDLING | Route Created. Pending develop data | 0820-ELE-DD-84-BALE HANDLING CONVEYOR WIRING INSPECTION | 3957155
1932 | 0820-ELE-DD-84-BALE HANDLING | CONVEYOR WIRING INSPECTION | 28 | 26 | 2 - Subj Inspection | 0100820I | #ERROR! | #ERROR! |  |  |  | Wiring and connections | DD | E&I | Inspection of condition | Looseness | Damaged | Wear | 84 |  |  |  | JDE |  | BALE HANDLING | Route Created. Pending develop data | 0820-ELE-DD-84-BALE HANDLING CONVEYOR WIRING INSPECTION | 3957155
1946 | 0820-ELE-DD-84-BALE HANDLING | CONVEYOR WIRING INSPECTION | 28 | 26 | 2 - Subj Inspection | 0100820J | #ERROR! | #ERROR! |  |  |  | Wiring and connections | DD | E&I | Inspection of condition | Looseness | Damaged | Wear | 84 |  |  |  | JDE |  | BALE HANDLING | Route Created. Pending develop data | 0820-ELE-DD-84-BALE HANDLING CONVEYOR WIRING INSPECTION | 3957155
1960 | 0820-ELE-DD-84-BALE HANDLING | CONVEYOR WIRING INSPECTION | 28 | 26 | 2 - Subj Inspection | 0100820K | #ERROR! | #ERROR! |  |  |  | Wiring and connections | DD | E&I | Inspection of condition | Looseness | Damaged | Wear | 84 |  |  |  | JDE |  | BALE HANDLING | Route Created. Pending develop data | 0820-ELE-DD-84-BALE HANDLING CONVEYOR WIRING INSPECTION | 3957155
1990 | 0820-ELE-DD-84-BALE HANDLING | CONVEYOR WIRING INSPECTION | 28 | 26 | 2 - Subj Inspection | 0100820M | #ERROR! | #ERROR! |  |  |  | Wiring and connections | DD | E&I | Inspection of condition | Looseness | Damaged | Wear | 84 |  |  |  | JDE |  | BALE HANDLING | Route Created. Pending develop data | 0820-ELE-DD-84-BALE HANDLING CONVEYOR WIRING INSPECTION | 3957155
2020 | 0820-ELE-DD-84-BALE HANDLING | CONVEYOR WIRING INSPECTION | 28 | 26 | 2 - Subj Inspection | 0100820O | #ERROR! | #ERROR! |  |  |  | Wiring and connections | DD | E&I | Inspection of condition | Looseness | Damaged | Wear | 84 |  |  |  | JDE |  | BALE HANDLING | Route Created. Pending develop data | 0820-ELE-DD-84-BALE HANDLING CONVEYOR WIRING INSPECTION | 3957155
2048 | 0820-ELE-DD-84-BALE HANDLING | CONVEYOR WIRING INSPECTION | 28 | 26 | 2 - Subj Inspection | 0100820P | #ERROR! | #ERROR! | 0100820PA | #ERROR! | #ERROR! | Cable Protective Sleeves | DD | E&I | Check the damages of the cable protective sleeves | Damaged |  |  | 84 | 0.1 | If damage is found, replace the cable protective sleeve. If the cable protective sleeve is damaged due to the interference with peripheral devices, eliminate the cause. ”1.2.3 Check the Mechanical Unit Cables and Connectors” |  | JDE |  | BALE HANDLING | Route Created. Pending develop data | 0820-ELE-DD-84-BALE HANDLING CONVEYOR WIRING INSPECTION | 3957155
1859 | 0820-MEC-DD-84-DEWIRING FEED | CONVEYOR TENSION CHECK | 28 | 22 | 3 - Obj Inspection | 0100820E | #ERROR! | #ERROR! |  |  |  | Conveyor Chain | DD | MEC | Check tension in conveyor chains | Tension |  |  | 84 |  | Use gauge to measure tension. Create an order to adjust if required |  | JDE |  | BALE HANDLING | Route Created. Pending develop data | 0820-MEC-DD-84-DEWIRING FEED CONVEYOR TENSION CHECK | 3957156
1860 | 0820-MEC-DD-84-DEWIRING FEED | CONVEYOR TENSION CHECK | 28 | 22 | 2 - Subj Inspection | 0100820E | #ERROR! | #ERROR! |  |  |  | Torque Arm connection | DD | MEC | Check torque arm connection for shaft mount reducer | Play | looseness |  | 84 |  |  |  | JDE |  | BALE HANDLING | Route Created. Pending develop data | 0820-MEC-DD-84-DEWIRING FEED CONVEYOR TENSION CHECK | 3957156
1862 | 0820-MEC-DD-84-DEWIRING FEED | CONVEYOR TENSION CHECK | 28 | 22 | 2 - Subj Inspection | 0100820E | #ERROR! | #ERROR! |  |  |  | Fasteners | DD | MEC | Inspect and ensure all fasteners are secured | Loose |  |  | 84 |  |  |  | JDE |  | BALE HANDLING | Route Created. Pending develop data | 0820-MEC-DD-84-DEWIRING FEED CONVEYOR TENSION CHECK | 3957156
1889 | 0820-MEC-DD-84-SHUTTLE | CONVEYOR TENSION CHECK | 22 | 22 | 3 - Obj Inspection | 0100820G | #ERROR! | #ERROR! |  |  |  | Conveyor Chain | DD | MEC | Check tension in conveyor chains | Tension |  |  | 84 |  | Use gauge to measure tension. Create an order to adjust if required |  | JDE |  | BALE HANDLING | Route Created. Pending develop data | 0820-MEC-DD-84-SHUTTLE CONVEYOR TENSION CHECK | 3957157
1890 | 0820-MEC-DD-84-SHUTTLE | CONVEYOR TENSION CHECK | 22 | 22 | 2 - Subj Inspection | 0100820G | #ERROR! | #ERROR! | 0100820GC | #ERROR! | #ERROR! | Torque Arm connection | DD | MEC | Check torque arm connection for shaft mount reducer | Play | looseness |  | 84 |  |  |  | JDE |  | BALE HANDLING | Route Created. Pending develop data | 0820-MEC-DD-84-SHUTTLE CONVEYOR TENSION CHECK | 3957157
1891 | 0820-MEC-DD-84-SHUTTLE | CONVEYOR TENSION CHECK | 22 | 22 | 2 - Subj Inspection | 0100820G | #ERROR! | #ERROR! |  |  |  | Torque Arm connection | DD | MEC | Check torque arm connection for shaft mount reducer | Play | looseness |  | 84 |  |  |  | JDE |  | BALE HANDLING | Route Created. Pending develop data | 0820-MEC-DD-84-SHUTTLE CONVEYOR TENSION CHECK | 3957157
1894 | 0820-MEC-DD-84-SHUTTLE | CONVEYOR TENSION CHECK | 22 | 22 | 2 - Subj Inspection | 0100820G | #ERROR! | #ERROR! | 0100820GC | #ERROR! | #ERROR! | Fasteners | DD | MEC | Inspect and ensure all fasteners are secured | Loose |  |  | 84 |  |  |  | JDE |  | BALE HANDLING | Route Created. Pending develop data | 0820-MEC-DD-84-SHUTTLE CONVEYOR TENSION CHECK | 3957157
1895 | 0820-MEC-DD-84-SHUTTLE | CONVEYOR TENSION CHECK | 22 | 22 | 2 - Subj Inspection | 0100820G | #ERROR! | #ERROR! |  |  |  | Fasteners | DD | MEC | Inspect and ensure all fasteners are secured | Loose |  |  | 84 |  |  |  | JDE |  | BALE HANDLING | Route Created. Pending develop data | 0820-MEC-DD-84-SHUTTLE CONVEYOR TENSION CHECK | 3957157
1913 | 0820-MEC-DD-84-BALE STAGE | CONVEYOR 1 TENSION CHECK | 25 | 24 | 3 - Obj Inspection | 0100820H | #ERROR! | #ERROR! |  |  |  | Conveyor Chain | DD | MEC | Check tension in conveyor chains | Tension |  |  | 84 |  | Use gauge to measure tension. Create an order to adjust if required |  | JDE |  | BALE HANDLING | Route Created. Pending develop data | 0820-MEC-DD-84-BALE STAGE CONVEYOR 1 TENSION CHECK | 3957158
1914 | 0820-MEC-DD-84-BALE STAGE | CONVEYOR 1 TENSION CHECK | 25 | 24 | 2 - Subj Inspection | 0100820H | #ERROR! | #ERROR! |  |  |  | Torque Arm connection | DD | MEC | Check torque arm connection for shaft mount reducer | Play | looseness |  | 84 |  |  |  | JDE |  | BALE HANDLING | Route Created. Pending develop data | 0820-MEC-DD-84-BALE STAGE CONVEYOR 1 TENSION CHECK | 3957158
1916 | 0820-MEC-DD-84-BALE STAGE | CONVEYOR 1 TENSION CHECK | 25 | 24 | 2 - Subj Inspection | 0100820H | #ERROR! | #ERROR! |  |  |  | Fasteners | DD | MEC | Inspect and ensure all fasteners are secured | Loose |  |  | 84 |  |  |  | JDE |  | BALE HANDLING | Route Created. Pending develop data | 0820-MEC-DD-84-BALE STAGE CONVEYOR 1 TENSION CHECK | 3957158
1927 | 0820-MEC-DD-84-REJECT BALE | CONVEYOR TENSION CHECK | 26 | 22 | 3 - Obj Inspection | 0100820I | #ERROR! | #ERROR! |  |  |  | Conveyor Chain | DD | MEC | Check tension in conveyor chains | Tension |  |  | 84 |  | Use gauge to measure tension. Create an order to adjust if required |  | JDE |  | BALE HANDLING | Route Created. Pending develop data | 0820-MEC-DD-84-REJECT BALE CONVEYOR TENSION CHECK | 3957159
1928 | 0820-MEC-DD-84-REJECT BALE | CONVEYOR TENSION CHECK | 26 | 22 | 2 - Subj Inspection | 0100820I | #ERROR! | #ERROR! |  |  |  | Torque Arm connection | DD | MEC | Check torque arm connection for shaft mount reducer | Play | looseness |  | 84 |  |  |  | JDE |  | BALE HANDLING | Route Created. Pending develop data | 0820-MEC-DD-84-REJECT BALE CONVEYOR TENSION CHECK | 3957159
1930 | 0820-MEC-DD-84-REJECT BALE | CONVEYOR TENSION CHECK | 26 | 22 | 2 - Subj Inspection | 0100820I | #ERROR! | #ERROR! |  |  |  | Fasteners | DD | MEC | Inspect and ensure all fasteners are secured | Loose |  |  | 84 |  |  |  | JDE |  | BALE HANDLING | Route Created. Pending develop data | 0820-MEC-DD-84-REJECT BALE CONVEYOR TENSION CHECK | 3957159
1941 | 0820-MEC-DD-84-BALE STAGE | CONVEYOR 2 TENSION CHECK | 25 | 24 | 3 - Obj Inspection | 0100820J | #ERROR! | #ERROR! |  |  |  | Conveyor Chain | DD | MEC | Check tension in conveyor chains | Tension |  |  | 84 |  | Use gauge to measure tension. Create an order to adjust if required |  | JDE |  | BALE HANDLING | Route Created. Pending develop data | 0820-MEC-DD-84-BALE STAGE CONVEYOR 2 TENSION CHECK | 3957160
1942 | 0820-MEC-DD-84-BALE STAGE | CONVEYOR 2 TENSION CHECK | 25 | 24 | 2 - Subj Inspection | 0100820J | #ERROR! | #ERROR! |  |  |  | Torque Arm connection | DD | MEC | Check torque arm connection for shaft mount reducer | Play | looseness |  | 84 |  |  |  | JDE |  | BALE HANDLING | Route Created. Pending develop data | 0820-MEC-DD-84-BALE STAGE CONVEYOR 2 TENSION CHECK | 3957160
1944 | 0820-MEC-DD-84-BALE STAGE | CONVEYOR 2 TENSION CHECK | 25 | 24 | 2 - Subj Inspection | 0100820J | #ERROR! | #ERROR! |  |  |  | Fasteners | DD | MEC | Inspect and ensure all fasteners are secured | Loose |  |  | 84 |  |  |  | JDE |  | BALE HANDLING | Route Created. Pending develop data | 0820-MEC-DD-84-BALE STAGE CONVEYOR 2 TENSION CHECK | 3957160
1955 | 0820-MEC-DD-84-BALE STAGE | CONVEYOR 3 TENSION CHECK | 25 | 24 | 3 - Obj Inspection | 0100820K | #ERROR! | #ERROR! |  |  |  | Conveyor Chain | DD | MEC | Check tension in conveyor chains | Tension |  |  | 84 |  | Use gauge to measure tension. Create an order to adjust if required |  | JDE |  | BALE HANDLING | Route Created. Pending develop data | 0820-MEC-DD-84-BALE STAGE CONVEYOR 3 TENSION CHECK | 3957161
1956 | 0820-MEC-DD-84-BALE STAGE | CONVEYOR 3 TENSION CHECK | 25 | 24 | 2 - Subj Inspection | 0100820K | #ERROR! | #ERROR! |  |  |  | Torque Arm connection | DD | MEC | Check torque arm connection for shaft mount reducer | Play | looseness |  | 84 |  |  |  | JDE |  | BALE HANDLING | Route Created. Pending develop data | 0820-MEC-DD-84-BALE STAGE CONVEYOR 3 TENSION CHECK | 3957161
1958 | 0820-MEC-DD-84-BALE STAGE | CONVEYOR 3 TENSION CHECK | 25 | 24 | 2 - Subj Inspection | 0100820K | #ERROR! | #ERROR! |  |  |  | Fasteners | DD | MEC | Inspect and ensure all fasteners are secured | Loose |  |  | 84 |  |  |  | JDE |  | BALE HANDLING | Route Created. Pending develop data | 0820-MEC-DD-84-BALE STAGE CONVEYOR 3 TENSION CHECK | 3957161
1970 | 0820-MEC-DD-84-PULPER 1 FEED | CONVEYOR INSPECTION | 28 | 19 | 2 - Subj Inspection | 0100820L | #ERROR! | #ERROR! |  |  |  | Torque Arm connection | DD | MEC | Check torque arm connection for shaft mount reducer | Play | looseness |  | 84 |  |  |  | JDE |  | BALE HANDLING | Route Created. Pending develop data | 0820-MEC-DD-84-PULPER 1 FEED CONVEYOR INSPECTION | 3957162
1973 | 0820-MEC-DD-84-PULPER 1 FEED | CONVEYOR INSPECTION | 28 | 19 | 2 - Subj Inspection | 0100820L | #ERROR! | #ERROR! |  |  |  | Fasteners | DD | MEC | Inspect and ensure all fasteners are secured | Loose |  |  | 84 |  |  |  | JDE |  | BALE HANDLING | Route Created. Pending develop data | 0820-MEC-DD-84-PULPER 1 FEED CONVEYOR INSPECTION | 3957162
1974 | 0820-MEC-DD-84-PULPER 1 FEED | CONVEYOR INSPECTION | 28 | 19 | 2 - Subj Inspection | 0100820L | #ERROR! | #ERROR! |  |  |  | Conveyor Belt | DD | MEC | Inspect condition of belt | High Tension | Low Tension | Wear | 84 |  |  |  | JDE |  | BALE HANDLING | Route Created. Pending develop data | 0820-MEC-DD-84-PULPER 1 FEED CONVEYOR INSPECTION | 3957162
1975 | 0820-MEC-DD-84-PULPER 1 FEED | CONVEYOR INSPECTION | 28 | 19 | 2 - Subj Inspection | 0100820L | #ERROR! | #ERROR! |  |  |  | Gearbox | DD | MEC | Perform visual inspection and clean surface | Leaks | Noise | Loose bolts | 84 |  |  |  | JDE |  | BALE HANDLING | Route Created. Pending develop data | 0820-MEC-DD-84-PULPER 1 FEED CONVEYOR INSPECTION | 3957162
1983 | 0820-MEC-DD-84-PULPER 1 FEED | CONVEYOR INSPECTION | 28 | 19 | 2 - Subj Inspection | 0100820L | #ERROR! | #ERROR! |  |  |  | Coupling | DD | MEC | Visual inspection | Wear | Lack of Grease | Dirty | 84 |  |  |  | JDE |  | BALE HANDLING | Route Created. Pending develop data | 0820-MEC-DD-84-PULPER 1 FEED CONVEYOR INSPECTION | 3957162
1985 | 0820-MEC-DD-84-PULPER 1 TRANS | CONVEYOR TENSION CHECK | 29 | 22 | 3 - Obj Inspection | 0100820M | #ERROR! | #ERROR! |  |  |  | Conveyor Chain | DD | MEC | Check tension in conveyor chains | Tension |  |  | 84 |  | Use gauge to measure tension. Create an order to adjust if required |  | JDE |  | BALE HANDLING | Route Created. Pending develop data | 0820-MEC-DD-84-PULPER 1 TRANS CONVEYOR TENSION CHECK | 3957163
1986 | 0820-MEC-DD-84-PULPER 1 TRANS | CONVEYOR TENSION CHECK | 29 | 22 | 2 - Subj Inspection | 0100820M | #ERROR! | #ERROR! |  |  |  | Torque Arm connection | DD | MEC | Check torque arm connection for shaft mount reducer | Play | looseness |  | 84 |  |  |  | JDE |  | BALE HANDLING | Route Created. Pending develop data | 0820-MEC-DD-84-PULPER 1 TRANS CONVEYOR TENSION CHECK | 3957163
1988 | 0820-MEC-DD-84-PULPER 1 TRANS | CONVEYOR TENSION CHECK | 29 | 22 | 2 - Subj Inspection | 0100820M | #ERROR! | #ERROR! |  |  |  | Fasteners | DD | MEC | Inspect and ensure all fasteners are secured | Loose |  |  | 84 |  |  |  | JDE |  | BALE HANDLING | Route Created. Pending develop data | 0820-MEC-DD-84-PULPER 1 TRANS CONVEYOR TENSION CHECK | 3957163
2000 | 0820-MEC-DD-84-PULPER 2 FEED | CONVEYOR INSPECTION | 28 | 19 | 2 - Subj Inspection | 0100820N | #ERROR! | #ERROR! |  |  |  | Torque Arm connection | DD | MEC | Check torque arm connection for shaft mount reducer | Play | looseness |  | 84 |  |  |  | JDE |  | BALE HANDLING | Route Created. Pending develop data | 0820-MEC-DD-84-PULPER 2 FEED CONVEYOR INSPECTION | 3957164
2003 | 0820-MEC-DD-84-PULPER 2 FEED | CONVEYOR INSPECTION | 28 | 19 | 2 - Subj Inspection | 0100820N | #ERROR! | #ERROR! |  |  |  | Fasteners | DD | MEC | Inspect and ensure all fasteners are secured | Loose |  |  | 84 |  |  |  | JDE |  | BALE HANDLING | Route Created. Pending develop data | 0820-MEC-DD-84-PULPER 2 FEED CONVEYOR INSPECTION | 3957164
2004 | 0820-MEC-DD-84-PULPER 2 FEED | CONVEYOR INSPECTION | 28 | 19 | 2 - Subj Inspection | 0100820N | #ERROR! | #ERROR! |  |  |  | Conveyor Belt | DD | MEC | Inspect condition of belt | High Tension | Low Tension | Wear | 84 |  |  |  | JDE |  | BALE HANDLING | Route Created. Pending develop data | 0820-MEC-DD-84-PULPER 2 FEED CONVEYOR INSPECTION | 3957164
2005 | 0820-MEC-DD-84-PULPER 2 FEED | CONVEYOR INSPECTION | 28 | 19 | 2 - Subj Inspection | 0100820N | #ERROR! | #ERROR! |  |  |  | Gearbox | DD | MEC | Perform visual inspection and clean surface | Leaks | Noise | Loose bolts | 84 |  |  |  | JDE |  | BALE HANDLING | Route Created. Pending develop data | 0820-MEC-DD-84-PULPER 2 FEED CONVEYOR INSPECTION | 3957164
2013 | 0820-MEC-DD-84-PULPER 2 FEED | CONVEYOR INSPECTION | 28 | 19 | 2 - Subj Inspection | 0100820N | #ERROR! | #ERROR! |  |  |  | Coupling | DD | MEC | Visual inspection | Wear | Lack of Grease | Dirty | 84 |  |  |  | JDE |  | BALE HANDLING | Route Created. Pending develop data | 0820-MEC-DD-84-PULPER 2 FEED CONVEYOR INSPECTION | 3957164
2015 | 0820-MEC-DD-84-PULPER 2 TRANS | CONVEYOR TENSION CHECK | 29 | 22 | 3 - Obj Inspection | 0100820O | #ERROR! | #ERROR! |  |  |  | Conveyor Chain | DD | MEC | Check tension in conveyor chains | Tension |  |  | 84 |  | Use gauge to measure tension. Create an order to adjust if required |  | JDE |  | BALE HANDLING | Route Created. Pending develop data | 0820-MEC-DD-84-PULPER 2 TRANS CONVEYOR TENSION CHECK | 3957165
2016 | 0820-MEC-DD-84-PULPER 2 TRANS | CONVEYOR TENSION CHECK | 29 | 22 | 2 - Subj Inspection | 0100820O | #ERROR! | #ERROR! |  |  |  | Torque Arm connection | DD | MEC | Check torque arm connection for shaft mount reducer | Play | looseness |  | 84 |  |  |  | JDE |  | BALE HANDLING | Route Created. Pending develop data | 0820-MEC-DD-84-PULPER 2 TRANS CONVEYOR TENSION CHECK | 3957165
2018 | 0820-MEC-DD-84-PULPER 2 TRANS | CONVEYOR TENSION CHECK | 29 | 22 | 2 - Subj Inspection | 0100820O | #ERROR! | #ERROR! |  |  |  | Fasteners | DD | MEC | Inspect and ensure all fasteners are secured | Loose |  |  | 84 |  |  |  | JDE |  | BALE HANDLING | Route Created. Pending develop data | 0820-MEC-DD-84-PULPER 2 TRANS CONVEYOR TENSION CHECK | 3957165
2037 | 0820-MEC-DD-84-ROBOT DESTACKER | EXTERNAL INSPECTION | 30 | 19 | 2 - Subj Inspection | 0100820P | #ERROR! | #ERROR! | 0100820PA | #ERROR! | #ERROR! | Robot Body | DD | MEC | Check for water or cutting oils. Wipe out | Moisture |  |  | 84 | 0.1 |  |  | JDE |  | BALE HANDLING | Route Created. Pending develop data | 0820-MEC-DD-84-ROBOT DESTACKER EXTERNAL INSPECTION | 3957166
2049 | 0820-MEC-DD-84-ROBOT DESTACKER | EXTERNAL INSPECTION | 30 | 19 | 2 - Subj Inspection | 0100820P | #ERROR! | #ERROR! | 0100820PA | #ERROR! | #ERROR! | Robot Body | DD | MEC | Check the external damage or peeling paint | Damaged |  |  | 84 | 0.1 | Check whether the robot has external damage or peeling paint due to the interference with the peripheral devices. If an interference occurs, eliminate the cause. Also, if the external damage is serious, and causes a problem in which the robot will not operate, replace the damaged parts. |  | JDE |  | BALE HANDLING | Route Created. Pending develop data | 0820-MEC-DD-84-ROBOT DESTACKER EXTERNAL INSPECTION | 3957166
2053 | 0820-MEC-DD-84-ROBOT DESTACKER | EXTERNAL INSPECTION | 30 | 19 | 2 - Subj Inspection | 0100820P | #ERROR! | #ERROR! | 0100820PA | #ERROR! | #ERROR! | Balancer and Stopper | DD | MEC | Check wear debris | Wear |  |  | 84 | 0.1 | Check whether wear debris is generated on the following parts. Balancer rod, support part of in frond and behind of the balancer. J1-axis swing stopper rotation part. If serious wear occurs on the part that generated the wear debris, replace the part. |  | JDE |  | BALE HANDLING | Route Created. Pending develop data | 0820-MEC-DD-84-ROBOT DESTACKER EXTERNAL INSPECTION | 3957166
2071 | 0820-MEC-DD-84-AUTO DEWIRING | MACHINE INSPECTION | 28 | 18 | 2 - Subj Inspection | 0100820R | #ERROR! | #ERROR! |  |  |  | Torque Arm connection | DD | MEC | Check torque arm connection for shaft mount reducer | Play |  |  | 84 |  |  |  | JDE |  | BALE HANDLING | Route Created. Pending develop data | 0820-MEC-DD-84-AUTO DEWIRING MACHINE INSPECTION | 3957167
2073 | 0820-MEC-DD-84-AUTO DEWIRING | MACHINE INSPECTION | 28 | 18 | 2 - Subj Inspection | 0100820R | #ERROR! | #ERROR! |  |  |  | Fasteners | DD | MEC | Inspect and ensure all fasteners are secured | Loose |  |  | 84 |  |  |  | JDE |  | BALE HANDLING | Route Created. Pending develop data | 0820-MEC-DD-84-AUTO DEWIRING MACHINE INSPECTION | 3957167
2074 | 0820-MEC-DD-84-AUTO DEWIRING | MACHINE INSPECTION | 28 | 18 | 2 - Subj Inspection | 0100820R | #ERROR! | #ERROR! |  |  |  | Cutters | DD | MEC | Visual Inspection | Wear |  |  | 84 |  |  |  | JDE |  | BALE HANDLING | Route Created. Pending develop data | 0820-MEC-DD-84-AUTO DEWIRING MACHINE INSPECTION | 3957167
2075 | 0820-MEC-DD-84-AUTO DEWIRING | MACHINE INSPECTION | 28 | 18 | 2 - Subj Inspection | 0100820R | #ERROR! | #ERROR! |  |  |  | Gearbox | DD | MEC | Perform visual inspection and clean surface | Leaks | Noise | Loose bolts | 84 |  |  |  | JDE |  | BALE HANDLING | Route Created. Pending develop data | 0820-MEC-DD-84-AUTO DEWIRING MACHINE INSPECTION | 3957167
2081 | 0820-MEC-DD-84-AUTO DEWIRING | MACHINE INSPECTION | 28 | 18 | 2 - Subj Inspection | 0100820R | #ERROR! | #ERROR! |  |  |  | Coupling | DD | MEC | Visual inspection | Wear | Lack of Grease | Dirty | 84 |  |  |  | JDE |  | BALE HANDLING | Route Created. Pending develop data | 0820-MEC-DD-84-AUTO DEWIRING MACHINE INSPECTION | 3957167
2086 | 0820-MEC-DD-84-WIRE COLIER | INSPECTION AND SERVICE | 26 | 22 | 2 - Subj Inspection | 0100820U | #ERROR! | #ERROR! |  |  |  | Hydraulic Reservoir | DD | MEC | Check Oil level | Low Oil Level |  |  | 84 |  |  |  | LUBE-IT |  | BALE HANDLING | Route Created. Pending develop data | 0820-MEC-DD-84-WIRE COLIER INSPECTION AND SERVICE | 3957168
2088 | 0820-MEC-DD-84-WIRE COLIER | INSPECTION AND SERVICE | 26 | 22 | 2 - Subj Inspection | 0100820U | #ERROR! | #ERROR! |  |  |  | Baler Floor | DD | MEC | Check the baler floor for any unusual wear, especially where the liners and rollers travel | Wear |  |  | 84 |  | For balers with roller equipped rams, grooves in the floor indicate one or more of the rollers is not rolling. The rollers must be checked and replaced as necessary before the grooves become deep enough to cause wear on the lower edge of the ram face as it is dragged along the baler floor. If the grooves become too deep they will have to be welded and ground smooth, a very time consuming, expensive process. The lower edge of the ram face may have to be welded and re-machined to maintain the proper clearance (1/32") between the floor and bottom of the ram face. Excessive clearance between the floor and the ram face will allow material to pass under the ram. This could cause the rollers or liners to ride on the accumulated material and jam the liners into the gib bars, breaking the gib bar bolts or stalling the ram. |  | JDE |  | BALE HANDLING | Route Created. Pending develop data | 0820-MEC-DD-84-WIRE COLIER INSPECTION AND SERVICE | 3957168
2100 | 0820-MEC-DD-84-WIRE COLIER | INSPECTION AND SERVICE | 26 | 22 | 1C - Clean | 0100820U | #ERROR! | #ERROR! |  | Hydraulic System |  | Reservoir | DD | MEC | Drain and clean reservoir using dry rags | Dirty |  |  | 84 |  | Inside the tank are two (2) magnets located under the oil suction line. If they are covered with residue and cannot be seen, feel around in the tank until found. Remove, clean and reinstall magnets under oil suction line after tank is thoroughly cleaned. After reinstalling magnets, refill reservoir at filler breather with clean premium grade hydraulic oil to proper level. |  | JDE |  | BALE HANDLING | Route Created. Pending develop data | 0820-MEC-DD-84-WIRE COLIER INSPECTION AND SERVICE | 3957168
2103 | 0820-MEC-DD-84-WIRE COLIER | INSPECTION AND SERVICE | 26 | 22 | 2 - Subj Inspection | 0100820U | #ERROR! | #ERROR! |  |  |  | Hydraulic oil breather | DD | MEC | Inspect breather. Create an order to replace if needed. | Plugged |  |  | 84 |  |  |  | LUBE-IT |  | BALE HANDLING | Route Created. Pending develop data | 0820-MEC-DD-84-WIRE COLIER INSPECTION AND SERVICE | 3957168
2105 | 0820-MEC-DD-84-WIRE COLIER | INSPECTION AND SERVICE | 26 | 22 | 2 - Subj Inspection | 0100820U | #ERROR! | #ERROR! |  | Hydraulic System |  | Filter | DD | MEC | Inspect filter orifice. Replace if used. | Dirty | Plugged | Wear | 84 |  |  |  | JDE |  | BALE HANDLING | Route Created. Pending develop data | 0820-MEC-DD-84-WIRE COLIER INSPECTION AND SERVICE | 3957168
2113 | 0820-MEC-DD-84-WIRE COLIER | INSPECTION AND SERVICE | 26 | 22 | 3 - Obj Inspection | 0100820U | #ERROR! | #ERROR! |  |  |  | Shear Bar | DD | MEC | Measure he gap between the top of the ram and the shear bar. It should be no greater than 1/16" - 3/16". If greater, create an order to replace the bottom ram liner | Clearence | Out of Tolerance |  | 84 |  |  |  | JDE |  | BALE HANDLING | Route Created. Pending develop data | 0820-MEC-DD-84-WIRE COLIER INSPECTION AND SERVICE | 3957168
2116 | 0820-MEC-DD-84-WIRE COLIER | INSPECTION AND SERVICE | 26 | 22 | 1C - Clean | 0100820U | #ERROR! | #ERROR! |  |  |  | Motor | DD | MEC | Use compressed air to blow dust, blowing from the coupling end to the other end. | Dirty |  |  | 84 |  |  |  | JDE |  | BALE HANDLING | Route Created. Pending develop data | 0820-MEC-DD-84-WIRE COLIER INSPECTION AND SERVICE | 3957168
2117 | 0820-MEC-DD-84-WIRE COLIER | INSPECTION AND SERVICE | 26 | 22 | 1C - Clean | 0100820U | #ERROR! | #ERROR! |  |  |  | Air-Oil Cooler | DD | MEC | Use compressed air to blow trough cores | Dirty |  |  | 84 |  |  |  | JDE |  | BALE HANDLING | Route Created. Pending develop data | 0820-MEC-DD-84-WIRE COLIER INSPECTION AND SERVICE | 3957168
2118 | 0820-MEC-DD-84-TOOL BALANCER | JIB CRANE INSPECTION | 28 | 20 | 2 - Subj Inspection | 0100820W | #ERROR! | #ERROR! |  | Jib Crane |  | Friction Brakes | DD | MEC | Adjust friction brakes to achieve desired rotational resistance | Out of Adjustment |  |  | 84 |  |  |  | JDE |  | BALE HANDLING | Route Created. Pending develop data | 0820-MEC-DD-84-TOOL BALANCER JIB CRANE INSPECTION | 3957169
2120 | 0820-MEC-DD-84-TOOL BALANCER | JIB CRANE INSPECTION | 28 | 20 | 2 - Subj Inspection | 0100820W | #ERROR! | #ERROR! |  | Jib Crane |  | Pivot Pins | DD | MEC | Check that cotter pin is properly installed so that boom cannot dislodge. | Loose |  |  | 84 |  |  |  | JDE |  | BALE HANDLING | Route Created. Pending develop data | 0820-MEC-DD-84-TOOL BALANCER JIB CRANE INSPECTION | 3957169
2121 | 0820-MEC-DD-84-TOOL BALANCER | JIB CRANE INSPECTION | 28 | 20 | 2 - Subj Inspection | 0100820W | #ERROR! | #ERROR! |  | Jib Crane |  | Bolts | DD | MEC | Check that lock washers are compressed and nuts tightened to manufacturer’s specifications | Loose |  |  | 84 |  | See Section 2.2 of Jib Crane Manual for torque values |  | JDE |  | BALE HANDLING | Route Created. Pending develop data | 0820-MEC-DD-84-TOOL BALANCER JIB CRANE INSPECTION | 3957169
2122 | 0820-MEC-DD-84-TOOL BALANCER | JIB CRANE INSPECTION | 28 | 20 | 2 - Subj Inspection | 0100820W | #ERROR! | #ERROR! |  | Jib Crane |  | Friction Brakes | DD | MEC | Conduct a visual inspection of the crane overall | Wear | Corrosion |  | 84 |  |  |  | JDE |  | BALE HANDLING | Route Created. Pending develop data | 0820-MEC-DD-84-TOOL BALANCER JIB CRANE INSPECTION | 3957169
2132 | 0820-ELE-DD-84-BALE HANDLING | JBOX INSPECT AND CLEAN | 28 | 22 | 2 - Subj Inspection | 0100820Y | #ERROR! | #ERROR! | 0100820Y27 | #ERROR! | #ERROR! | Wiring and connections | DD | E&I | Inspection of condition. Blow out dust if needed | Looseness | Dirty |  | 84 |  |  |  | JDE |  | BALE HANDLING | Route Created. Pending develop data | 0820-ELE-DD-84-BALE HANDLING JBOX INSPECT AND CLEAN | 3957170
2133 | 0820-ELE-DD-84-BALE HANDLING | JBOX INSPECT AND CLEAN | 28 | 22 | 2 - Subj Inspection | 0100820Y | #ERROR! | #ERROR! | 0100820Y28 | #ERROR! | #ERROR! | Wiring and connections | DD | E&I | Inspection of condition. Blow out dust if needed | Looseness | Dirty |  | 84 |  |  |  | JDE |  | BALE HANDLING | Route Created. Pending develop data | 0820-ELE-DD-84-BALE HANDLING JBOX INSPECT AND CLEAN | 3957170
2134 | 0820-ELE-DD-84-BALE HANDLING | JBOX INSPECT AND CLEAN | 28 | 22 | 2 - Subj Inspection | 0100820Y | #ERROR! | #ERROR! | 0100820Y29 | #ERROR! | #ERROR! | Wiring and connections | DD | E&I | Inspection of condition. Blow out dust if needed | Looseness | Dirty |  | 84 |  |  |  | JDE |  | BALE HANDLING | Route Created. Pending develop data | 0820-ELE-DD-84-BALE HANDLING JBOX INSPECT AND CLEAN | 3957170
2135 | 0820-ELE-DD-84-BALE HANDLING | JBOX INSPECT AND CLEAN | 28 | 22 | 2 - Subj Inspection | 0100820Y | #ERROR! | #ERROR! | 0100820Y30 | #ERROR! | #ERROR! | Wiring and connections | DD | E&I | Inspection of condition. Blow out dust if needed | Looseness | Dirty |  | 84 |  |  |  | JDE |  | BALE HANDLING | Route Created. Pending develop data | 0820-ELE-DD-84-BALE HANDLING JBOX INSPECT AND CLEAN | 3957170
2136 | 0820-ELE-DD-84-BALE HANDLING | JBOX INSPECT AND CLEAN | 28 | 22 | 2 - Subj Inspection | 0100820Y | #ERROR! | #ERROR! | 0100820Y31 | #ERROR! | #ERROR! | Wiring and connections | DD | E&I | Inspection of condition. Blow out dust if needed | Looseness | Dirty |  | 84 |  |  |  | JDE |  | BALE HANDLING | Route Created. Pending develop data | 0820-ELE-DD-84-BALE HANDLING JBOX INSPECT AND CLEAN | 3957170
2137 | 0820-ELE-DD-84-BALE HANDLING | JBOX INSPECT AND CLEAN | 28 | 22 | 2 - Subj Inspection | 0100820Y | #ERROR! | #ERROR! | 0100820Y32 | #ERROR! | #ERROR! | Wiring and connections | DD | E&I | Inspection of condition. Blow out dust if needed | Looseness | Dirty |  | 84 |  |  |  | JDE |  | BALE HANDLING | Route Created. Pending develop data | 0820-ELE-DD-84-BALE HANDLING JBOX INSPECT AND CLEAN | 3957170
2138 | 0820-ELE-DD-84-BALE HANDLING | JBOX INSPECT AND CLEAN | 28 | 22 | 2 - Subj Inspection | 0100820Y | #ERROR! | #ERROR! | 0100820YA | #ERROR! | #ERROR! | Wiring and connections | DD | E&I | Inspection of condition. Blow out dust if needed | Looseness | Dirty |  | 84 |  |  |  | JDE |  | BALE HANDLING | Route Created. Pending develop data | 0820-ELE-DD-84-BALE HANDLING JBOX INSPECT AND CLEAN | 3957170
2139 | 0820-ELE-DD-84-BALE HANDLING | JBOX INSPECT AND CLEAN | 28 | 22 | 2 - Subj Inspection | 0100820Y | #ERROR! | #ERROR! | 0100820YB | #ERROR! | #ERROR! | Wiring and connections | DD | E&I | Inspection of condition. Blow out dust if needed | Looseness | Dirty |  | 84 |  |  |  | JDE |  | BALE HANDLING | Route Created. Pending develop data | 0820-ELE-DD-84-BALE HANDLING JBOX INSPECT AND CLEAN | 3957170
2140 | 0820-ELE-DD-84-BALE HANDLING | JBOX INSPECT AND CLEAN | 28 | 22 | 2 - Subj Inspection | 0100820Y | #ERROR! | #ERROR! | 0100820YC | #ERROR! | #ERROR! | Wiring and connections | DD | E&I | Inspection of condition. Blow out dust if needed | Looseness | Dirty |  | 84 |  |  |  | JDE |  | BALE HANDLING | Route Created. Pending develop data | 0820-ELE-DD-84-BALE HANDLING JBOX INSPECT AND CLEAN | 3957170
2141 | 0820-ELE-DD-84-BALE HANDLING | JBOX INSPECT AND CLEAN | 28 | 22 | 2 - Subj Inspection | 0100820Y | #ERROR! | #ERROR! | 0100820YD | #ERROR! | #ERROR! | Wiring and connections | DD | E&I | Inspection of condition. Blow out dust if needed | Looseness | Dirty |  | 84 |  |  |  | JDE |  | BALE HANDLING | Route Created. Pending develop data | 0820-ELE-DD-84-BALE HANDLING JBOX INSPECT AND CLEAN | 3957170
2142 | 0820-ELE-DD-84-BALE HANDLING | JBOX INSPECT AND CLEAN | 28 | 22 | 2 - Subj Inspection | 0100820Y | #ERROR! | #ERROR! | 0100820YE | #ERROR! | #ERROR! | Wiring and connections | DD | E&I | Inspection of condition. Blow out dust if needed | Looseness | Dirty |  | 84 |  |  |  | JDE |  | BALE HANDLING | Route Created. Pending develop data | 0820-ELE-DD-84-BALE HANDLING JBOX INSPECT AND CLEAN | 3957170
2143 | 0820-ELE-DD-84-BALE HANDLING | JBOX INSPECT AND CLEAN | 28 | 22 | 2 - Subj Inspection | 0100820Y | #ERROR! | #ERROR! | 0100820YF | #ERROR! | #ERROR! | Wiring and connections | DD | E&I | Inspection of condition. Blow out dust if needed | Looseness | Dirty |  | 84 |  |  |  | JDE |  | BALE HANDLING | Route Created. Pending develop data | 0820-ELE-DD-84-BALE HANDLING JBOX INSPECT AND CLEAN | 3957170
2144 | 0820-ELE-DD-84-BALE HANDLING | JBOX INSPECT AND CLEAN | 28 | 22 | 2 - Subj Inspection | 0100820Y | #ERROR! | #ERROR! | 0100820YG | #ERROR! | #ERROR! | Wiring and connections | DD | E&I | Inspection of condition. Blow out dust if needed | Looseness | Dirty |  | 84 |  |  |  | JDE |  | BALE HANDLING | Route Created. Pending develop data | 0820-ELE-DD-84-BALE HANDLING JBOX INSPECT AND CLEAN | 3957170
2145 | 0820-ELE-DD-84-BALE HANDLING | JBOX INSPECT AND CLEAN | 28 | 22 | 2 - Subj Inspection | 0100820Y | #ERROR! | #ERROR! | 0100820YH | #ERROR! | #ERROR! | Wiring and connections | DD | E&I | Inspection of condition. Blow out dust if needed | Looseness | Dirty |  | 84 |  |  |  | JDE |  | BALE HANDLING | Route Created. Pending develop data | 0820-ELE-DD-84-BALE HANDLING JBOX INSPECT AND CLEAN | 3957170
2146 | 0820-ELE-DD-84-BALE HANDLING | JBOX INSPECT AND CLEAN | 28 | 22 | 2 - Subj Inspection | 0100820Y | #ERROR! | #ERROR! | 0100820YI | #ERROR! | #ERROR! | Wiring and connections | DD | E&I | Inspection of condition. Blow out dust if needed | Looseness | Dirty |  | 84 |  |  |  | JDE |  | BALE HANDLING | Route Created. Pending develop data | 0820-ELE-DD-84-BALE HANDLING JBOX INSPECT AND CLEAN | 3957170
2147 | 0820-ELE-DD-84-BALE HANDLING | JBOX INSPECT AND CLEAN | 28 | 22 | 2 - Subj Inspection | 0100820Y | #ERROR! | #ERROR! | 0100820YJ | #ERROR! | #ERROR! | Wiring and connections | DD | E&I | Inspection of condition. Blow out dust if needed | Looseness | Dirty |  | 84 |  |  |  | JDE |  | BALE HANDLING | Route Created. Pending develop data | 0820-ELE-DD-84-BALE HANDLING JBOX INSPECT AND CLEAN | 3957170
2148 | 0820-ELE-DD-84-BALE HANDLING | JBOX INSPECT AND CLEAN | 28 | 22 | 2 - Subj Inspection | 0100820Y | #ERROR! | #ERROR! | 0100820YK | #ERROR! | #ERROR! | Wiring and connections | DD | E&I | Inspection of condition. Blow out dust if needed | Looseness | Dirty |  | 84 |  |  |  | JDE |  | BALE HANDLING | Route Created. Pending develop data | 0820-ELE-DD-84-BALE HANDLING JBOX INSPECT AND CLEAN | 3957170
2149 | 0820-ELE-DD-84-BALE HANDLING | JBOX INSPECT AND CLEAN | 28 | 22 | 2 - Subj Inspection | 0100820Y | #ERROR! | #ERROR! | 0100820YL | #ERROR! | #ERROR! | Wiring and connections | DD | E&I | Inspection of condition. Blow out dust if needed | Looseness | Dirty |  | 84 |  |  |  | JDE |  | BALE HANDLING | Route Created. Pending develop data | 0820-ELE-DD-84-BALE HANDLING JBOX INSPECT AND CLEAN | 3957170
2150 | 0820-ELE-DD-84-BALE HANDLING | JBOX INSPECT AND CLEAN | 28 | 22 | 2 - Subj Inspection | 0100820Y | #ERROR! | #ERROR! | 0100820YM | #ERROR! | #ERROR! | Wiring and connections | DD | E&I | Inspection of condition. Blow out dust if needed | Looseness | Dirty |  | 84 |  |  |  | JDE |  | BALE HANDLING | Route Created. Pending develop data | 0820-ELE-DD-84-BALE HANDLING JBOX INSPECT AND CLEAN | 3957170
2151 | 0820-ELE-DD-84-BALE HANDLING | JBOX INSPECT AND CLEAN | 28 | 22 | 2 - Subj Inspection | 0100820Y | #ERROR! | #ERROR! | 0100820YN | #ERROR! | #ERROR! | Wiring and connections | DD | E&I | Inspection of condition. Blow out dust if needed | Looseness | Dirty |  | 84 |  |  |  | JDE |  | BALE HANDLING | Route Created. Pending develop data | 0820-ELE-DD-84-BALE HANDLING JBOX INSPECT AND CLEAN | 3957170
2152 | 0820-ELE-DD-84-BALE HANDLING | JBOX INSPECT AND CLEAN | 28 | 22 | 2 - Subj Inspection | 0100820Y | #ERROR! | #ERROR! | 0100820YO | #ERROR! | #ERROR! | Wiring and connections | DD | E&I | Inspection of condition. Blow out dust if needed | Looseness | Dirty |  | 84 |  |  |  | JDE |  | BALE HANDLING | Route Created. Pending develop data | 0820-ELE-DD-84-BALE HANDLING JBOX INSPECT AND CLEAN | 3957170
2153 | 0820-ELE-DD-84-BALE HANDLING | JBOX INSPECT AND CLEAN | 28 | 22 | 2 - Subj Inspection | 0100820Y | #ERROR! | #ERROR! | 0100820YP | #ERROR! | #ERROR! | Wiring and connections | DD | E&I | Inspection of condition. Blow out dust if needed | Looseness | Dirty |  | 84 |  |  |  | JDE |  | BALE HANDLING | Route Created. Pending develop data | 0820-ELE-DD-84-BALE HANDLING JBOX INSPECT AND CLEAN | 3957170
2154 | 0820-ELE-DD-84-BALE HANDLING | JBOX INSPECT AND CLEAN | 28 | 22 | 2 - Subj Inspection | 0100820Y | #ERROR! | #ERROR! | 0100820YQ | #ERROR! | #ERROR! | Wiring and connections | DD | E&I | Inspection of condition. Blow out dust if needed | Looseness | Dirty |  | 84 |  |  |  | JDE |  | BALE HANDLING | Route Created. Pending develop data | 0820-ELE-DD-84-BALE HANDLING JBOX INSPECT AND CLEAN | 3957170
2155 | 0820-ELE-DD-84-BALE HANDLING | JBOX INSPECT AND CLEAN | 28 | 22 | 2 - Subj Inspection | 0100820Y | #ERROR! | #ERROR! | 0100820YR | #ERROR! | #ERROR! | Wiring and connections | DD | E&I | Inspection of condition. Blow out dust if needed | Looseness | Dirty |  | 84 |  |  |  | JDE |  | BALE HANDLING | Route Created. Pending develop data | 0820-ELE-DD-84-BALE HANDLING JBOX INSPECT AND CLEAN | 3957170
2156 | 0820-ELE-DD-84-BALE HANDLING | JBOX INSPECT AND CLEAN | 28 | 22 | 2 - Subj Inspection | 0100820Y | #ERROR! | #ERROR! | 0100820YS | #ERROR! | #ERROR! | Wiring and connections | DD | E&I | Inspection of condition. Blow out dust if needed | Looseness | Dirty |  | 84 |  |  |  | JDE |  | BALE HANDLING | Route Created. Pending develop data | 0820-ELE-DD-84-BALE HANDLING JBOX INSPECT AND CLEAN | 3957170
2157 | 0820-ELE-DD-84-BALE HANDLING | JBOX INSPECT AND CLEAN | 28 | 22 | 2 - Subj Inspection | 0100820Y | #ERROR! | #ERROR! | 0100820YT | #ERROR! | #ERROR! | Wiring and connections | DD | E&I | Inspection of condition. Blow out dust if needed | Looseness | Dirty |  | 84 |  |  |  | JDE |  | BALE HANDLING | Route Created. Pending develop data | 0820-ELE-DD-84-BALE HANDLING JBOX INSPECT AND CLEAN | 3957170
2158 | 0820-ELE-DD-84-BALE HANDLING | JBOX INSPECT AND CLEAN | 28 | 22 | 2 - Subj Inspection | 0100820Y | #ERROR! | #ERROR! | 0100820YU | #ERROR! | #ERROR! | Wiring and connections | DD | E&I | Inspection of condition. Blow out dust if needed | Looseness | Dirty |  | 84 |  |  |  | JDE |  | BALE HANDLING | Route Created. Pending develop data | 0820-ELE-DD-84-BALE HANDLING JBOX INSPECT AND CLEAN | 3957170
2159 | 0820-ELE-DD-84-BALE HANDLING | JBOX INSPECT AND CLEAN | 28 | 22 | 2 - Subj Inspection | 0100820Y | #ERROR! | #ERROR! | 0100820YV | #ERROR! | #ERROR! | Wiring and connections | DD | E&I | Inspection of condition. Blow out dust if needed | Looseness | Dirty |  | 84 |  |  |  | JDE |  | BALE HANDLING | Route Created. Pending develop data | 0820-ELE-DD-84-BALE HANDLING JBOX INSPECT AND CLEAN | 3957170
2160 | 0820-ELE-DD-84-BALE HANDLING | JBOX INSPECT AND CLEAN | 28 | 22 | 2 - Subj Inspection | 0100820Y | #ERROR! | #ERROR! | 0100820YW | #ERROR! | #ERROR! | Wiring and connections | DD | E&I | Inspection of condition. Blow out dust if needed | Looseness | Dirty |  | 84 |  |  |  | JDE |  | BALE HANDLING | Route Created. Pending develop data | 0820-ELE-DD-84-BALE HANDLING JBOX INSPECT AND CLEAN | 3957170
2161 | 0820-ELE-DD-84-BALE HANDLING | JBOX INSPECT AND CLEAN | 28 | 22 | 2 - Subj Inspection | 0100820Y | #ERROR! | #ERROR! | 0100820YX | #ERROR! | #ERROR! | Wiring and connections | DD | E&I | Inspection of condition. Blow out dust if needed | Looseness | Dirty |  | 84 |  |  |  | JDE |  | BALE HANDLING | Route Created. Pending develop data | 0820-ELE-DD-84-BALE HANDLING JBOX INSPECT AND CLEAN | 3957170
2162 | 0820-ELE-DD-84-BALE HANDLING | JBOX INSPECT AND CLEAN | 28 | 22 | 2 - Subj Inspection | 0100820Y | #ERROR! | #ERROR! | 0100820YY | #ERROR! | #ERROR! | Wiring and connections | DD | E&I | Inspection of condition. Blow out dust if needed | Looseness | Dirty |  | 84 |  |  |  | JDE |  | BALE HANDLING | Route Created. Pending develop data | 0820-ELE-DD-84-BALE HANDLING JBOX INSPECT AND CLEAN | 3957170
2163 | 0820-ELE-DD-84-BALE HANDLING | JBOX INSPECT AND CLEAN | 28 | 22 | 2 - Subj Inspection | 0100820Y | #ERROR! | #ERROR! | 0100820YZ | #ERROR! | #ERROR! | Wiring and connections | DD | E&I | Inspection of condition. Blow out dust if needed | Looseness | Dirty |  | 84 |  |  |  | JDE |  | BALE HANDLING | Route Created. Pending develop data | 0820-ELE-DD-84-BALE HANDLING JBOX INSPECT AND CLEAN | 3957170
2166 | 0828-MEC-DD-84-LINE 1 BALER | SERVICE AND INSPECTION | 27 | 22 | 1C - Clean | 010082827 | #ERROR! | #ERROR! |  |  |  | Oil tank | DD | MEC | Flush oil and clean Tank bottom using clean dry rags | Dirty |  |  | 84 |  | Inside the tank are two (2) magnets located under the oil suction line. If they are covered with residue and cannot be seen, feel around in the tank until found. Remove, clean and reinstall magnets under oil suction line after tank is thoroughly cleaned |  | JDE |  | BROKE AND CORE | Route Created. Pending develop data | 0828-MEC-DD-84-LINE 1 BALER SERVICE AND INSPECTION | 3957171
2180 | 0828-MEC-DD-84-LINE 1 BALER | SERVICE AND INSPECTION | 27 | 22 | 2 - Subj Inspection | 010082827 | #ERROR! | #ERROR! |  |  |  | Hydraulic Pump | DD | MEC | Visually inspect general condition | Noise | Loose Bolts | Leaks | 84 |  |  |  | AMS |  | BROKE AND CORE | Route Created. Pending develop data | 0828-MEC-DD-84-LINE 1 BALER SERVICE AND INSPECTION | 3957171
2181 | 0828-MEC-DD-84-LINE 1 BALER | SERVICE AND INSPECTION | 27 | 22 | 2 - Subj Inspection | 010082827 | #ERROR! | #ERROR! | 010082827A | #ERROR! | #ERROR! | Coupling | DD | MEC | Verify the state of the coupling | Wear | Looseness | Noise | 84 |  |  |  | JDE |  | BROKE AND CORE | Route Created. Pending develop data | 0828-MEC-DD-84-LINE 1 BALER SERVICE AND INSPECTION | 3957171
2187 | 0828-MEC-DD-84-LINE 1 BALER | SERVICE AND INSPECTION | 27 | 22 | 2 - Subj Inspection | 010082827 | #ERROR! | #ERROR! |  |  |  | Ram rollers | DD | MEC | Visually inspect general condition and create an order to replace if needed | Wear | Damaged |  | 84 |  |  |  | JDE |  | BROKE AND CORE | Route Created. Pending develop data | 0828-MEC-DD-84-LINE 1 BALER SERVICE AND INSPECTION | 3957171
2189 | 0828-MEC-DD-84-LINE 1 BALER | SERVICE AND INSPECTION | 27 | 22 | 2 - Subj Inspection | 010082827 | #ERROR! | #ERROR! |  |  |  | Baler floor | DD | MEC | Check the baler floor for any unusual wear where the liners and rollers travel | Wear |  |  | 84 |  |  |  | JDE |  | BROKE AND CORE | Route Created. Pending develop data | 0828-MEC-DD-84-LINE 1 BALER SERVICE AND INSPECTION | 3957171
2193 | 0828-MEC-DD-84-LINE 1 BALER | SERVICE AND INSPECTION | 27 | 22 | 3 - Obj Inspection | 010082827 | #ERROR! | #ERROR! |  |  |  | Shear Bar | DD | MEC | Measure he gap between the top of the ram and the shear bar. It should be no greater than 1/16" - 3/16". If greater, create an order to replace the bottom ram liner | Clearence | Out of Tolerance |  | 84 |  |  |  | JDE |  | BROKE AND CORE | Route Created. Pending develop data | 0828-MEC-DD-84-LINE 1 BALER SERVICE AND INSPECTION | 3957171
2194 | 0828-MEC-DD-84-LINE 1 BALER | SERVICE AND INSPECTION | 27 | 22 | 1R - Replace | 010082827 | #ERROR! | #ERROR! |  |  |  | Spin-on filter | DD | MEC | Replace Filter at oil change |  |  |  | 84 |  |  |  | JDE |  | BROKE AND CORE | Route Created. Pending develop data | 0828-MEC-DD-84-LINE 1 BALER SERVICE AND INSPECTION | 3957171
2195 | 0828-MEC-DD-84-LINE 1 BALER | SERVICE AND INSPECTION | 27 | 22 | 2 - Subj Inspection | 010082827 | #ERROR! | #ERROR! |  |  |  | Spin-on filter port fitting | DD | MEC | At oil change. Remove port fitting and inspect to ensure orifice is not blocked. Clean if required | Dirty | Clogged |  | 84 |  |  |  | JDE |  | BROKE AND CORE | Route Created. Pending develop data | 0828-MEC-DD-84-LINE 1 BALER SERVICE AND INSPECTION | 3957171
2222 | 0828-MEC-DD-84-LINE 1 BALER | SERVICE AND INSPECTION | 27 | 22 | 3 - Obj Inspection | 010082827 | #ERROR! | #ERROR! | 010082827B | #ERROR! | #ERROR! | Motor Brake Air Gap | DD | MEC | Measure air gap. If it reaches 0.100" create an order to adjust. | Out of Tolerance |  |  | 84 |  |  |  | JDE |  | BROKE AND CORE | Route Created. Pending develop data | 0828-MEC-DD-84-LINE 1 BALER SERVICE AND INSPECTION | 3957171
2225 | 0828-MEC-DD-84-LINE 1 BALER | SERVICE AND INSPECTION | 27 | 22 | 2 - Subj Inspection | 010082827 | #ERROR! | #ERROR! | 010082827BA | #ERROR! | #ERROR! | Motor | DD | MEC | Visually inspect general condition | Noise | Loose Bolts |  | 84 |  |  |  | JDE |  | BROKE AND CORE | Route Created. Pending develop data | 0828-MEC-DD-84-LINE 1 BALER SERVICE AND INSPECTION | 3957171
2226 | 0828-MEC-DD-84-LINE 1 BALER | SERVICE AND INSPECTION | 27 | 22 | 1C - Clean | 010082827 | #ERROR! | #ERROR! | 010082827BA | #ERROR! | #ERROR! | Motor | DD | MEC | Clean the motor |  |  |  | 84 |  |  |  | JDE |  | BROKE AND CORE | Route Created. Pending develop data | 0828-MEC-DD-84-LINE 1 BALER SERVICE AND INSPECTION | 3957171
2227 | 0828-MEC-DD-84-LINE 1 BALER | SERVICE AND INSPECTION | 27 | 22 | 2 - Subj Inspection | 010082827 | #ERROR! | #ERROR! | 010082827A | #ERROR! | #ERROR! | Motor | DD | MEC | Visually inspect general condition | Noise | Loose Bolts |  | 84 |  |  |  | JDE |  | BROKE AND CORE | Route Created. Pending develop data | 0828-MEC-DD-84-LINE 1 BALER SERVICE AND INSPECTION | 3957171
2228 | 0828-MEC-DD-84-LINE 1 BALER | SERVICE AND INSPECTION | 27 | 22 | 1C - Clean | 010082827 | #ERROR! | #ERROR! | 010082827A | #ERROR! | #ERROR! | Motor | DD | MEC | Clean the motor |  |  |  | 84 |  |  |  | JDE |  | BROKE AND CORE | Route Created. Pending develop data | 0828-MEC-DD-84-LINE 1 BALER SERVICE AND INSPECTION | 3957171
2285 | 0828-MEC-DD-84-LINE 2 BALER | SERVICE AND INSPECTION | 27 | 22 | 1C - Clean | 010082828 | #ERROR! | #ERROR! |  |  |  | Oil tank | DD | MEC | Flush oil and clean Tank bottom using clean dry rags | Dirty |  |  | 84 |  | Inside the tank are two (2) magnets located under the oil suction line. If they are covered with residue and cannot be seen, feel around in the tank until found. Remove, clean and reinstall magnets under oil suction line after tank is thoroughly cleaned |  | JDE |  | BROKE AND CORE | Route Created. Pending develop data | 0828-MEC-DD-84-LINE 2 BALER SERVICE AND INSPECTION | 3957172
2287 | 0828-MEC-DD-84-LINE 2 BALER | SERVICE AND INSPECTION | 27 | 22 | 2 - Subj Inspection | 010082828 | #ERROR! | #ERROR! |  |  |  | Hydraulic Pump | DD | MEC | Visually inspect general condition | Noise | Loose Bolts | Leaks | 84 |  |  |  | AMS |  | BROKE AND CORE | Route Created. Pending develop data | 0828-MEC-DD-84-LINE 2 BALER SERVICE AND INSPECTION | 3957172
2288 | 0828-MEC-DD-84-LINE 2 BALER | SERVICE AND INSPECTION | 27 | 22 | 2 - Subj Inspection | 010082828 | #ERROR! | #ERROR! | 010082828A | #ERROR! | #ERROR! | Coupling | DD | MEC | Verify the state of the coupling | Wear | Looseness | Noise | 84 |  |  |  | JDE |  | BROKE AND CORE | Route Created. Pending develop data | 0828-MEC-DD-84-LINE 2 BALER SERVICE AND INSPECTION | 3957172
2289 | 0828-MEC-DD-84-LINE 2 BALER | SERVICE AND INSPECTION | 27 | 22 | 2 - Subj Inspection | 010082828 | #ERROR! | #ERROR! |  |  |  | Ram rollers | DD | MEC | Visually inspect general condition and create an order to replace if needed | Wear | Damaged |  | 84 |  |  |  | JDE |  | BROKE AND CORE | Route Created. Pending develop data | 0828-MEC-DD-84-LINE 2 BALER SERVICE AND INSPECTION | 3957172
2290 | 0828-MEC-DD-84-LINE 2 BALER | SERVICE AND INSPECTION | 27 | 22 | 2 - Subj Inspection | 010082828 | #ERROR! | #ERROR! |  |  |  | Baler floor | DD | MEC | Check the baler floor for any unusual wear where the liners and rollers travel | Wear |  |  | 84 |  |  |  | JDE |  | BROKE AND CORE | Route Created. Pending develop data | 0828-MEC-DD-84-LINE 2 BALER SERVICE AND INSPECTION | 3957172
2291 | 0828-MEC-DD-84-LINE 2 BALER | SERVICE AND INSPECTION | 27 | 22 | 3 - Obj Inspection | 010082828 | #ERROR! | #ERROR! |  |  |  | Shear Bar | DD | MEC | Measure he gap between the top of the ram and the shear bar. It should be no greater than 1/16" - 3/16". If greater, create an order to replace the bottom ram liner | Clearence | Out of Tolerance |  | 84 |  |  |  | JDE |  | BROKE AND CORE | Route Created. Pending develop data | 0828-MEC-DD-84-LINE 2 BALER SERVICE AND INSPECTION | 3957172
2292 | 0828-MEC-DD-84-LINE 2 BALER | SERVICE AND INSPECTION | 27 | 22 | 1R - Replace | 010082828 | #ERROR! | #ERROR! |  |  |  | Spin-on filter | DD | MEC | Replace Filter at oil change |  |  |  | 84 |  |  |  | JDE |  | BROKE AND CORE | Route Created. Pending develop data | 0828-MEC-DD-84-LINE 2 BALER SERVICE AND INSPECTION | 3957172
2293 | 0828-MEC-DD-84-LINE 2 BALER | SERVICE AND INSPECTION | 27 | 22 | 2 - Subj Inspection | 010082828 | #ERROR! | #ERROR! |  |  |  | Spin-on filter port fitting | DD | MEC | At oil change. Remove port fitting and inspect to ensure orifice is not blocked. Clean if required | Dirty | Clogged |  | 84 |  |  |  | JDE |  | BROKE AND CORE | Route Created. Pending develop data | 0828-MEC-DD-84-LINE 2 BALER SERVICE AND INSPECTION | 3957172
2294 | 0828-MEC-DD-84-LINE 2 BALER | SERVICE AND INSPECTION | 27 | 22 | 3 - Obj Inspection | 010082828 | #ERROR! | #ERROR! | 010082828B | #ERROR! | #ERROR! | Motor Brake Air Gap | DD | MEC | Measure air gap. If it reaches 0.100" create an order to adjust. | Out of Tolerance |  |  | 84 |  |  |  | JDE |  | BROKE AND CORE | Route Created. Pending develop data | 0828-MEC-DD-84-LINE 2 BALER SERVICE AND INSPECTION | 3957172
2295 | 0828-MEC-DD-84-LINE 2 BALER | SERVICE AND INSPECTION | 27 | 22 | 2 - Subj Inspection | 010082828 | #ERROR! | #ERROR! | 010082828BA | #ERROR! | #ERROR! | Motor | DD | MEC | Visually inspect general condition | Noise | Loose Bolts |  | 84 |  |  |  | JDE |  | BROKE AND CORE | Route Created. Pending develop data | 0828-MEC-DD-84-LINE 2 BALER SERVICE AND INSPECTION | 3957172
2296 | 0828-MEC-DD-84-LINE 2 BALER | SERVICE AND INSPECTION | 27 | 22 | 1C - Clean | 010082828 | #ERROR! | #ERROR! | 010082828BA | #ERROR! | #ERROR! | Motor | DD | MEC | Clean the motor |  |  |  | 84 |  |  |  | JDE |  | BROKE AND CORE | Route Created. Pending develop data | 0828-MEC-DD-84-LINE 2 BALER SERVICE AND INSPECTION | 3957172
2297 | 0828-MEC-DD-84-LINE 2 BALER | SERVICE AND INSPECTION | 27 | 22 | 2 - Subj Inspection | 010082828 | #ERROR! | #ERROR! | 010082828A | #ERROR! | #ERROR! | Motor | DD | MEC | Visually inspect general condition | Noise | Loose Bolts |  | 84 |  |  |  | JDE |  | BROKE AND CORE | Route Created. Pending develop data | 0828-MEC-DD-84-LINE 2 BALER SERVICE AND INSPECTION | 3957172
2298 | 0828-MEC-DD-84-LINE 2 BALER | SERVICE AND INSPECTION | 27 | 22 | 1C - Clean | 010082828 | #ERROR! | #ERROR! | 010082828A | #ERROR! | #ERROR! | Motor | DD | MEC | Clean the motor |  |  |  | 84 |  |  |  | JDE |  | BROKE AND CORE | Route Created. Pending develop data | 0828-MEC-DD-84-LINE 2 BALER SERVICE AND INSPECTION | 3957172
2312 | 0828-MEC-DD-84-CORE INSPECTION | SYSTEMS CHECK | 30 | 13 | 2 - Subj Inspection | 010082843 | #ERROR! | #ERROR! |  |  |  | Pneumatic cylinders | DD | MEC | Visually inspect general condition and create an order to replace if needed. | Leaks | Wear |  | 84 |  |  |  | JDE |  | BROKE AND CORE | Route Created. Pending develop data | 0828-MEC-DD-84-CORE INSPECTION SYSTEMS CHECK | 3957173
3022 | 0828-MEC-DD-84-CORE INSPECTION | SYSTEMS CHECK | 30 | 13 | 2 - Subj Inspection | 010082845 | #ERROR! | #ERROR! |  |  |  | Bearings | DD | MEC | visually inspect general condition | Wear | Noise | Vibration | 84 |  |  |  | JDE |  | BROKE AND CORE | Route Created. Pending develop data | 0828-MEC-DD-84-CORE INSPECTION SYSTEMS CHECK | 3957173
3024 | 0828-MEC-DD-84-CORE INSPECTION | SYSTEMS CHECK | 30 | 13 | 2 - Subj Inspection | 010082845 | #ERROR! | #ERROR! |  |  |  | Fasteners | DD | MEC | Visually inspect general condition. | looseness | Wear | Damaged | 84 |  |  |  | JDE |  | BROKE AND CORE | Route Created. Pending develop data | 0828-MEC-DD-84-CORE INSPECTION SYSTEMS CHECK | 3957173
2318 | 0828-MEC-DD-84-CORE CLEANING | SYSTEM INSPECTION | 28 | 17 | 2 - Subj Inspection | 0100828V | #ERROR! | #ERROR! | 0100828SA | #ERROR! | #ERROR! | Knife brake motor | DD | MEC | Check the function of the brake motor on the knife beam. If knife beams sink when stopped, create an order to replace brake plates. | Malfunction |  |  | 84 |  |  |  | JDE |  | BROKE AND CORE | Route Created. Pending develop data | 0828-MEC-DD-84-CORE CLEANING SYSTEM INSPECTION | 3957174
2319 | 0828-MEC-DD-84-CORE CLEANING | SYSTEM INSPECTION | 28 | 17 | 2 - Subj Inspection | 0100828V | #ERROR! | #ERROR! | 0100828SA | #ERROR! | #ERROR! | Pneumatic cylinders | DD | MEC | Visually inspect speeds and shock absorbing of the pneumatic cylinders and adjust if needed. | Out of Tolerance |  |  | 84 |  |  |  | JDE |  | BROKE AND CORE | Route Created. Pending develop data | 0828-MEC-DD-84-CORE CLEANING SYSTEM INSPECTION | 3957174
2320 | 0828-MEC-DD-84-CORE CLEANING | SYSTEM INSPECTION | 28 | 17 | 2 - Subj Inspection | 0100828V | #ERROR! | #ERROR! | 0100828SA | #ERROR! | #ERROR! | Pneumatic cylinders | DD | MEC | Visually inspect general condition and create an order to replace if needed. | Leaks |  |  | 84 |  |  |  | JDE |  | BROKE AND CORE | Route Created. Pending develop data | 0828-MEC-DD-84-CORE CLEANING SYSTEM INSPECTION | 3957174
2321 | 0828-MEC-DD-84-CORE CLEANING | SYSTEM INSPECTION | 28 | 17 | 2 - Subj Inspection | 0100828V | #ERROR! | #ERROR! | 0100828SA | #ERROR! | #ERROR! | Photocell lenses | DD | MEC | Visually inspect general condition and clean if needed. | Dirty | Loose Bracket |  | 84 |  |  |  | JDE |  | BROKE AND CORE | Route Created. Pending develop data | 0828-MEC-DD-84-CORE CLEANING SYSTEM INSPECTION | 3957174
2322 | 0828-MEC-DD-84-CORE CLEANING | SYSTEM INSPECTION | 28 | 17 | 3 - Obj Inspection | 0100828V | #ERROR! | #ERROR! | 0100828SA | #ERROR! | #ERROR! | Hooks | DD | MEC | Inspect hooks to ensure they have the right angle against the core. Adjust if needed | Out of Tolerance |  |  | 84 |  | The surface of the hooks should be parallel to the core. The pressure on the hooks against the core should be approx. 2 bars. Check section 2.4 of the CoreLink Roll Cutter Manual for adjustment procedure. |  | JDE |  | BROKE AND CORE | Route Created. Pending develop data | 0828-MEC-DD-84-CORE CLEANING SYSTEM INSPECTION | 3957174
2362 | 0828-MEC-DD-84-CORE CLEANING | SYSTEM INSPECTION | 28 | 17 | 3 - Obj Inspection | 0100828V | #ERROR! | #ERROR! | 0100828TB | #ERROR! | #ERROR! | Horizontal Movement rack belt | DD | MEC | Use tension gauge to measure belt tension. Report values and create an order to tension if required. | Loose | Tension |  | 84 |  | The rack belt shall be until a stretching of 0,25 mm/m is obtained. Loosen the straining screws so that the rack belt becomes completely loose. Make two markings on the belt with exactly 2000 mm space. Stretch the belt until the space between the markings is 2000,5 mm |  | JDE |  | BROKE AND CORE | Route Created. Pending develop data | 0828-MEC-DD-84-CORE CLEANING SYSTEM INSPECTION | 3957174
2363 | 0828-MEC-DD-84-CORE CLEANING | SYSTEM INSPECTION | 28 | 17 | 2 - Subj Inspection | 0100828V | #ERROR! | #ERROR! | 0100828TB | #ERROR! | #ERROR! | Horizontal Movement rack belt | DD | MEC | Visually inspect general condition | Damaged | Wear | Noise | 84 |  |  |  | JDE |  | BROKE AND CORE | Route Created. Pending develop data | 0828-MEC-DD-84-CORE CLEANING SYSTEM INSPECTION | 3957174
2381 | 0828-MEC-DD-84-CORE CLEANING | SYSTEM INSPECTION | 28 | 17 | 2 - Subj Inspection | 0100828V | #ERROR! | #ERROR! | 0100828UC | #ERROR! | #ERROR! | Photocell lenses | DD | MEC | Visually inspect general condition and clean if needed. | Dirty | Loose Bracket |  | 84 |  |  |  | JDE |  | BROKE AND CORE | Route Created. Pending develop data | 0828-MEC-DD-84-CORE CLEANING SYSTEM INSPECTION | 3957174
2382 | 0828-MEC-DD-84-CORE CLEANING | SYSTEM INSPECTION | 28 | 17 | 2 - Subj Inspection | 0100828V | #ERROR! | #ERROR! | 0100828UC | #ERROR! | #ERROR! | Pneumatic cylinders | DD | MEC | Visually inspect speeds and shock absorbing of the pneumatic cylinders and adjust if needed. | Out of Tolerance |  |  | 84 |  |  |  | JDE |  | BROKE AND CORE | Route Created. Pending develop data | 0828-MEC-DD-84-CORE CLEANING SYSTEM INSPECTION | 3957174
2383 | 0828-MEC-DD-84-CORE CLEANING | SYSTEM INSPECTION | 28 | 17 | 2 - Subj Inspection | 0100828V | #ERROR! | #ERROR! | 0100828UC | #ERROR! | #ERROR! | Pneumatic cylinders | DD | MEC | Visually inspect general condition and create an order to replace if needed. | Leaks |  |  | 84 |  |  |  | JDE |  | BROKE AND CORE | Route Created. Pending develop data | 0828-MEC-DD-84-CORE CLEANING SYSTEM INSPECTION | 3957174
2396 | 0828-MEC-DD-84-BIN TIPPER AND | CONVEYOR INSPECTION | 29 | 19 | 2 - Subj Inspection | 0100828F | #ERROR! | #ERROR! |  |  |  | Head/Tail Shaft bearings | DD | MEC | Visually inspect general condition | Wear | Noise | Vibration | 84 |  |  |  | JDE |  | BROKE AND CORE | Route Created. Pending develop data | 0828-MEC-DD-84-BIN TIPPER AND CONVEYOR INSPECTION | 3957175
2397 | 0828-MEC-DD-84-BIN TIPPER AND | CONVEYOR INSPECTION | 29 | 19 | 2 - Subj Inspection | 0100828F | #ERROR! | #ERROR! |  |  |  | Fasteners | DD | MEC | Visually inspect general condition | Looseness | Wear |  | 84 |  |  |  | JDE |  | BROKE AND CORE | Route Created. Pending develop data | 0828-MEC-DD-84-BIN TIPPER AND CONVEYOR INSPECTION | 3957175
2399 | 0828-MEC-DD-84-BIN TIPPER AND | CONVEYOR INSPECTION | 29 | 19 | 2 - Subj Inspection | 0100828F | #ERROR! | #ERROR! |  |  |  | Pivot bearings | DD | MEC | visually inspect general condition | Wear | Noise | Vibration | 84 |  |  |  | JDE |  | BROKE AND CORE | Route Created. Pending develop data | 0828-MEC-DD-84-BIN TIPPER AND CONVEYOR INSPECTION | 3957175
2417 | 0828-MEC-DD-84-BIN TIPPER AND | CONVEYOR INSPECTION | 29 | 19 | 2 - Subj Inspection | 0100828H | #ERROR! | #ERROR! |  |  |  | Torque Arm connection | DD | MEC | Check torque arm connection for shaft mount reducer. | Play | looseness |  | 84 |  |  |  | JDE |  | BROKE AND CORE | Route Created. Pending develop data | 0828-MEC-DD-84-BIN TIPPER AND CONVEYOR INSPECTION | 3957175
2421 | 0828-MEC-DD-84-BIN TIPPER AND | CONVEYOR INSPECTION | 29 | 19 | 2 - Subj Inspection | 0100828H | #ERROR! | #ERROR! |  |  |  | Bearings | DD | MEC | visually inspect general condition | Wear | Noise | Vibration | 84 |  |  |  | JDE |  | BROKE AND CORE | Route Created. Pending develop data | 0828-MEC-DD-84-BIN TIPPER AND CONVEYOR INSPECTION | 3957175
2425 | 0828-MEC-DD-84-BIN TIPPER AND | CONVEYOR INSPECTION | 29 | 19 | 2 - Subj Inspection | 0100828H | #ERROR! | #ERROR! |  |  |  | Gearbox | DD | MEC | Check oil level. Top up if required | Low Oil Level |  |  | 84 |  |  |  | JDE |  | BROKE AND CORE | Route Created. Pending develop data | 0828-MEC-DD-84-BIN TIPPER AND CONVEYOR INSPECTION | 3957175
2432 | 0828-MEC-DD-84-BIN TIPPER AND | CONVEYOR INSPECTION | 29 | 19 | 2 - Subj Inspection | 0100828H | #ERROR! | #ERROR! |  |  |  | Conveyor Belt | DD | MEC | Inspect Belt wear pads. If worn over tolerance, create an order to replace | Wear | Out of Tolerance |  | 84 |  |  |  | JDE |  | BROKE AND CORE | Route Created. Pending develop data | 0828-MEC-DD-84-BIN TIPPER AND CONVEYOR INSPECTION | 3957175
2402 | 0828-ELE-DD-84-BIN TIPPER AND | CONVEYOR INSPECTION | 29 | 19 | 2 - Subj Inspection | 0100828F | #ERROR! | #ERROR! |  |  |  | Switches, actuators, and valve solenoids | DD | E&I | Visually inspect general condition | Malfunction | Looseness | Breakage | 84 |  |  |  | JDE |  | BROKE AND CORE | Route Created. Pending develop data | 0828-ELE-DD-84-BIN TIPPER AND CONVEYOR INSPECTION | 3957176
2404 | 0828-ELE-DD-84-BIN TIPPER AND | CONVEYOR INSPECTION | 29 | 19 | 2 - Subj Inspection | 0100828F | #ERROR! | #ERROR! |  |  |  | Wiring and connections | DD | E&I | Visually inspect general condition | Looseness | Damaged | Wear | 84 |  |  |  | JDE |  | BROKE AND CORE | Route Created. Pending develop data | 0828-ELE-DD-84-BIN TIPPER AND CONVEYOR INSPECTION | 3957176
2415 | 0828-ELE-DD-84-BIN TIPPER AND | CONVEYOR INSPECTION | 29 | 19 | 2 - Subj Inspection | 0100828H | #ERROR! | #ERROR! |  |  |  | Motor | DD | E&I | Visually inspect all electrical connections | Looseness | Wear | Damage | 84 |  |  |  | JDE |  | BROKE AND CORE | Route Created. Pending develop data | 0828-ELE-DD-84-BIN TIPPER AND CONVEYOR INSPECTION | 3957176
2434 | 0828-MEC-DD-84-GUILLOTINE | INSPECTION | 25 | 10 | 2 - Subj Inspection | 0100828I | #ERROR! | #ERROR! |  |  |  | Fasteners | DD | MEC | Visually inspect general condition. | Looseness | Wear |  | 84 |  |  |  | JDE |  | BROKE AND CORE | Route Created. Pending develop data | 0828-MEC-DD-84-GUILLOTINE INSPECTION | 3957177
2437 | 0828-MEC-DD-84-GUILLOTINE | INSPECTION | 25 | 10 | 2 - Subj Inspection | 0100828I | #ERROR! | #ERROR! |  |  |  | Bronze Guides | DD | MEC | Inspect wear on Bronze guides |  |  |  | 84 |  |  |  | JDE |  | BROKE AND CORE | Route Created. Pending develop data | 0828-MEC-DD-84-GUILLOTINE INSPECTION | 3957177
2436 | 0828-ELE-DD-84-GUILLOTINE | INSPECTION | 25 | 10 | 2 - Subj Inspection | 0100828I | #ERROR! | #ERROR! |  |  |  | Switches, actuators, and valve solenoids | DD | E&I | Visually inspect general condition | Malfunction | Looseness | Breakage | 84 |  |  |  | JDE |  | BROKE AND CORE | Route Created. Pending develop data | 0828-ELE-DD-84-GUILLOTINE INSPECTION | 3957178
2438 | 0828-ELE-DD-84-GUILLOTINE | INSPECTION | 25 | 10 | 2 - Subj Inspection | 0100828I | #ERROR! | #ERROR! |  |  |  | Wiring and connections | DD | E&I | Visually inspect general condition | Looseness | Damaged | Wear | 84 |  |  |  | JDE |  | BROKE AND CORE | Route Created. Pending develop data | 0828-ELE-DD-84-GUILLOTINE INSPECTION | 3957178
2441 | 0828-ELE-DD-84-HPU MOTOR CLEAN |  | 30 | 0 | 2 - Subj Inspection | 0100828J | #ERROR! | #ERROR! |  |  |  | Motor | DD | E&I | Visually inspect all electrical connections | Looseness | Wear | Damage | 84 |  |  |  | JDE |  | BROKE AND CORE | Route Created. Pending develop data | 0828-ELE-DD-84-HPU MOTOR CLEAN | 3957179
2591 | 0828-ELE-DD-84-HPU MOTOR CLEAN |  | 30 | 0 | 2 - Subj Inspection | 0100828R | #ERROR! | #ERROR! |  |  |  | Motor | DD | E&I | Visually inspect all electrical connections | Looseness | Wear | Damage | 84 |  |  |  | JDE |  | BROKE AND CORE | Route Created. Pending develop data | 0828-ELE-DD-84-HPU MOTOR CLEAN | 3957179
2445 | 0828-MEC-DD-84-TIPPER | AND GUILLOTINE HPU INSPECTION | 21 | 29 | 1C - Clean | 0100828J | #ERROR! | #ERROR! |  |  |  | Motor | DD | MEC | Clean motor | Dirty |  |  | 84 |  |  |  | JDE |  | BROKE AND CORE | Route Created. Pending develop data | 0828-MEC-DD-84-TIPPER AND GUILLOTINE HPU INSPECTION | 3957180
2447 | 0828-MEC-DD-84-TIPPER | AND GUILLOTINE HPU INSPECTION | 21 | 29 | 2 - Subj Inspection | 0100828J | #ERROR! | #ERROR! |  |  |  | Couplings | DD | MEC | Verify the state of the coupling (the metal-polymer junction). | Wear | Looseness |  | 84 |  | Motor Shaft Coupling Pump shaft coupling |  | JDE |  | BROKE AND CORE | Route Created. Pending develop data | 0828-MEC-DD-84-TIPPER AND GUILLOTINE HPU INSPECTION | 3957180
2450 | 0828-MEC-DD-84-TIPPER | AND GUILLOTINE HPU INSPECTION | 21 | 29 | 2 - Subj Inspection | 0100828J | #ERROR! | #ERROR! |  |  |  | Filter and Breather | DD | MEC | Visually inspect general condition and create an order to replace if needed. | Dirty | Clogged |  | 84 |  |  |  | JDE |  | BROKE AND CORE | Route Created. Pending develop data | 0828-MEC-DD-84-TIPPER AND GUILLOTINE HPU INSPECTION | 3957180
2451 | 0828-MEC-DD-84-TIPPER | AND GUILLOTINE HPU INSPECTION | 21 | 29 | 2 - Subj Inspection | 0100828J | #ERROR! | #ERROR! |  |  |  | Hot oil/Float Switch | DD | MEC | Visually inspect general condition | Malfunction | Looseness | Breakage | 84 |  |  |  | JDE |  | BROKE AND CORE | Route Created. Pending develop data | 0828-MEC-DD-84-TIPPER AND GUILLOTINE HPU INSPECTION | 3957180
2453 | 0828-MEC-DD-84-TIPPER | AND GUILLOTINE HPU INSPECTION | 21 | 29 | 2 - Subj Inspection | 0100828J | #ERROR! | #ERROR! |  |  |  | Hydraulic Pump | DD | MEC | Visually inspect general condition | Loose bolts | Misaligned | Leak | 84 |  |  |  | JDE |  | BROKE AND CORE | Route Created. Pending develop data | 0828-MEC-DD-84-TIPPER AND GUILLOTINE HPU INSPECTION | 3957180
2457 | 0828-MEC-DD-84-TIPPER | AND GUILLOTINE HPU INSPECTION | 21 | 29 | 1C - Clean | 0100828J | #ERROR! | #ERROR! |  |  |  | Oil cooler | DD | MEC | Clean the external surface of the Oil Cooler | Dirty |  |  | 84 |  |  |  | JDE |  | BROKE AND CORE | Route Created. Pending develop data | 0828-MEC-DD-84-TIPPER AND GUILLOTINE HPU INSPECTION | 3957180
2452 | 0828-ELE-DD-84-HPU RELIEF VLV | INSPECTION AND TEST | 29 | 19 | 2 - Subj Inspection | 0100828J | #ERROR! | #ERROR! |  |  |  | Relief Valve | DD | E&I | Visually inspect general condition and create an order to adjust if needed. | Malfunction | Leak | Out of Adjustment | 84 |  |  |  | JDE |  | BROKE AND CORE | Route Created. Pending develop data | 0828-ELE-DD-84-HPU RELIEF VLV INSPECTION AND TEST | 3957181
2602 | 0828-ELE-DD-84-HPU RELIEF VLV | INSPECTION AND TEST | 29 | 19 | 2 - Subj Inspection | 0100828R | #ERROR! | #ERROR! |  |  |  | Relief Valve | DD | E&I | Visually inspect general condition and create an order to adjust if needed. | Malfunction | Leak | Out of Adjustment | 84 |  |  |  | JDE |  | BROKE AND CORE | Route Created. Pending develop data | 0828-ELE-DD-84-HPU RELIEF VLV INSPECTION AND TEST | 3957181
2460 | 0828-MEC-DD-84-SPENT ROLL | RECEIVING TABLE INSPECTION | 25 | 26 | 2 - Subj Inspection | 0100828K | #ERROR! | #ERROR! |  |  |  | Shaft bearings | DD | MEC | Inspect bearings and check there is no play | Excessive Play |  |  | 84 |  | Head shaft bearings ; take-up shaft bearings and drive shaft bearings |  | JDE |  | BROKE AND CORE | Route Created. Pending develop data | 0828-MEC-DD-84-SPENT ROLL RECEIVING TABLE INSPECTION | 3957182
2461 | 0828-MEC-DD-84-SPENT ROLL | RECEIVING TABLE INSPECTION | 25 | 26 | 2 - Subj Inspection | 0100828K | #ERROR! | #ERROR! |  |  |  | Shafts | DD | MEC | Inspect shafts and check there is no play | Excessive Play |  |  | 84 |  |  |  | JDE |  | BROKE AND CORE | Route Created. Pending develop data | 0828-MEC-DD-84-SPENT ROLL RECEIVING TABLE INSPECTION | 3957182
2462 | 0828-MEC-DD-84-SPENT ROLL | RECEIVING TABLE INSPECTION | 25 | 26 | 2 - Subj Inspection | 0100828K | #ERROR! | #ERROR! |  |  |  | Fasteners | DD | MEC | Visually inspect general condition. | looseness | Wear | Damaged | 84 |  |  |  | JDE |  | BROKE AND CORE | Route Created. Pending develop data | 0828-MEC-DD-84-SPENT ROLL RECEIVING TABLE INSPECTION | 3957182
2464 | 0828-ELE-DD-84-SPENT ROLL | RECEIVING TABLE DEVICES CHECK | 25 | 29 | 2 - Subj Inspection | 0100828K | #ERROR! | #ERROR! |  |  |  | Switches, actuators, and valve solenoids | DD | E&I | Visually inspect general condition | Malfunction | Looseness | Breakage | 84 |  |  |  | JDE |  | BROKE AND CORE | Route Created. Pending develop data | 0828-ELE-DD-84-SPENT ROLL RECEIVING TABLE DEVICES CHECK | 3957183
2465 | 0828-ELE-DD-84-SPENT ROLL | RECEIVING TABLE DEVICES CHECK | 25 | 29 | 2 - Subj Inspection | 0100828K | #ERROR! | #ERROR! |  |  |  | Safety light curtain | DD | E&I | Check operation and inspect for loose bolts and breakage. | Loose bolts | Breakage |  | 84 |  |  |  | JDE |  | BROKE AND CORE | Route Created. Pending develop data | 0828-ELE-DD-84-SPENT ROLL RECEIVING TABLE DEVICES CHECK | 3957183
2467 | 0828-ELE-DD-84-SPENT ROLL | RECEIVING TABLE DEVICES CHECK | 25 | 29 | 2 - Subj Inspection | 0100828K | #ERROR! | #ERROR! |  |  |  | Wiring and connections | DD | E&I | Visually inspect general condition | Looseness | Damaged | Wear | 84 |  |  |  | JDE |  | BROKE AND CORE | Route Created. Pending develop data | 0828-ELE-DD-84-SPENT ROLL RECEIVING TABLE DEVICES CHECK | 3957183
2474 | 0828-MEC-DD-84-SPENT ROLL | CONVEYOR 1 INSPECTION | 25 | 21 | 2 - Subj Inspection | 0100828L | #ERROR! | #ERROR! |  |  |  | Drive chain | DD | MEC | Visually inspect general condition and clean if needed. | Tension |  |  | 84 |  |  |  | JDE |  | BROKE AND CORE | Route Created. Pending develop data | 0828-MEC-DD-84-SPENT ROLL CONVEYOR 1 INSPECTION | 3957184
2482 | 0828-MEC-DD-84-SPENT ROLL | CONVEYOR 1 INSPECTION | 25 | 21 | 2 - Subj Inspection | 0100828L | #ERROR! | #ERROR! |  |  |  | Gearbox | DD | MEC | Check oil level. Top up if required | Low Oil Level |  |  | 84 |  |  |  | JDE |  | BROKE AND CORE | Route Created. Pending develop data | 0828-MEC-DD-84-SPENT ROLL CONVEYOR 1 INSPECTION | 3957184
2496 | 0828-MEC-DD-84-SPENT ROLL | CONVEYOR 2 INSPECTION | 25 | 21 | 2 - Subj Inspection | 0100828M | #ERROR! | #ERROR! |  |  |  | Drive chain | DD | MEC | Visually inspect general condition and clean if needed. | Tension |  |  | 84 |  |  |  | JDE |  | BROKE AND CORE | Route Created. Pending develop data | 0828-MEC-DD-84-SPENT ROLL CONVEYOR 2 INSPECTION | 3957185
2504 | 0828-MEC-DD-84-SPENT ROLL | CONVEYOR 2 INSPECTION | 25 | 21 | 2 - Subj Inspection | 0100828M | #ERROR! | #ERROR! |  |  |  | Gearbox | DD | MEC | Check oil level. Top up if required | Low Oil Level |  |  | 84 |  |  |  | JDE |  | BROKE AND CORE | Route Created. Pending develop data | 0828-MEC-DD-84-SPENT ROLL CONVEYOR 2 INSPECTION | 3957185
2518 | 0828-MEC-DD-84-SPENT ROLL | CONVEYOR 3 INSPECTION | 25 | 21 | 2 - Subj Inspection | 0100828N | #ERROR! | #ERROR! |  |  |  | Drive chain | DD | MEC | Visually inspect general condition and clean if needed. | Tension |  |  | 84 |  |  |  | JDE |  | BROKE AND CORE | Route Created. Pending develop data | 0828-MEC-DD-84-SPENT ROLL CONVEYOR 3 INSPECTION | 3957186
2526 | 0828-MEC-DD-84-SPENT ROLL | CONVEYOR 3 INSPECTION | 25 | 21 | 2 - Subj Inspection | 0100828N | #ERROR! | #ERROR! |  |  |  | Gearbox | DD | MEC | Check oil level. Top up if required | Low Oil Level |  |  | 84 |  |  |  | JDE |  | BROKE AND CORE | Route Created. Pending develop data | 0828-MEC-DD-84-SPENT ROLL CONVEYOR 3 INSPECTION | 3957186
2540 | 0828-MEC-DD-84-SPENT ROLL | CONVEYOR 4 INSPECTION | 25 | 21 | 2 - Subj Inspection | 0100828O | #ERROR! | #ERROR! |  |  |  | Drive chain | DD | MEC | Visually inspect general condition and clean if needed. | Tension |  |  | 84 |  |  |  | JDE |  | BROKE AND CORE | Route Created. Pending develop data | 0828-MEC-DD-84-SPENT ROLL CONVEYOR 4 INSPECTION | 3957187
2548 | 0828-MEC-DD-84-SPENT ROLL | CONVEYOR 4 INSPECTION | 25 | 21 | 2 - Subj Inspection | 0100828O | #ERROR! | #ERROR! |  |  |  | Gearbox | DD | MEC | Check oil level. Top up if required | Low Oil Level |  |  | 84 |  |  |  | JDE |  | BROKE AND CORE | Route Created. Pending develop data | 0828-MEC-DD-84-SPENT ROLL CONVEYOR 4 INSPECTION | 3957187
2562 | 0828-MEC-DD-84-SPENT ROLL | CONVEYOR 5 INSPECTION | 25 | 21 | 2 - Subj Inspection | 0100828P | #ERROR! | #ERROR! |  |  |  | Drive chain | DD | MEC | Visually inspect general condition and clean if needed. | Tension |  |  | 84 |  |  |  | JDE |  | BROKE AND CORE | Route Created. Pending develop data | 0828-MEC-DD-84-SPENT ROLL CONVEYOR 5 INSPECTION | 3957188
2570 | 0828-MEC-DD-84-SPENT ROLL | CONVEYOR 5 INSPECTION | 25 | 21 | 2 - Subj Inspection | 0100828P | #ERROR! | #ERROR! |  |  |  | Gearbox | DD | MEC | Check oil level. Top up if required | Low Oil Level |  |  | 84 |  |  |  | JDE |  | BROKE AND CORE | Route Created. Pending develop data | 0828-MEC-DD-84-SPENT ROLL CONVEYOR 5 INSPECTION | 3957188
2581 | 0828-MEC-DD-84-CULL ROLL | RECEIVING TABLE INSPECTION | 24 | 26 | 2 - Subj Inspection | 0100828Q | #ERROR! | #ERROR! |  |  |  | Rod bearings | DD | MEC | visually inspect general condition | Wear | Noise | Vibration | 84 |  |  |  | JDE |  | BROKE AND CORE | Route Created. Pending develop data | 0828-MEC-DD-84-CULL ROLL RECEIVING TABLE INSPECTION | 3957189
2582 | 0828-MEC-DD-84-CULL ROLL | RECEIVING TABLE INSPECTION | 24 | 26 | 1C - Clean | 0100828Q | #ERROR! | #ERROR! |  |  |  | Linear Rails | DD | MEC | Clean the linear rails | Dirty | Buil up |  | 84 |  |  |  | JDE |  | BROKE AND CORE | Route Created. Pending develop data | 0828-MEC-DD-84-CULL ROLL RECEIVING TABLE INSPECTION | 3957189
2583 | 0828-MEC-DD-84-CULL ROLL | RECEIVING TABLE INSPECTION | 24 | 26 | 2 - Subj Inspection | 0100828Q | #ERROR! | #ERROR! |  |  |  | Pivot Shaft | DD | MEC | Inspect shafts and check there is no play | Excessive Play |  |  | 84 |  |  |  | JDE |  | BROKE AND CORE | Route Created. Pending develop data | 0828-MEC-DD-84-CULL ROLL RECEIVING TABLE INSPECTION | 3957189
2584 | 0828-MEC-DD-84-CULL ROLL | RECEIVING TABLE INSPECTION | 24 | 26 | 2 - Subj Inspection | 0100828Q | #ERROR! | #ERROR! |  |  |  | Fasteners | DD | MEC | Visually inspect general condition. | looseness | Wear | Damaged | 84 |  |  |  | JDE |  | BROKE AND CORE | Route Created. Pending develop data | 0828-MEC-DD-84-CULL ROLL RECEIVING TABLE INSPECTION | 3957189
2587 | 0828-ELE-DD-84-CULL ROLL | RECEIVING TABLE DEVICES CHECK | 25 | 29 | 2 - Subj Inspection | 0100828Q | #ERROR! | #ERROR! |  |  |  | Switches, actuators, and valve solenoids | DD | E&I | Visually inspect general condition | Malfunction | Looseness | Breakage | 84 |  |  |  | JDE |  | BROKE AND CORE | Route Created. Pending develop data | 0828-ELE-DD-84-CULL ROLL RECEIVING TABLE DEVICES CHECK | 3957190
2588 | 0828-ELE-DD-84-CULL ROLL | RECEIVING TABLE DEVICES CHECK | 25 | 29 | 2 - Subj Inspection | 0100828Q | #ERROR! | #ERROR! |  |  |  | Wiring and connections | DD | E&I | Visually inspect general condition | Looseness | Damaged | Wear | 84 |  |  |  | JDE |  | BROKE AND CORE | Route Created. Pending develop data | 0828-ELE-DD-84-CULL ROLL RECEIVING TABLE DEVICES CHECK | 3957190
2595 | 0828-MEC-DD-84-LIFT TABLES | HPU INSPECTION | 26 | 14 | 1C - Clean | 0100828R | #ERROR! | #ERROR! |  |  |  | Motor | DD | MEC | Clean motor | Dirty |  |  | 84 |  |  |  | JDE |  | BROKE AND CORE | Route Created. Pending develop data | 0828-MEC-DD-84-LIFT TABLES HPU INSPECTION | 3957191
2597 | 0828-MEC-DD-84-LIFT TABLES | HPU INSPECTION | 26 | 14 | 2 - Subj Inspection | 0100828R | #ERROR! | #ERROR! |  |  |  | Couplings | DD | MEC | Verify the state of the coupling (the metal-polymer junction). | Wear | Looseness |  | 84 |  | Motor Shaft Coupling Pump shaft coupling |  | JDE |  | BROKE AND CORE | Route Created. Pending develop data | 0828-MEC-DD-84-LIFT TABLES HPU INSPECTION | 3957191
2600 | 0828-MEC-DD-84-LIFT TABLES | HPU INSPECTION | 26 | 14 | 2 - Subj Inspection | 0100828R | #ERROR! | #ERROR! |  |  |  | Filter and Breather | DD | MEC | Visually inspect general condition and create an order to replace if needed. | Dirty | Clogged |  | 84 |  |  |  | JDE |  | BROKE AND CORE | Route Created. Pending develop data | 0828-MEC-DD-84-LIFT TABLES HPU INSPECTION | 3957191
2601 | 0828-MEC-DD-84-LIFT TABLES | HPU INSPECTION | 26 | 14 | 2 - Subj Inspection | 0100828R | #ERROR! | #ERROR! |  |  |  | Hot oil/Float Switch | DD | MEC | Visually inspect general condition | Malfunction | Looseness | Breakage | 84 |  |  |  | JDE |  | BROKE AND CORE | Route Created. Pending develop data | 0828-MEC-DD-84-LIFT TABLES HPU INSPECTION | 3957191
2603 | 0828-MEC-DD-84-LIFT TABLES | HPU INSPECTION | 26 | 14 | 2 - Subj Inspection | 0100828R | #ERROR! | #ERROR! |  |  |  | Hydraulic Pump | DD | MEC | Visually inspect general condition | Loose bolts | Misaligned | Leak | 84 |  |  |  | JDE |  | BROKE AND CORE | Route Created. Pending develop data | 0828-MEC-DD-84-LIFT TABLES HPU INSPECTION | 3957191
2607 | 0828-MEC-DD-84-LIFT TABLES | HPU INSPECTION | 26 | 14 | 1C - Clean | 0100828R | #ERROR! | #ERROR! |  |  |  | Oil cooler | DD | MEC | Clean the external surface of the Oil Cooler | Dirty |  |  | 84 |  |  |  | JDE |  | BROKE AND CORE | Route Created. Pending develop data | 0828-MEC-DD-84-LIFT TABLES HPU INSPECTION | 3957191
2612 | 0828-MEC-DD-84-BALER FEED | SHUTTHLE CONVEYOR INSPECTION | 25 | 28 | 2 - Subj Inspection | 0100828S | #ERROR! | #ERROR! |  |  |  | Head/Tail Shaft bearings | DD | MEC | Visually inspect general condition and create an order to lubricate if needed. | Wear | Noise | Vibration | 84 |  |  |  | JDE |  | BROKE AND CORE | Route Created. Pending develop data | 0828-MEC-DD-84-BALER FEED SHUTTHLE CONVEYOR INSPECTION | 3957192
2616 | 0828-MEC-DD-84-BALER FEED | SHUTTHLE CONVEYOR INSPECTION | 25 | 28 | 2 - Subj Inspection | 0100828S | #ERROR! | #ERROR! |  |  |  | Gearbox | DD | MEC | Check oil level. Top up if required | Low Oil Level |  |  | 84 |  |  |  | JDE |  | BROKE AND CORE | Route Created. Pending develop data | 0828-MEC-DD-84-BALER FEED SHUTTHLE CONVEYOR INSPECTION | 3957192
2618 | 0828-MEC-DD-84-BALER FEED | SHUTTHLE CONVEYOR INSPECTION | 25 | 28 | 2 - Subj Inspection | 0100828S | #ERROR! | #ERROR! |  |  |  | Motor to gearbox Drive belt | DD | MEC | Visually inspect general condition and create an order to adjust if needed. | Tension | Wear | Damaged | 84 |  |  |  | JDE |  | BROKE AND CORE | Route Created. Pending develop data | 0828-MEC-DD-84-BALER FEED SHUTTHLE CONVEYOR INSPECTION | 3957192
2623 | 0828-MEC-DD-84-BALER FEED | SHUTTHLE CONVEYOR INSPECTION | 25 | 28 | 2 - Subj Inspection | 0100828S | #ERROR! | #ERROR! |  |  |  | Conveyor Belt wear pad | IRD | MEC | Visually inspect general condition | Wear | Damaged |  | 84 |  | Check the condition of belt wear pads. |  | JDE |  | BROKE AND CORE | Route Created. Pending develop data | 0828-MEC-DD-84-BALER FEED SHUTTHLE CONVEYOR INSPECTION | 3957192
2633 | 0828-MEC-DD-84-LINE 1 BALER | BYPASS SHUTTLE CONV INSPECTION | 27 | 30 | 2 - Subj Inspection | 010082829 | #ERROR! | #ERROR! |  |  |  | Head/Tail Shaft bearings | DD | MEC | Visually inspect general condition and create an order to lubricate if needed. | Wear | Noise | Vibration | 84 |  |  |  | JDE |  | BROKE AND CORE | Route Created. Pending develop data | 0828-MEC-DD-84-LINE 1 BALER BYPASS SHUTTLE CONV INSPECTION | 3957193
2637 | 0828-MEC-DD-84-LINE 1 BALER | BYPASS SHUTTLE CONV INSPECTION | 27 | 30 | 2 - Subj Inspection | 010082829 | #ERROR! | #ERROR! |  |  |  | Gearboxes | DD | MEC | Check oil level. Top up if required | Low Oil Level |  |  | 84 |  |  |  | JDE |  | BROKE AND CORE | Route Created. Pending develop data | 0828-MEC-DD-84-LINE 1 BALER BYPASS SHUTTLE CONV INSPECTION | 3957193
2641 | 0828-MEC-DD-84-LINE 1 BALER | BYPASS SHUTTLE CONV INSPECTION | 27 | 30 | 2 - Subj Inspection | 010082829 | #ERROR! | #ERROR! |  |  |  | Conveyor Belt wear pad | IRD | MEC | Visually inspect general condition | Wear | Damaged |  | 84 |  | Check the condition of belt wear pads. |  | JDE |  | BROKE AND CORE | Route Created. Pending develop data | 0828-MEC-DD-84-LINE 1 BALER BYPASS SHUTTLE CONV INSPECTION | 3957193
2651 | 0828-MEC-DD-84-LINE 2 BALER | BYPASS SHUTTLE CONV INSPECTION | 27 | 30 | 2 - Subj Inspection | 010082830 | #ERROR! | #ERROR! |  |  |  | Head/Tail Shaft bearings | DD | MEC | Visually inspect general condition and create an order to lubricate if needed. | Wear | Noise | Vibration | 84 |  |  |  | JDE |  | BROKE AND CORE | Route Created. Pending develop data | 0828-MEC-DD-84-LINE 2 BALER BYPASS SHUTTLE CONV INSPECTION | 3957194
2655 | 0828-MEC-DD-84-LINE 2 BALER | BYPASS SHUTTLE CONV INSPECTION | 27 | 30 | 2 - Subj Inspection | 010082830 | #ERROR! | #ERROR! |  |  |  | Gearbox | DD | MEC | Check oil level. Top up if required | Low Oil Level |  |  | 84 |  |  |  | JDE |  | BROKE AND CORE | Route Created. Pending develop data | 0828-MEC-DD-84-LINE 2 BALER BYPASS SHUTTLE CONV INSPECTION | 3957194
2659 | 0828-MEC-DD-84-LINE 2 BALER | BYPASS SHUTTLE CONV INSPECTION | 27 | 30 | 2 - Subj Inspection | 010082830 | #ERROR! | #ERROR! |  |  |  | Conveyor Belt wear pad | IRD | MEC | Visually inspect general condition | Wear | Damaged |  | 84 |  | Check the condition of belt wear pads. |  | JDE |  | BROKE AND CORE | Route Created. Pending develop data | 0828-MEC-DD-84-LINE 2 BALER BYPASS SHUTTLE CONV INSPECTION | 3957194
2669 | 0828-MEC-DD-84-PULPER FEED | TRANSFER CONVEYOR INSPECTION | 26 | 28 | 2 - Subj Inspection | 010082831 | #ERROR! | #ERROR! |  |  |  | Head/Tail Shaft bearings | DD | MEC | Visually inspect general condition and create an order to lubricate if needed. | Wear | Noise | Vibration | 84 |  |  |  | JDE |  | BROKE AND CORE | Route Created. Pending develop data | 0828-MEC-DD-84-PULPER FEED TRANSFER CONVEYOR INSPECTION | 3957195
2673 | 0828-MEC-DD-84-PULPER FEED | TRANSFER CONVEYOR INSPECTION | 26 | 28 | 2 - Subj Inspection | 010082831 | #ERROR! | #ERROR! |  |  |  | Gearbox | DD | MEC | Check oil level. Top up if required | Low Oil Level |  |  | 84 |  |  |  | JDE |  | BROKE AND CORE | Route Created. Pending develop data | 0828-MEC-DD-84-PULPER FEED TRANSFER CONVEYOR INSPECTION | 3957195
2677 | 0828-MEC-DD-84-PULPER FEED | TRANSFER CONVEYOR INSPECTION | 26 | 28 | 2 - Subj Inspection | 010082831 | #ERROR! | #ERROR! |  |  |  | Conveyor Belt wear pad | IRD | MEC | Visually inspect general condition | Wear | Damaged |  | 84 |  | Check the condition of belt wear pads. |  | JDE |  | BROKE AND CORE | Route Created. Pending develop data | 0828-MEC-DD-84-PULPER FEED TRANSFER CONVEYOR INSPECTION | 3957195
2687 | 0828-MEC-DD-84-BROKE BALE | FEED CONVEYOR INSPECTION | 25 | 24 | 2 - Subj Inspection | 010082833 | #ERROR! | #ERROR! |  |  |  | Head/Tail Shaft bearings | DD | MEC | Visually inspect general condition and create an order to lubricate if needed. | Wear | Noise | Vibration | 84 |  |  |  | JDE |  | BROKE AND CORE | Route Created. Pending develop data | 0828-MEC-DD-84-BROKE BALE FEED CONVEYOR INSPECTION | 3957196
2691 | 0828-MEC-DD-84-BROKE BALE | FEED CONVEYOR INSPECTION | 25 | 24 | 2 - Subj Inspection | 010082833 | #ERROR! | #ERROR! |  |  |  | Gearbox | DD | MEC | Check oil level. Top up if required | Low Oil Level |  |  | 84 |  |  |  | JDE |  | BROKE AND CORE | Route Created. Pending develop data | 0828-MEC-DD-84-BROKE BALE FEED CONVEYOR INSPECTION | 3957196
2695 | 0828-MEC-DD-84-BROKE BALE | FEED CONVEYOR INSPECTION | 25 | 24 | 2 - Subj Inspection | 010082833 | #ERROR! | #ERROR! |  |  |  | Conveyor Belt wear pad | IRD | MEC | Visually inspect general condition | Wear | Damaged |  | 84 |  | Check the condition of belt wear pads. |  | JDE |  | BROKE AND CORE | Route Created. Pending develop data | 0828-MEC-DD-84-BROKE BALE FEED CONVEYOR INSPECTION | 3957196
2703 | 0828-MEC-DD-84-LINE 1 BALER | FEED CONVEYOR INSPECTION | 27 | 24 | 2 - Subj Inspection | 0100828T | #ERROR! | #ERROR! |  |  |  | Conveyor Head/Tail shaft | DD | MEC | Visually inspect general condition | Wear | Noise | Vibration | 84 |  |  |  | JDE |  | BROKE AND CORE | Route Created. Pending develop data | 0828-MEC-DD-84-LINE 1 BALER FEED CONVEYOR INSPECTION | 3957197
2715 | 0828-MEC-DD-84-LINE 1 BALER | FEED CONVEYOR INSPECTION | 27 | 24 | 2 - Subj Inspection | 0100828T | #ERROR! | #ERROR! |  |  |  | Torque Arm connection | DD | MEC | Check torque arm connection for shaft mount reducer. | Play | looseness |  | 84 |  |  |  | JDE |  | BROKE AND CORE | Route Created. Pending develop data | 0828-MEC-DD-84-LINE 1 BALER FEED CONVEYOR INSPECTION | 3957197
2719 | 0828-MEC-DD-84-LINE 1 BALER | FEED CONVEYOR INSPECTION | 27 | 24 | 1C - Clean | 0100828T | #ERROR! | #ERROR! |  |  |  | Head and tail shaft Bearings | DD | MEC | visually inspect general condition | Wear | Noise | Vibration | 84 |  |  |  | JDE |  | BROKE AND CORE | Route Created. Pending develop data | 0828-MEC-DD-84-LINE 1 BALER FEED CONVEYOR INSPECTION | 3957197
2722 | 0828-MEC-DD-84-LINE 1 BALER | FEED CONVEYOR INSPECTION | 27 | 24 | 2 - Subj Inspection | 0100828T | #ERROR! | #ERROR! |  |  |  | Gearbox | DD | MEC | Check oil level. Top up if required | Low Oil Level |  |  | 84 |  |  |  | JDE |  | BROKE AND CORE | Route Created. Pending develop data | 0828-MEC-DD-84-LINE 1 BALER FEED CONVEYOR INSPECTION | 3957197
2712 | 0828-ELE-DD-84-LINE 1 BALER | FEED CONV MOTOR CHECK | 27 | 21 | 2 - Subj Inspection | 0100828T | #ERROR! | #ERROR! |  |  |  | Motor | DD | E&I | Visually inspect all electrical connections | Looseness | Wear | Damage | 84 |  |  |  | JDE |  | BROKE AND CORE | Route Created. Pending develop data | 0828-ELE-DD-84-LINE 1 BALER FEED CONV MOTOR CHECK | 3957198
2729 | 0828-MEC-DD-84-LINE 2 BALER | FEED CONVEYOR INSPECTION | 27 | 24 | 2 - Subj Inspection | 0100828U | #ERROR! | #ERROR! |  |  |  | Conveyor Head/Tail shaft | DD | MEC | Visually inspect general condition | Wear | Noise | Vibration | 84 |  |  |  | JDE |  | BROKE AND CORE | Route Created. Pending develop data | 0828-MEC-DD-84-LINE 2 BALER FEED CONVEYOR INSPECTION | 3957199
2741 | 0828-MEC-DD-84-LINE 2 BALER | FEED CONVEYOR INSPECTION | 27 | 24 | 2 - Subj Inspection | 0100828U | #ERROR! | #ERROR! |  |  |  | Torque Arm connection | DD | MEC | Check torque arm connection for shaft mount reducer. | Play | looseness |  | 84 |  |  |  | JDE |  | BROKE AND CORE | Route Created. Pending develop data | 0828-MEC-DD-84-LINE 2 BALER FEED CONVEYOR INSPECTION | 3957199
2745 | 0828-MEC-DD-84-LINE 2 BALER | FEED CONVEYOR INSPECTION | 27 | 24 | 2 - Subj Inspection | 0100828U | #ERROR! | #ERROR! |  |  |  | Head and tail shaft Bearings | DD | MEC | visually inspect general condition | Wear | Noise | Vibration | 84 |  |  |  | JDE |  | BROKE AND CORE | Route Created. Pending develop data | 0828-MEC-DD-84-LINE 2 BALER FEED CONVEYOR INSPECTION | 3957199
2748 | 0828-MEC-DD-84-LINE 2 BALER | FEED CONVEYOR INSPECTION | 27 | 24 | 2 - Subj Inspection | 0100828U | #ERROR! | #ERROR! |  |  |  | Gearbox | DD | MEC | Check oil level. Top up if required | Low Oil Level |  |  | 84 |  |  |  | JDE |  | BROKE AND CORE | Route Created. Pending develop data | 0828-MEC-DD-84-LINE 2 BALER FEED CONVEYOR INSPECTION | 3957199
2738 | 0828-ELE-DD-84-LINE 2 BALER | FEED CONV MOTOR CHECK | 27 | 21 | 2 - Subj Inspection | 0100828U | #ERROR! | #ERROR! |  |  |  | Motor | DD | E&I | Visually inspect all electrical connections | Looseness | Wear | Damage | 84 |  |  |  | JDE |  | BROKE AND CORE | Route Created. Pending develop data | 0828-ELE-DD-84-LINE 2 BALER FEED CONV MOTOR CHECK | 3957200
2768 | 0828-MEC-DD-84-CORE TRANSFER | CONVEYORS GEARBOX OIL CHECK | 28 | 27 | 2 - Subj Inspection | 0100828W | #ERROR! | #ERROR! |  |  |  | Gearbox | DD | MEC | Check oil level. Top up if required | Low Oil Level |  |  | 84 |  |  |  | JDE |  | BROKE AND CORE | Route Created. Pending develop data | 0828-MEC-DD-84-CORE TRANSFER CONVEYORS GEARBOX OIL CHECK | 3957201
2788 | 0828-MEC-DD-84-CORE TRANSFER | CONVEYORS GEARBOX OIL CHECK | 28 | 27 | 2 - Subj Inspection | 0100828X | #ERROR! | #ERROR! |  |  |  | Gearbox | DD | MEC | Check oil level. Top up if required | Low Oil Level |  |  | 84 |  |  |  | JDE |  | BROKE AND CORE | Route Created. Pending develop data | 0828-MEC-DD-84-CORE TRANSFER CONVEYORS GEARBOX OIL CHECK | 3957201
2808 | 0828-MEC-DD-84-CORE TRANSFER | CONVEYORS GEARBOX OIL CHECK | 28 | 27 | 2 - Subj Inspection | 0100828Y | #ERROR! | #ERROR! |  |  |  | Gearbox | DD | MEC | Check oil level. Top up if required | Low Oil Level |  |  | 84 |  |  |  | JDE |  | BROKE AND CORE | Route Created. Pending develop data | 0828-MEC-DD-84-CORE TRANSFER CONVEYORS GEARBOX OIL CHECK | 3957201
2828 | 0828-MEC-DD-84-CORE TRANSFER | CONVEYORS GEARBOX OIL CHECK | 28 | 27 | 2 - Subj Inspection | 0100828Z | #ERROR! | #ERROR! |  |  |  | Gearbox | DD | MEC | Check oil level. Top up if required | Low Oil Level |  |  | 84 |  |  |  | JDE |  | BROKE AND CORE | Route Created. Pending develop data | 0828-MEC-DD-84-CORE TRANSFER CONVEYORS GEARBOX OIL CHECK | 3957201
2839 | 0828-MEC-DD-84-CORE ASRS | INFEED CONVEYOR INSPECTION | 24 | 26 | 2 - Subj Inspection | 010082837 | #ERROR! | #ERROR! |  |  |  | Head/Tail Shaft bearings | DD | MEC | Visually inspect general condition and create an order to lubricate if needed. | Wear | Noise | Vibration | 84 |  |  |  | JDE |  | BROKE AND CORE | Route Created. Pending develop data | 0828-MEC-DD-84-CORE ASRS INFEED CONVEYOR INSPECTION | 3957202
2843 | 0828-MEC-DD-84-CORE ASRS | INFEED CONVEYOR INSPECTION | 24 | 26 | 2 - Subj Inspection | 010082837 | #ERROR! | #ERROR! |  |  |  | Gearbox | DD | MEC | Check oil level. Top up if required | Low Oil Level |  |  | 84 |  |  |  | JDE |  | BROKE AND CORE | Route Created. Pending develop data | 0828-MEC-DD-84-CORE ASRS INFEED CONVEYOR INSPECTION | 3957202
2847 | 0828-MEC-DD-84-CORE ASRS | INFEED CONVEYOR INSPECTION | 24 | 26 | 2 - Subj Inspection | 010082837 | #ERROR! | #ERROR! |  |  |  | Conveyor Belt wear pad | IRD | MEC | Visually inspect general condition | Wear | Damaged |  | 84 |  | Check the condition of belt wear pads. |  | JDE |  | BROKE AND CORE | Route Created. Pending develop data | 0828-MEC-DD-84-CORE ASRS INFEED CONVEYOR INSPECTION | 3957202
2860 | 0828-MEC-DD-84-CORE ASRS | DISCHARGE CONV 1 INSPECTION | 24 | 27 | 2 - Subj Inspection | 010082838 | #ERROR! | #ERROR! |  |  |  | Drive chain | DD | MEC | Visually inspect general condition and clean if needed. | Tension |  |  | 84 |  |  |  | JDE |  | BROKE AND CORE | Route Created. Pending develop data | 0828-MEC-DD-84-CORE ASRS DISCHARGE CONV 1 INSPECTION | 3957203
2868 | 0828-MEC-DD-84-CORE ASRS | DISCHARGE CONV 1 INSPECTION | 24 | 27 | 2 - Subj Inspection | 010082838 | #ERROR! | #ERROR! |  |  |  | Gearbox | DD | MEC | Check oil level. Top up if required | Low Oil Level |  |  | 84 |  |  |  | JDE |  | BROKE AND CORE | Route Created. Pending develop data | 0828-MEC-DD-84-CORE ASRS DISCHARGE CONV 1 INSPECTION | 3957203
2882 | 0828-MEC-DD-84-CORE HOLDING | CONVEYOR INSPECTION | 27 | 19 | 2 - Subj Inspection | 010082839 | #ERROR! | #ERROR! |  |  |  | Drive chain | DD | MEC | Visually inspect general condition and clean if needed. | Tension |  |  | 84 |  |  |  | JDE |  | BROKE AND CORE | Route Created. Pending develop data | 0828-MEC-DD-84-CORE HOLDING CONVEYOR INSPECTION | 3957204
2890 | 0828-MEC-DD-84-CORE HOLDING | CONVEYOR INSPECTION | 27 | 19 | 2 - Subj Inspection | 010082839 | #ERROR! | #ERROR! |  |  |  | Gearbox | DD | MEC | Check oil level. Top up if required | Low Oil Level |  |  | 84 |  |  |  | JDE |  | BROKE AND CORE | Route Created. Pending develop data | 0828-MEC-DD-84-CORE HOLDING CONVEYOR INSPECTION | 3957204
3015 | 0828-MEC-DD-84-CORE HOLDING | CONVEYOR INSPECTION | 27 | 19 | 2 - Subj Inspection | 010082839 | #ERROR! | #ERROR! |  |  |  | Bearings | DD | MEC | visually inspect general condition | Wear | Noise | Vibration | 84 |  |  |  | JDE |  | BROKE AND CORE | Route Created. Pending develop data | 0828-MEC-DD-84-CORE HOLDING CONVEYOR INSPECTION | 3957204
3017 | 0828-MEC-DD-84-CORE HOLDING | CONVEYOR INSPECTION | 27 | 19 | 2 - Subj Inspection | 010082839 | #ERROR! | #ERROR! |  |  |  | Fasteners | DD | MEC | Visually inspect general condition. | looseness | Wear | Damaged | 84 |  |  |  | JDE |  | BROKE AND CORE | Route Created. Pending develop data | 0828-MEC-DD-84-CORE HOLDING CONVEYOR INSPECTION | 3957204
2901 | 0828-MEC-DD-84-CORE ASRS CRANE | INSPECTION AND CLEAN | 30 | 20 | 2 - Subj Inspection | 010082842 | #ERROR! | #ERROR! |  |  |  | Bearings | DD | MEC | visually inspect general condition | Wear | Noise | Vibration | 84 |  |  |  | JDE |  | BROKE AND CORE | Route Created. Pending develop data | 0828-MEC-DD-84-CORE ASRS CRANE INSPECTION AND CLEAN | 3957205
2904 | 0828-MEC-DD-84-CORE ASRS CRANE | INSPECTION AND CLEAN | 30 | 20 | 4 - Cond Monitoring | 010082842 | #ERROR! | #ERROR! |  |  |  | Couplings | DD | MEC | Verify the state of the coupling | Wear | Looseness |  | 84 |  |  |  | JDE |  | BROKE AND CORE | Route Created. Pending develop data | 0828-MEC-DD-84-CORE ASRS CRANE INSPECTION AND CLEAN | 3957205
2906 | 0828-MEC-DD-84-CORE ASRS CRANE | INSPECTION AND CLEAN | 30 | 20 | 2 - Subj Inspection | 010082842 | #ERROR! | #ERROR! |  |  |  | Fasteners | DD | MEC | Visually inspect general condition. | looseness | Wear | Damaged | 84 |  |  |  | JDE |  | BROKE AND CORE | Route Created. Pending develop data | 0828-MEC-DD-84-CORE ASRS CRANE INSPECTION AND CLEAN | 3957205
2907 | 0828-MEC-DD-84-CORE ASRS CRANE | INSPECTION AND CLEAN | 30 | 20 | 2 - Subj Inspection | 010082842 | #ERROR! | #ERROR! |  |  |  | Torque Arm connection | DD | MEC | Check torque arm connection for shaft mount reducer. | Play | looseness |  | 84 |  |  |  | JDE |  | BROKE AND CORE | Route Created. Pending develop data | 0828-MEC-DD-84-CORE ASRS CRANE INSPECTION AND CLEAN | 3957205
2908 | 0828-MEC-DD-84-CORE ASRS CRANE | INSPECTION AND CLEAN | 30 | 20 | 2 - Subj Inspection | 010082842 | #ERROR! | #ERROR! |  |  |  | Sprockets | DD | MEC | Visually inspect general condition. Check and remove any items wrapped around. | Wear | Misaligned | Vibration | 84 |  |  |  | JDE |  | BROKE AND CORE | Route Created. Pending develop data | 0828-MEC-DD-84-CORE ASRS CRANE INSPECTION AND CLEAN | 3957205
2914 | 0828-MEC-DD-84-CORE ASRS CRANE | INSPECTION AND CLEAN | 30 | 20 | 1C - Clean | 010082842 | #ERROR! | #ERROR! |  |  |  | Motors | DD | MEC | Clean motor | Dirty |  |  | 84 |  |  |  | JDE |  | BROKE AND CORE | Route Created. Pending develop data | 0828-MEC-DD-84-CORE ASRS CRANE INSPECTION AND CLEAN | 3957205
2916 | 0828-MEC-DD-84-CORE ASRS CRANE | INSPECTION AND CLEAN | 30 | 20 | 2 - Subj Inspection | 010082842 | #ERROR! | #ERROR! |  |  |  | Timing belts | DD | MEC | Visual Inspection. Adjust if needed | Wear | Tension | Looseness | 84 |  |  |  | JDE |  | BROKE AND CORE | Route Created. Pending develop data | 0828-MEC-DD-84-CORE ASRS CRANE INSPECTION AND CLEAN | 3957205
2910 | 0828-ELE-DD-84-CORE ASRS CRANE | INSPECTION | 30 | 10 | 2 - Subj Inspection | 010082842 | #ERROR! | #ERROR! |  |  |  | Switches, actuators, and valve solenoids | DD | E&I | Visually inspect general condition | Malfunction | Looseness | Breakage | 84 |  |  |  | JDE |  | BROKE AND CORE | Route Created. Pending develop data | 0828-ELE-DD-84-CORE ASRS CRANE INSPECTION | 3957206
2911 | 0828-ELE-DD-84-CORE ASRS CRANE | INSPECTION | 30 | 10 | 2 - Subj Inspection | 010082842 | #ERROR! | #ERROR! |  |  |  | Wiring and connections | DD | E&I | Visually inspect general condition | Looseness | Damaged | Wear | 84 |  |  |  | JDE |  | BROKE AND CORE | Route Created. Pending develop data | 0828-ELE-DD-84-CORE ASRS CRANE INSPECTION | 3957206
2922 | 0828-MEC-DD-84-WIRE COILER | INSPECTION | 26 | 10 | 2 - Subj Inspection | 010082836 | #ERROR! | #ERROR! |  |  |  | Bearings | DD | MEC | visually inspect general condition | Wear | Noise | Vibration | 84 |  |  |  | JDE |  | BROKE AND CORE | Route Created. Pending develop data | 0828-MEC-DD-84-WIRE COILER INSPECTION | 3957207
2925 | 0828-MEC-DD-84-WIRE COILER | INSPECTION | 26 | 10 | 4 - Cond Monitoring | 010082836 | #ERROR! | #ERROR! |  |  |  | Couplings | DD | MEC | Verify the state of the coupling | Wear | Looseness |  | 84 |  |  |  | JDE |  | BROKE AND CORE | Route Created. Pending develop data | 0828-MEC-DD-84-WIRE COILER INSPECTION | 3957207
2927 | 0828-MEC-DD-84-WIRE COILER | INSPECTION | 26 | 10 | 2 - Subj Inspection | 010082836 | #ERROR! | #ERROR! |  |  |  | Fasteners | DD | MEC | Visually inspect general condition. | looseness | Wear | Damaged | 84 |  |  |  | JDE |  | BROKE AND CORE | Route Created. Pending develop data | 0828-MEC-DD-84-WIRE COILER INSPECTION | 3957207
2928 | 0828-MEC-DD-84-WIRE COILER | INSPECTION | 26 | 10 | 2 - Subj Inspection | 010082836 | #ERROR! | #ERROR! |  |  |  | Torque Arm connection | DD | MEC | Check torque arm connection for shaft mount reducer. | Play | looseness |  | 84 |  |  |  | JDE |  | BROKE AND CORE | Route Created. Pending develop data | 0828-MEC-DD-84-WIRE COILER INSPECTION | 3957207
2931 | 0828-ELE-DD-84-WIRE COILER | INSPECTION | 26 | 10 | 2 - Subj Inspection | 010082836 | #ERROR! | #ERROR! |  |  |  | Switches, actuators, and valve solenoids | DD | E&I | Visually inspect general condition | Malfunction | Looseness | Breakage | 84 |  |  |  | JDE |  | BROKE AND CORE | Route Created. Pending develop data | 0828-ELE-DD-84-WIRE COILER INSPECTION | 3957208
2932 | 0828-ELE-DD-84-WIRE COILER | INSPECTION | 26 | 10 | 2 - Subj Inspection | 010082836 | #ERROR! | #ERROR! |  |  |  | Wiring and connections | DD | E&I | Visually inspect general condition | Looseness | Damaged | Wear | 84 |  |  |  | JDE |  | BROKE AND CORE | Route Created. Pending develop data | 0828-ELE-DD-84-WIRE COILER INSPECTION | 3957208
2939 | 0828-MEC-DD-84-PULPER FEED | BATCH CONVEYOR INSPECTION | 26 | 25 | 2 - Subj Inspection | 010082832 | #ERROR! | #ERROR! |  |  |  | Head and tail shaft Bearings | DD | MEC | visually inspect general condition | Wear | Noise | Vibration | 84 |  |  |  | JDE |  | BROKE AND CORE | Route Created. Pending develop data | 0828-MEC-DD-84-PULPER FEED BATCH CONVEYOR INSPECTION | 3957209
2942 | 0828-MEC-DD-84-PULPER FEED | BATCH CONVEYOR INSPECTION | 26 | 25 | 4 - Cond Monitoring | 010082832 | #ERROR! | #ERROR! |  |  |  | Couplings | DD | MEC | Verify the state of the coupling | Wear | Looseness |  | 84 |  |  |  | JDE |  | BROKE AND CORE | Route Created. Pending develop data | 0828-MEC-DD-84-PULPER FEED BATCH CONVEYOR INSPECTION | 3957209
2944 | 0828-MEC-DD-84-PULPER FEED | BATCH CONVEYOR INSPECTION | 26 | 25 | 2 - Subj Inspection | 010082832 | #ERROR! | #ERROR! |  |  |  | Torque Arm connection | DD | MEC | Check torque arm connection for shaft mount reducer. | Play | looseness |  | 84 |  |  |  | JDE |  | BROKE AND CORE | Route Created. Pending develop data | 0828-MEC-DD-84-PULPER FEED BATCH CONVEYOR INSPECTION | 3957209
2952 | 0828-MEC-DD-84-PULPER FEED | BATCH CONVEYOR INSPECTION | 26 | 25 | 2 - Subj Inspection | 010082832 | #ERROR! | #ERROR! |  |  |  | Conveyor Head/Tail shaft | DD | MEC | Visually inspect general condition | Wear | Noise | Vibration | 84 |  |  |  | JDE |  | BROKE AND CORE | Route Created. Pending develop data | 0828-MEC-DD-84-PULPER FEED BATCH CONVEYOR INSPECTION | 3957209
2961 | 0828-MEC-DD-84-PULPER FEED | BATCH CONVEYOR INSPECTION | 26 | 25 | 2 - Subj Inspection | 010082832 | #ERROR! | #ERROR! |  |  |  | Gearbox | DD | MEC | Check oil level. Top up if required | Low Oil Level |  |  | 84 |  |  |  | JDE |  | BROKE AND CORE | Route Created. Pending develop data | 0828-MEC-DD-84-PULPER FEED BATCH CONVEYOR INSPECTION | 3957209
2962 | 0828-MEC-DD-84-PULPER FEED | BATCH CONVEYOR INSPECTION | 26 | 25 | 1C - Clean | 010082832 | #ERROR! | #ERROR! |  |  |  | Motor | DD | MEC | Clean the motor | Dirty |  |  | 84 |  |  |  | JDE |  | BROKE AND CORE | Route Created. Pending develop data | 0828-MEC-DD-84-PULPER FEED BATCH CONVEYOR INSPECTION | 3957209
2947 | 0828-ELE-DD-84-PULPER FEED | BATCH CONVEYOR INSPECTION | 26 | 25 | 2 - Subj Inspection | 010082832 | #ERROR! | #ERROR! |  |  |  | Switches, actuators, and valve solenoids | DD | E&I | Visually inspect general condition | Malfunction | Looseness | Breakage | 84 |  |  |  | JDE |  | BROKE AND CORE | Route Created. Pending develop data | 0828-ELE-DD-84-PULPER FEED BATCH CONVEYOR INSPECTION | 3957210
2948 | 0828-ELE-DD-84-PULPER FEED | BATCH CONVEYOR INSPECTION | 26 | 25 | 2 - Subj Inspection | 010082832 | #ERROR! | #ERROR! |  |  |  | Wiring and connections | DD | E&I | Visually inspect general condition | Looseness | Damaged | Wear | 84 |  |  |  | JDE |  | BROKE AND CORE | Route Created. Pending develop data | 0828-ELE-DD-84-PULPER FEED BATCH CONVEYOR INSPECTION | 3957210
2966 | 0828-ELE-DD-84-BROKE AND CORE | JUNCTION BOXES INSPECTION | 29 | 25 | 2 - Subj Inspection | 010082850K | #ERROR! | #ERROR! |  |  |  | Wiring and connections | DD | E&I | Inspection of condition | Looseness |  |  | 84 |  |  |  | JDE |  | BROKE AND CORE | Route Created. Pending develop data | 0828-ELE-DD-84-BROKE AND CORE JUNCTION BOXES INSPECTION | 3957211
2967 | 0828-ELE-DD-84-BROKE AND CORE | JUNCTION BOXES INSPECTION | 29 | 25 | 2 - Subj Inspection | 010082850L | #ERROR! | #ERROR! |  |  |  | Wiring and connections | DD | E&I | Inspection of condition | Looseness |  |  | 84 |  |  |  | JDE |  | BROKE AND CORE | Route Created. Pending develop data | 0828-ELE-DD-84-BROKE AND CORE JUNCTION BOXES INSPECTION | 3957211
2968 | 0828-ELE-DD-84-BROKE AND CORE | JUNCTION BOXES INSPECTION | 29 | 25 | 2 - Subj Inspection | 010082850M | #ERROR! | #ERROR! |  |  |  | Wiring and connections | DD | E&I | Inspection of condition | Looseness |  |  | 84 |  |  |  | JDE |  | BROKE AND CORE | Route Created. Pending develop data | 0828-ELE-DD-84-BROKE AND CORE JUNCTION BOXES INSPECTION | 3957211
2969 | 0828-ELE-DD-84-BROKE AND CORE | JUNCTION BOXES INSPECTION | 29 | 25 | 2 - Subj Inspection | 010082850N | #ERROR! | #ERROR! |  |  |  | Wiring and connections | DD | E&I | Inspection of condition | Looseness |  |  | 84 |  |  |  | JDE |  | BROKE AND CORE | Route Created. Pending develop data | 0828-ELE-DD-84-BROKE AND CORE JUNCTION BOXES INSPECTION | 3957211
2970 | 0828-ELE-DD-84-BROKE AND CORE | JUNCTION BOXES INSPECTION | 29 | 25 | 2 - Subj Inspection | 010082850O | #ERROR! | #ERROR! |  |  |  | Wiring and connections | DD | E&I | Inspection of condition | Looseness |  |  | 84 |  |  |  | JDE |  | BROKE AND CORE | Route Created. Pending develop data | 0828-ELE-DD-84-BROKE AND CORE JUNCTION BOXES INSPECTION | 3957211
2971 | 0828-ELE-DD-84-BROKE AND CORE | JUNCTION BOXES INSPECTION | 29 | 25 | 2 - Subj Inspection | 010082850P | #ERROR! | #ERROR! |  |  |  | Wiring and connections | DD | E&I | Inspection of condition | Looseness |  |  | 84 |  |  |  | JDE |  | BROKE AND CORE | Route Created. Pending develop data | 0828-ELE-DD-84-BROKE AND CORE JUNCTION BOXES INSPECTION | 3957211
2972 | 0828-ELE-DD-84-BROKE AND CORE | JUNCTION BOXES INSPECTION | 29 | 25 | 2 - Subj Inspection | 010082850Q | #ERROR! | #ERROR! |  |  |  | Wiring and connections | DD | E&I | Inspection of condition | Looseness |  |  | 84 |  |  |  | JDE |  | BROKE AND CORE | Route Created. Pending develop data | 0828-ELE-DD-84-BROKE AND CORE JUNCTION BOXES INSPECTION | 3957211
2973 | 0828-ELE-DD-84-BROKE AND CORE | JUNCTION BOXES INSPECTION | 29 | 25 | 2 - Subj Inspection | 010082850R | #ERROR! | #ERROR! |  |  |  | Wiring and connections | DD | E&I | Inspection of condition | Looseness |  |  | 84 |  |  |  | JDE |  | BROKE AND CORE | Route Created. Pending develop data | 0828-ELE-DD-84-BROKE AND CORE JUNCTION BOXES INSPECTION | 3957211
2974 | 0828-ELE-DD-84-BROKE AND CORE | JUNCTION BOXES INSPECTION | 29 | 25 | 2 - Subj Inspection | 010082850S | #ERROR! | #ERROR! |  |  |  | Wiring and connections | DD | E&I | Inspection of condition | Looseness |  |  | 84 |  |  |  | JDE |  | BROKE AND CORE | Route Created. Pending develop data | 0828-ELE-DD-84-BROKE AND CORE JUNCTION BOXES INSPECTION | 3957211
2975 | 0828-ELE-DD-84-BROKE AND CORE | JUNCTION BOXES INSPECTION | 29 | 25 | 2 - Subj Inspection | 010082850T | #ERROR! | #ERROR! |  |  |  | Wiring and connections | DD | E&I | Inspection of condition | Looseness |  |  | 84 |  |  |  | JDE |  | BROKE AND CORE | Route Created. Pending develop data | 0828-ELE-DD-84-BROKE AND CORE JUNCTION BOXES INSPECTION | 3957211
2976 | 0828-ELE-DD-84-BROKE AND CORE | JUNCTION BOXES INSPECTION | 29 | 25 | 2 - Subj Inspection | 010082850U | #ERROR! | #ERROR! |  |  |  | Wiring and connections | DD | E&I | Inspection of condition | Looseness |  |  | 84 |  |  |  | JDE |  | BROKE AND CORE | Route Created. Pending develop data | 0828-ELE-DD-84-BROKE AND CORE JUNCTION BOXES INSPECTION | 3957211
2977 | 0828-ELE-DD-84-BROKE AND CORE | JUNCTION BOXES INSPECTION | 29 | 25 | 2 - Subj Inspection | 010082850V | #ERROR! | #ERROR! |  |  |  | Wiring and connections | DD | E&I | Inspection of condition | Looseness |  |  | 84 |  |  |  | JDE |  | BROKE AND CORE | Route Created. Pending develop data | 0828-ELE-DD-84-BROKE AND CORE JUNCTION BOXES INSPECTION | 3957211
2978 | 0828-ELE-DD-84-BROKE AND CORE | JUNCTION BOXES INSPECTION | 29 | 25 | 2 - Subj Inspection | 010082850W | #ERROR! | #ERROR! |  |  |  | Wiring and connections | DD | E&I | Inspection of condition | Looseness |  |  | 84 |  |  |  | JDE |  | BROKE AND CORE | Route Created. Pending develop data | 0828-ELE-DD-84-BROKE AND CORE JUNCTION BOXES INSPECTION | 3957211
2979 | 0828-ELE-DD-84-BROKE AND CORE | JUNCTION BOXES INSPECTION | 29 | 25 | 2 - Subj Inspection | 010082850X | #ERROR! | #ERROR! |  |  |  | Wiring and connections | DD | E&I | Inspection of condition | Looseness |  |  | 84 |  |  |  | JDE |  | BROKE AND CORE | Route Created. Pending develop data | 0828-ELE-DD-84-BROKE AND CORE JUNCTION BOXES INSPECTION | 3957211
2980 | 0828-ELE-DD-84-BROKE AND CORE | JUNCTION BOXES INSPECTION | 29 | 25 | 2 - Subj Inspection | 010082850Y | #ERROR! | #ERROR! |  |  |  | Wiring and connections | DD | E&I | Inspection of condition | Looseness |  |  | 84 |  |  |  | JDE |  | BROKE AND CORE | Route Created. Pending develop data | 0828-ELE-DD-84-BROKE AND CORE JUNCTION BOXES INSPECTION | 3957211
2981 | 0828-ELE-DD-84-BROKE AND CORE | JUNCTION BOXES INSPECTION | 29 | 25 | 2 - Subj Inspection | 010082850Z | #ERROR! | #ERROR! |  |  |  | Wiring and connections | DD | E&I | Inspection of condition | Looseness |  |  | 84 |  |  |  | JDE |  | BROKE AND CORE | Route Created. Pending develop data | 0828-ELE-DD-84-BROKE AND CORE JUNCTION BOXES INSPECTION | 3957211
2982 | 0828-ELE-DD-84-BROKE AND CORE | JUNCTION BOXES INSPECTION | 29 | 25 | 2 - Subj Inspection | 01008285027 | #ERROR! | #ERROR! |  |  |  | Wiring and connections | DD | E&I | Inspection of condition | Looseness |  |  | 84 |  |  |  | JDE |  | BROKE AND CORE | Route Created. Pending develop data | 0828-ELE-DD-84-BROKE AND CORE JUNCTION BOXES INSPECTION | 3957211
2983 | 0828-ELE-DD-84-BROKE AND CORE | JUNCTION BOXES INSPECTION | 29 | 25 | 2 - Subj Inspection | 01008285028 | #ERROR! | #ERROR! |  |  |  | Wiring and connections | DD | E&I | Inspection of condition | Looseness |  |  | 84 |  |  |  | JDE |  | BROKE AND CORE | Route Created. Pending develop data | 0828-ELE-DD-84-BROKE AND CORE JUNCTION BOXES INSPECTION | 3957211
2984 | 0828-ELE-DD-84-BROKE AND CORE | JUNCTION BOXES INSPECTION | 29 | 25 | 2 - Subj Inspection | 01008285029 | #ERROR! | #ERROR! |  |  |  | Wiring and connections | DD | E&I | Inspection of condition | Looseness |  |  | 84 |  |  |  | JDE |  | BROKE AND CORE | Route Created. Pending develop data | 0828-ELE-DD-84-BROKE AND CORE JUNCTION BOXES INSPECTION | 3957211
2985 | 0828-ELE-DD-84-BROKE AND CORE | JUNCTION BOXES INSPECTION | 29 | 25 | 2 - Subj Inspection | 01008285030 | #ERROR! | #ERROR! |  |  |  | Wiring and connections | DD | E&I | Inspection of condition | Looseness |  |  | 84 |  |  |  | JDE |  | BROKE AND CORE | Route Created. Pending develop data | 0828-ELE-DD-84-BROKE AND CORE JUNCTION BOXES INSPECTION | 3957211
2986 | 0828-ELE-DD-84-BROKE AND CORE | JUNCTION BOXES INSPECTION | 29 | 25 | 2 - Subj Inspection | 01008285031 | #ERROR! | #ERROR! |  |  |  | Wiring and connections | DD | E&I | Inspection of condition | Looseness |  |  | 84 |  |  |  | JDE |  | BROKE AND CORE | Route Created. Pending develop data | 0828-ELE-DD-84-BROKE AND CORE JUNCTION BOXES INSPECTION | 3957211
2987 | 0828-ELE-DD-84-BROKE AND CORE | JUNCTION BOXES INSPECTION | 29 | 25 | 2 - Subj Inspection | 01008285032 | #ERROR! | #ERROR! |  |  |  | Wiring and connections | DD | E&I | Inspection of condition | Looseness |  |  | 84 |  |  |  | JDE |  | BROKE AND CORE | Route Created. Pending develop data | 0828-ELE-DD-84-BROKE AND CORE JUNCTION BOXES INSPECTION | 3957211
2988 | 0828-ELE-DD-84-BROKE AND CORE | JUNCTION BOXES INSPECTION | 29 | 25 | 2 - Subj Inspection | 01008285033 | #ERROR! | #ERROR! |  |  |  | Wiring and connections | DD | E&I | Inspection of condition | Looseness |  |  | 84 |  |  |  | JDE |  | BROKE AND CORE | Route Created. Pending develop data | 0828-ELE-DD-84-BROKE AND CORE JUNCTION BOXES INSPECTION | 3957211
2989 | 0828-ELE-DD-84-BROKE AND CORE | JUNCTION BOXES INSPECTION | 29 | 25 | 2 - Subj Inspection | 01008285034 | #ERROR! | #ERROR! |  |  |  | Wiring and connections | DD | E&I | Inspection of condition | Looseness |  |  | 84 |  |  |  | JDE |  | BROKE AND CORE | Route Created. Pending develop data | 0828-ELE-DD-84-BROKE AND CORE JUNCTION BOXES INSPECTION | 3957211
2990 | 0828-ELE-DD-84-BROKE AND CORE | JUNCTION BOXES INSPECTION | 29 | 25 | 2 - Subj Inspection | 01008285035 | #ERROR! | #ERROR! |  |  |  | Wiring and connections | DD | E&I | Inspection of condition | Looseness |  |  | 84 |  |  |  | JDE |  | BROKE AND CORE | Route Created. Pending develop data | 0828-ELE-DD-84-BROKE AND CORE JUNCTION BOXES INSPECTION | 3957211
2991 | 0828-ELE-DD-84-BROKE AND CORE | JUNCTION BOXES INSPECTION | 29 | 25 | 2 - Subj Inspection | 01008285036 | #ERROR! | #ERROR! |  |  |  | Wiring and connections | DD | E&I | Inspection of condition | Looseness |  |  | 84 |  |  |  | JDE |  | BROKE AND CORE | Route Created. Pending develop data | 0828-ELE-DD-84-BROKE AND CORE JUNCTION BOXES INSPECTION | 3957211
2992 | 0828-ELE-DD-84-BROKE AND CORE | JUNCTION BOXES INSPECTION | 29 | 25 | 2 - Subj Inspection | 01008285037 | #ERROR! | #ERROR! |  |  |  | Wiring and connections | DD | E&I | Inspection of condition | Looseness |  |  | 84 |  |  |  | JDE |  | BROKE AND CORE | Route Created. Pending develop data | 0828-ELE-DD-84-BROKE AND CORE JUNCTION BOXES INSPECTION | 3957211
2993 | 0828-ELE-DD-84-BROKE AND CORE | JUNCTION BOXES INSPECTION | 29 | 25 | 2 - Subj Inspection | 01008285038 | #ERROR! | #ERROR! |  |  |  | Wiring and connections | DD | E&I | Inspection of condition | Looseness |  |  | 84 |  |  |  | JDE |  | BROKE AND CORE | Route Created. Pending develop data | 0828-ELE-DD-84-BROKE AND CORE JUNCTION BOXES INSPECTION | 3957211
2994 | 0828-ELE-DD-84-BROKE AND CORE | JUNCTION BOXES INSPECTION | 29 | 25 | 2 - Subj Inspection | 01008285039 | #ERROR! | #ERROR! |  |  |  | Wiring and connections | DD | E&I | Inspection of condition | Looseness |  |  | 84 |  |  |  | JDE |  | BROKE AND CORE | Route Created. Pending develop data | 0828-ELE-DD-84-BROKE AND CORE JUNCTION BOXES INSPECTION | 3957211
2995 | 0828-ELE-DD-84-BROKE AND CORE | JUNCTION BOXES INSPECTION | 29 | 25 | 2 - Subj Inspection | 01008285040 | #ERROR! | #ERROR! |  |  |  | Wiring and connections | DD | E&I | Inspection of condition | Looseness |  |  | 84 |  |  |  | JDE |  | BROKE AND CORE | Route Created. Pending develop data | 0828-ELE-DD-84-BROKE AND CORE JUNCTION BOXES INSPECTION | 3957211
2996 | 0828-ELE-DD-84-BROKE AND CORE | JUNCTION BOXES INSPECTION | 29 | 25 | 2 - Subj Inspection | 01008285041 | #ERROR! | #ERROR! |  |  |  | Wiring and connections | DD | E&I | Inspection of condition | Looseness |  |  | 84 |  |  |  | JDE |  | BROKE AND CORE | Route Created. Pending develop data | 0828-ELE-DD-84-BROKE AND CORE JUNCTION BOXES INSPECTION | 3957211
2997 | 0828-ELE-DD-84-BROKE AND CORE | JUNCTION BOXES INSPECTION | 29 | 25 | 2 - Subj Inspection | 01008285042 | #ERROR! | #ERROR! |  |  |  | Wiring and connections | DD | E&I | Inspection of condition | Looseness |  |  | 84 |  |  |  | JDE |  | BROKE AND CORE | Route Created. Pending develop data | 0828-ELE-DD-84-BROKE AND CORE JUNCTION BOXES INSPECTION | 3957211
2998 | 0828-ELE-DD-84-BROKE AND CORE | JUNCTION BOXES INSPECTION | 29 | 25 | 2 - Subj Inspection | 01008285043 | #ERROR! | #ERROR! |  |  |  | Wiring and connections | DD | E&I | Inspection of condition | Looseness |  |  | 84 |  |  |  | JDE |  | BROKE AND CORE | Route Created. Pending develop data | 0828-ELE-DD-84-BROKE AND CORE JUNCTION BOXES INSPECTION | 3957211
2999 | 0828-ELE-DD-84-BROKE AND CORE | JUNCTION BOXES INSPECTION | 29 | 25 | 2 - Subj Inspection | 01008285044 | #ERROR! | #ERROR! |  |  |  | Wiring and connections | DD | E&I | Inspection of condition | Looseness |  |  | 84 |  |  |  | JDE |  | BROKE AND CORE | Route Created. Pending develop data | 0828-ELE-DD-84-BROKE AND CORE JUNCTION BOXES INSPECTION | 3957211
3000 | 0828-ELE-DD-84-BROKE AND CORE | JUNCTION BOXES INSPECTION | 29 | 25 | 2 - Subj Inspection | 01008285045 | #ERROR! | #ERROR! |  |  |  | Wiring and connections | DD | E&I | Inspection of condition | Looseness |  |  | 84 |  |  |  | JDE |  | BROKE AND CORE | Route Created. Pending develop data | 0828-ELE-DD-84-BROKE AND CORE JUNCTION BOXES INSPECTION | 3957211
3001 | 0828-ELE-DD-84-BROKE AND CORE | JUNCTION BOXES INSPECTION | 29 | 25 | 2 - Subj Inspection | 01008285046 | #ERROR! | #ERROR! |  |  |  | Wiring and connections | DD | E&I | Inspection of condition | Looseness |  |  | 84 |  |  |  | JDE |  | BROKE AND CORE | Route Created. Pending develop data | 0828-ELE-DD-84-BROKE AND CORE JUNCTION BOXES INSPECTION | 3957211
3002 | 0828-ELE-DD-84-BROKE AND CORE | JUNCTION BOXES INSPECTION | 29 | 25 | 2 - Subj Inspection | 01008285047 | #ERROR! | #ERROR! |  |  |  | Wiring and connections | DD | E&I | Inspection of condition | Looseness |  |  | 84 |  |  |  | JDE |  | BROKE AND CORE | Route Created. Pending develop data | 0828-ELE-DD-84-BROKE AND CORE JUNCTION BOXES INSPECTION | 3957211
3003 | 0828-ELE-DD-84-BROKE AND CORE | JUNCTION BOXES INSPECTION | 29 | 25 | 2 - Subj Inspection | 01008285048 | #ERROR! | #ERROR! |  |  |  | Wiring and connections | DD | E&I | Inspection of condition | Looseness |  |  | 84 |  |  |  | JDE |  | BROKE AND CORE | Route Created. Pending develop data | 0828-ELE-DD-84-BROKE AND CORE JUNCTION BOXES INSPECTION | 3957211
3004 | 0828-ELE-DD-84-BROKE AND CORE | JUNCTION BOXES INSPECTION | 29 | 25 | 2 - Subj Inspection | 01008285049 | #ERROR! | #ERROR! |  |  |  | Wiring and connections | DD | E&I | Inspection of condition | Looseness |  |  | 84 |  |  |  | JDE |  | BROKE AND CORE | Route Created. Pending develop data | 0828-ELE-DD-84-BROKE AND CORE JUNCTION BOXES INSPECTION | 3957211
3005 | 0828-ELE-DD-84-BROKE AND CORE | JUNCTION BOXES INSPECTION | 29 | 25 | 2 - Subj Inspection | 01008285050 | #ERROR! | #ERROR! |  |  |  | Wiring and connections | DD | E&I | Inspection of condition | Looseness |  |  | 84 |  |  |  | JDE |  | BROKE AND CORE | Route Created. Pending develop data | 0828-ELE-DD-84-BROKE AND CORE JUNCTION BOXES INSPECTION | 3957211
3006 | 0828-ELE-DD-84-BROKE AND CORE | JUNCTION BOXES INSPECTION | 29 | 25 | 2 - Subj Inspection | 01008285051 | #ERROR! | #ERROR! |  |  |  | Wiring and connections | DD | E&I | Inspection of condition | Looseness |  |  | 84 |  |  |  | JDE |  | BROKE AND CORE | Route Created. Pending develop data | 0828-ELE-DD-84-BROKE AND CORE JUNCTION BOXES INSPECTION | 3957211
3007 | 0828-ELE-DD-84-BROKE AND CORE | JUNCTION BOXES INSPECTION | 29 | 25 | 2 - Subj Inspection | 01008285052 | #ERROR! | #ERROR! |  |  |  | Wiring and connections | DD | E&I | Inspection of condition | Looseness |  |  | 84 |  |  |  | JDE |  | BROKE AND CORE | Route Created. Pending develop data | 0828-ELE-DD-84-BROKE AND CORE JUNCTION BOXES INSPECTION | 3957211
3008 | 0828-ELE-DD-84-BROKE AND CORE | JUNCTION BOXES INSPECTION | 29 | 25 | 2 - Subj Inspection | 01008285053 | #ERROR! | #ERROR! |  |  |  | Wiring and connections | DD | E&I | Inspection of condition | Looseness |  |  | 84 |  |  |  | JDE |  | BROKE AND CORE | Route Created. Pending develop data | 0828-ELE-DD-84-BROKE AND CORE JUNCTION BOXES INSPECTION | 3957211
3009 | 0828-ELE-DD-84-BROKE AND CORE | JUNCTION BOXES INSPECTION | 29 | 25 | 2 - Subj Inspection | 01008285054 | #ERROR! | #ERROR! |  |  |  | Wiring and connections | DD | E&I | Inspection of condition | Looseness |  |  | 84 |  |  |  | JDE |  | BROKE AND CORE | Route Created. Pending develop data | 0828-ELE-DD-84-BROKE AND CORE JUNCTION BOXES INSPECTION | 3957211
3010 | 0828-ELE-DD-84-BROKE AND CORE | JUNCTION BOXES INSPECTION | 29 | 25 | 2 - Subj Inspection | 01008285055 | #ERROR! | #ERROR! |  |  |  | Wiring and connections | DD | E&I | Inspection of condition | Looseness |  |  | 84 |  |  |  | JDE |  | BROKE AND CORE | Route Created. Pending develop data | 0828-ELE-DD-84-BROKE AND CORE JUNCTION BOXES INSPECTION | 3957211
3011 | 0828-ELE-DD-84-BROKE AND CORE | JUNCTION BOXES INSPECTION | 29 | 25 | 2 - Subj Inspection | 01008285056 | #ERROR! | #ERROR! |  |  |  | Wiring and connections | DD | E&I | Inspection of condition | Looseness |  |  | 84 |  |  |  | JDE |  | BROKE AND CORE | Route Created. Pending develop data | 0828-ELE-DD-84-BROKE AND CORE JUNCTION BOXES INSPECTION | 3957211
3012 | 0828-ELE-DD-84-BROKE AND CORE | JUNCTION BOXES INSPECTION | 29 | 25 | 2 - Subj Inspection | 01008285057 | #ERROR! | #ERROR! |  |  |  | Wiring and connections | DD | E&I | Inspection of condition | Looseness |  |  | 84 |  |  |  | JDE |  | BROKE AND CORE | Route Created. Pending develop data | 0828-ELE-DD-84-BROKE AND CORE JUNCTION BOXES INSPECTION | 3957211
3013 | 0828-ELE-DD-84-BROKE AND CORE | JUNCTION BOXES INSPECTION | 29 | 25 | 2 - Subj Inspection | 01008285058 | #ERROR! | #ERROR! |  |  |  | Wiring and connections | DD | E&I | Inspection of condition | Looseness |  |  | 84 |  |  |  | JDE |  | BROKE AND CORE | Route Created. Pending develop data | 0828-ELE-DD-84-BROKE AND CORE JUNCTION BOXES INSPECTION | 3957211
3019 | 0828-ELE-DD-84-CORE HOLDING | CONVEYOR INSPECTION | 27 | 19 | 2 - Subj Inspection | 010082839 | #ERROR! | #ERROR! |  |  |  | Wiring and connections | DD | E&I | Visually inspect general condition | Looseness | Damaged | Wear | 84 |  |  |  | JDE |  | BROKE AND CORE | Route Created. Pending develop data | 0828-ELE-DD-84-CORE HOLDING CONVEYOR INSPECTION | 3957212
3026 | 0828-ELE-DD-84-CORE INSPECTION | SYSTEMS CHECK | 30 | 13 | 2 - Subj Inspection | 010082845 | #ERROR! | #ERROR! |  |  |  | Switches, actuators, and valve solenoids | DD | E&I | Visually inspect general condition | Malfunction | Looseness | Breakage | 84 |  |  |  | JDE |  | BROKE AND CORE | Route Created. Pending develop data | 0828-ELE-DD-84-CORE INSPECTION SYSTEMS CHECK | 3957213
3027 | 0828-ELE-DD-84-CORE INSPECTION | SYSTEMS CHECK | 30 | 13 | 2 - Subj Inspection | 010082845 | #ERROR! | #ERROR! |  |  |  | Wiring and connections | DD | E&I | Visually inspect general condition | Looseness | Damaged | Wear | 84 |  |  |  | JDE |  | BROKE AND CORE | Route Created. Pending develop data | 0828-ELE-DD-84-CORE INSPECTION SYSTEMS CHECK | 3957213
3030 | 0828-MEC-DD-84-CORE TABLE FEED | INSPECTION | 30 | 10 | 2 - Subj Inspection | 010082846 | #ERROR! | #ERROR! |  |  |  | Bearings | DD | MEC | visually inspect general condition | Wear | Noise | Vibration | 84 |  |  |  | JDE |  | BROKE AND CORE | Route Created. Pending develop data | 0828-MEC-DD-84-CORE TABLE FEED INSPECTION | 3957214
3033 | 0828-MEC-DD-84-CORE TABLE FEED | INSPECTION | 30 | 10 | 2 - Subj Inspection | 010082846 | #ERROR! | #ERROR! |  |  |  | Fasteners | DD | MEC | Visually inspect general condition. | looseness | Wear | Damaged | 84 |  |  |  | JDE |  | BROKE AND CORE | Route Created. Pending develop data | 0828-MEC-DD-84-CORE TABLE FEED INSPECTION | 3957214
3034 | 0828-MEC-DD-84-CORE TABLE FEED | INSPECTION | 30 | 10 | 2 - Subj Inspection | 010082846 | #ERROR! | #ERROR! |  |  |  | Torque Arm connection | DD | MEC | Check torque arm connection for shaft mount reducer. | Play | looseness |  | 84 |  |  |  | JDE |  | BROKE AND CORE | Route Created. Pending develop data | 0828-MEC-DD-84-CORE TABLE FEED INSPECTION | 3957214
3037 | 0828-ELE-DD-84-CORE TABLE FEED | CHECK | 30 | 5 | 2 - Subj Inspection | 010082846 | #ERROR! | #ERROR! |  |  |  | Switches, actuators, and valve solenoids | DD | E&I | Visually inspect general condition | Malfunction | Looseness | Breakage | 84 |  |  |  | JDE |  | BROKE AND CORE | Route Created. Pending develop data | 0828-ELE-DD-84-CORE TABLE FEED CHECK | 3957215
3038 | 0828-ELE-DD-84-CORE TABLE FEED | CHECK | 30 | 5 | 2 - Subj Inspection | 010082846 | #ERROR! | #ERROR! |  |  |  | Wiring and connections | DD | E&I | Visually inspect general condition | Looseness | Damaged | Wear | 84 |  |  |  | JDE |  | BROKE AND CORE | Route Created. Pending develop data | 0828-ELE-DD-84-CORE TABLE FEED CHECK | 3957215
3047 | 0828-MEC-DD-84-CORE ASRS | DISCHARGE CONV 2 INSPECTION | 24 | 27 | 2 - Subj Inspection | 010082840 | #ERROR! | #ERROR! |  |  |  | Drive chain | DD | MEC | Visually inspect general condition and clean if needed. | Tension |  |  | 84 |  |  |  | JDE |  | BROKE AND CORE | Route Created. Pending develop data | 0828-MEC-DD-84-CORE ASRS DISCHARGE CONV 2 INSPECTION | 3957216
3055 | 0828-MEC-DD-84-CORE ASRS | DISCHARGE CONV 2 INSPECTION | 24 | 27 | 2 - Subj Inspection | 010082840 | #ERROR! | #ERROR! |  |  |  | Gearbox | DD | MEC | Check oil level. Top up if required | Low Oil Level |  |  | 84 |  |  |  | JDE |  | BROKE AND CORE | Route Created. Pending develop data | 0828-MEC-DD-84-CORE ASRS DISCHARGE CONV 2 INSPECTION | 3957216
2108 | 0820-MEC-IRD-84-WIRE COLIER | INSPECTION AND SERVICE | 27 | 22 | 2 - Subj Inspection | 0100820U | #ERROR! | #ERROR! |  |  |  | Hydraulic Fittings | IRD | MEC | Inspect for oil drips on all tube and pipe fittings and tighten when necessary. | Leaks |  |  | 84 |  |  |  | JDE |  | BALE HANDLING | Route Created. Pending develop data | 0820-MEC-IRD-84-WIRE COLIER INSPECTION AND SERVICE | 3957217
2111 | 0820-MEC-IRD-84-WIRE COLIER | INSPECTION AND SERVICE | 27 | 22 | 2 - Subj Inspection | 0100820U | #ERROR! | #ERROR! |  |  |  | Ram Wiper | DD | MEC | Inspect ram wiper to be sure that it rides on ram top plate. If ram requires readjustment, create an order. | Out of Adjustment |  |  | 84 |  |  |  | JDE |  | BALE HANDLING | Route Created. Pending develop data | 0820-MEC-IRD-84-WIRE COLIER INSPECTION AND SERVICE | 3957217
3298 | 0045-MEC-IRD-84-MILL EFFLUENT | PUMPS DRIVE INSPECTION | 29 | 22 | 4 - Cond Monitoring | 5050045BDEA | #ERROR! | #ERROR! |  |  |  | Belt | IRD | MEC | Inspect with Stroboscope | Sliding | Wear | Noise | 84 |  |  |  | JDE |  | UTILITIES | Route Created. Pending develop data | 0045-MEC-IRD-84-MILL EFFLUENT PUMPS DRIVE INSPECTION | 3957218
3299 | 0045-MEC-IRD-84-MILL EFFLUENT | PUMPS DRIVE INSPECTION | 29 | 22 | 4 - Cond Monitoring | 5050045BDEA | #ERROR! | #ERROR! |  |  |  | Pulleys | IRD | MEC | Inspect with Stroboscope | Wear | Play |  | 84 |  |  |  | JDE |  | UTILITIES | Route Created. Pending develop data | 0045-MEC-IRD-84-MILL EFFLUENT PUMPS DRIVE INSPECTION | 3957218
3300 | 0045-MEC-IRD-84-MILL EFFLUENT | PUMPS DRIVE INSPECTION | 29 | 22 | 2 - Subj Inspection | 5050045BDEA | #ERROR! | #ERROR! |  |  |  | Belt guard | IRD | MEC | Visual Inspection | Wear | Loose bolts |  | 84 |  |  |  | JDE |  | UTILITIES | Route Created. Pending develop data | 0045-MEC-IRD-84-MILL EFFLUENT PUMPS DRIVE INSPECTION | 3957218
3825 | 0045-MEC-IRD-84-MILL EFFLUENT | PUMPS DRIVE INSPECTION | 29 | 22 | 1A - Adjust | 5050045BN | #ERROR! | #ERROR! |  |  |  | Coupling guard | IRD | MEC | Visual Inspection | Wear | Loose bolts |  | 84 |  |  |  | JDE |  | UTILITIES | Route Created. Pending develop data | 0045-MEC-IRD-84-MILL EFFLUENT PUMPS DRIVE INSPECTION | 3957218
3825 | 0045-MEC-IRD-84-MILL EFFLUENT | PUMPS DRIVE INSPECTION | 29 | 22 | 1A - Adjust | 5050045BO | #ERROR! | #ERROR! |  |  |  | Coupling guard | IRD | MEC | Visual Inspection | Wear | Loose bolts |  | 84 |  |  |  | JDE |  | UTILITIES | Route Created. Pending develop data | 0045-MEC-IRD-84-MILL EFFLUENT PUMPS DRIVE INSPECTION | 3957218
3826 | 0045-MEC-IRD-84-MILL EFFLUENT | PUMPS DRIVE INSPECTION | 29 | 22 | 2 - Subj Inspection | 5050045BN | #ERROR! | #ERROR! |  |  |  | Coupling | IRD | MEC | Verify the state of the coupling with a stroboscope. | Wear | Looseness |  | 84 |  |  |  | JDE |  | UTILITIES | Route Created. Pending develop data | 0045-MEC-IRD-84-MILL EFFLUENT PUMPS DRIVE INSPECTION | 3957218
3826 | 0045-MEC-IRD-84-MILL EFFLUENT | PUMPS DRIVE INSPECTION | 29 | 22 | 2 - Subj Inspection | 5050045BO | #ERROR! | #ERROR! |  |  |  | Coupling | IRD | MEC | Verify the state of the coupling with a stroboscope. | Wear | Looseness |  | 84 |  |  |  | JDE |  | UTILITIES | Route Created. Pending develop data | 0045-MEC-IRD-84-MILL EFFLUENT PUMPS DRIVE INSPECTION | 3957218
3827 | 0045-MEC-IRD-84-MILL EFFLUENT | PUMPS DRIVE INSPECTION | 29 | 22 | 2 - Subj Inspection | 5050045BN | #ERROR! | #ERROR! |  |  |  | Fasteners | IRD | MEC | Verify the integrity of the pump’s foundation and check the hold-down bolts for tightness. | Wear | Looseness |  | 84 |  |  |  | JDE |  | UTILITIES | Route Created. Pending develop data | 0045-MEC-IRD-84-MILL EFFLUENT PUMPS DRIVE INSPECTION | 3957218
3827 | 0045-MEC-IRD-84-MILL EFFLUENT | PUMPS DRIVE INSPECTION | 29 | 22 | 2 - Subj Inspection | 5050045BO | #ERROR! | #ERROR! |  |  |  | Fasteners | IRD | MEC | Verify the integrity of the pump’s foundation and check the hold-down bolts for tightness. | Wear | Looseness |  | 84 |  |  |  | JDE |  | UTILITIES | Route Created. Pending develop data | 0045-MEC-IRD-84-MILL EFFLUENT PUMPS DRIVE INSPECTION | 3957218
3336 | 0050-UFO-IRD-84-COMPRESSORS | INSPECTION | 27 | 10 | 2 - Subj Inspection | 5050050A | #ERROR! | #ERROR! |  |  |  | Condensate traps | IRD | UFO | Inspect general condition and clean | Leak | Wear |  | 84 |  |  |  | JDE |  | UTILITIES | Route Created. Pending develop data | 0050-UFO-IRD-84-COMPRESSORS INSPECTION | 3957219
3337 | 0050-UFO-IRD-84-COMPRESSORS | INSPECTION | 27 | 10 | 2 - Subj Inspection | 5050050A | #ERROR! | #ERROR! | 5050050AB | #ERROR! | #ERROR! | Oil heater | IRD | UFO | Inspect operation | Malfunction |  |  | 84 |  |  |  | JDE |  | UTILITIES | Route Created. Pending develop data | 0050-UFO-IRD-84-COMPRESSORS INSPECTION | 3957219
3341 | 0050-UFO-IRD-84-COMPRESSORS | INSPECTION | 27 | 10 | 2 - Subj Inspection | 5050050A | #ERROR! | #ERROR! |  |  |  | Inlet Valves | IRD | UFO | Verify correct operation | Malfunction |  |  | 84 |  |  |  | JDE |  | UTILITIES | Route Created. Pending develop data | 0050-UFO-IRD-84-COMPRESSORS INSPECTION | 3957219
3342 | 0050-UFO-IRD-84-COMPRESSORS | INSPECTION | 27 | 10 | 2 - Subj Inspection | 5050050A | #ERROR! | #ERROR! |  |  |  | Discharge Valves | IRD | UFO | Verify correct operation | Malfunction |  |  | 84 |  |  |  | JDE |  | UTILITIES | Route Created. Pending develop data | 0050-UFO-IRD-84-COMPRESSORS INSPECTION | 3957219
3345 | 0050-UFO-IRD-84-COMPRESSORS | INSPECTION | 27 | 10 | 2 - Subj Inspection | 5050050A | #ERROR! | #ERROR! |  |  |  | Coupling | IRD | UFO | Verify the state of the coupling with a stroboscope (the metal-polymer junction). | Wear | Looseness |  | 84 |  |  |  | JDE |  | UTILITIES | Route Created. Pending develop data | 0050-UFO-IRD-84-COMPRESSORS INSPECTION | 3957219
3360 | 0050-UFO-IRD-84-COMPRESSORS | INSPECTION | 27 | 10 | 2 - Subj Inspection | 5050050A | #ERROR! | #ERROR! |  |  |  | Dischare air check valve | IRD | UFO | Check proper operation | Back-flow | Noise | Leak | 84 |  |  |  | JDE |  | UTILITIES | Route Created. Pending develop data | 0050-UFO-IRD-84-COMPRESSORS INSPECTION | 3957219
3489 | 0050-UFO-IRD-84-COMPRESSORS | INSPECTION | 27 | 10 | 2 - Subj Inspection | 5050050B | #ERROR! | #ERROR! |  |  |  | Condensate traps | IRD | UFO | Inspect general condition and clean | Leak | Wear |  | 84 |  |  |  | JDE |  | UTILITIES | Route Created. Pending develop data | 0050-UFO-IRD-84-COMPRESSORS INSPECTION | 3957219
3490 | 0050-UFO-IRD-84-COMPRESSORS | INSPECTION | 27 | 10 | 2 - Subj Inspection | 5050050B | #ERROR! | #ERROR! | 5050050BB | #ERROR! | #ERROR! | Oil heater | IRD | UFO | Inspect operation | Malfunction |  |  | 84 |  |  |  | JDE |  | UTILITIES | Route Created. Pending develop data | 0050-UFO-IRD-84-COMPRESSORS INSPECTION | 3957219
3497 | 0050-UFO-IRD-84-COMPRESSORS | INSPECTION | 27 | 10 | 2 - Subj Inspection | 5050050B | #ERROR! | #ERROR! |  |  |  | Coupling | IRD | UFO | Verify the state of the coupling with a stroboscope (the metal-polymer junction). | Wear | Looseness |  | 84 |  |  |  | JDE |  | UTILITIES | Route Created. Pending develop data | 0050-UFO-IRD-84-COMPRESSORS INSPECTION | 3957219
3530 | 0050-UFO-IRD-84-COMPRESSORS | INSPECTION | 27 | 10 | 2 - Subj Inspection | 5050050B | #ERROR! | #ERROR! |  |  |  | Dischare air check valve | IRD | UFO | Check proper operation | Back-flow | Noise | Leak | 84 |  |  |  | JDE |  | UTILITIES | Route Created. Pending develop data | 0050-UFO-IRD-84-COMPRESSORS INSPECTION | 3957219
3532 | 0050-UFO-IRD-84-COMPRESSORS | INSPECTION | 27 | 10 | 2 - Subj Inspection | 5050050B | #ERROR! | #ERROR! |  |  |  | Discharge Valves | IRD | UFO | Verify correct operation | Malfunction |  |  | 84 |  |  |  | JDE |  | UTILITIES | Route Created. Pending develop data | 0050-UFO-IRD-84-COMPRESSORS INSPECTION | 3957219
3536 | 0050-UFO-IRD-84-COMPRESSORS | INSPECTION | 27 | 10 | 2 - Subj Inspection | 5050050B | #ERROR! | #ERROR! |  |  |  | Inlet Valves | IRD | UFO | Verify correct operation | Malfunction |  |  | 84 |  |  |  | JDE |  | UTILITIES | Route Created. Pending develop data | 0050-UFO-IRD-84-COMPRESSORS INSPECTION | 3957219
3557 | 0050-UFO-IRD-84-COMPRESSORS | INSPECTION | 27 | 10 | 2 - Subj Inspection | 5050050C | #ERROR! | #ERROR! |  |  |  | Condensate traps | IRD | UFO | Inspect general condition and clean | Leak | Wear |  | 84 |  |  |  | JDE |  | UTILITIES | Route Created. Pending develop data | 0050-UFO-IRD-84-COMPRESSORS INSPECTION | 3957219
3558 | 0050-UFO-IRD-84-COMPRESSORS | INSPECTION | 27 | 10 | 2 - Subj Inspection | 5050050C | #ERROR! | #ERROR! | 5050050CB | #ERROR! | #ERROR! | Oil heater | IRD | UFO | Inspect operation | Malfunction |  |  | 84 |  |  |  | JDE |  | UTILITIES | Route Created. Pending develop data | 0050-UFO-IRD-84-COMPRESSORS INSPECTION | 3957219
3565 | 0050-UFO-IRD-84-COMPRESSORS | INSPECTION | 27 | 10 | 2 - Subj Inspection | 5050050C | #ERROR! | #ERROR! |  |  |  | Coupling | IRD | UFO | Verify the state of the coupling with a stroboscope (the metal-polymer junction). | Wear | Looseness |  | 84 |  |  |  | JDE |  | UTILITIES | Route Created. Pending develop data | 0050-UFO-IRD-84-COMPRESSORS INSPECTION | 3957219
3598 | 0050-UFO-IRD-84-COMPRESSORS | INSPECTION | 27 | 10 | 2 - Subj Inspection | 5050050C | #ERROR! | #ERROR! |  |  |  | Dischare air check valve | IRD | UFO | Check proper operation | Back-flow | Noise | Leak | 84 |  |  |  | JDE |  | UTILITIES | Route Created. Pending develop data | 0050-UFO-IRD-84-COMPRESSORS INSPECTION | 3957219
3600 | 0050-UFO-IRD-84-COMPRESSORS | INSPECTION | 27 | 10 | 2 - Subj Inspection | 5050050C | #ERROR! | #ERROR! |  |  |  | Discharge Valves | IRD | UFO | Verify correct operation | Malfunction |  |  | 84 |  |  |  | JDE |  | UTILITIES | Route Created. Pending develop data | 0050-UFO-IRD-84-COMPRESSORS INSPECTION | 3957219
3604 | 0050-UFO-IRD-84-COMPRESSORS | INSPECTION | 27 | 10 | 2 - Subj Inspection | 5050050C | #ERROR! | #ERROR! |  |  |  | Inlet Valves | IRD | UFO | Verify correct operation | Malfunction |  |  | 84 |  |  |  | JDE |  | UTILITIES | Route Created. Pending develop data | 0050-UFO-IRD-84-COMPRESSORS INSPECTION | 3957219
3842 | 0045-MEC-IRD-84-SLUDGE CONV | GEARBOX DRIVE INSPECTION | 27 | 24 | 3 - Obj Inspection | 5050045AL | #ERROR! | #ERROR! |  |  |  | Belt | IRD | MEC | Measure belt slide. Measure speed of Drive pulley and driven pulley. Considering the pulley/ratio, slide shouldn’t be >2%. If slide is found create an order to replace belt | Sliding |  |  | 84 |  |  |  | JDE |  | UTILITIES | Route Created. Pending develop data | 0045-MEC-IRD-84-SLUDGE CONV GEARBOX DRIVE INSPECTION | 3957220
3843 | 0045-MEC-IRD-84-SLUDGE CONV | GEARBOX DRIVE INSPECTION | 27 | 24 | 1C - Clean | 5050045AL | #ERROR! | #ERROR! |  |  |  | Gearbox | IRD | MEC | Clean the reducer |  |  |  | 84 |  |  |  | JDE |  | UTILITIES | Route Created. Pending develop data | 0045-MEC-IRD-84-SLUDGE CONV GEARBOX DRIVE INSPECTION | 3957220
3849 | 0045-MEC-IRD-84-SLUDGE CONV | GEARBOX DRIVE INSPECTION | 27 | 24 | 2 - Subj Inspection | 5050045AL | #ERROR! | #ERROR! |  |  |  | Screw Seals | IRD | MEC | Visually inspect general condition | Leak | Play |  | 84 |  |  |  | JDE |  | UTILITIES | Route Created. Pending develop data | 0045-MEC-IRD-84-SLUDGE CONV GEARBOX DRIVE INSPECTION | 3957220
3850 | 0045-MEC-IRD-84-SLUDGE CONV | GEARBOX DRIVE INSPECTION | 27 | 24 | 4 - Cond Monitoring | 5050045AL | #ERROR! | #ERROR! |  |  |  | Pulleys | IRD | MEC | Inspect drive system with stroboscope | Wear | Play |  | 84 |  |  |  | JDE |  | UTILITIES | Route Created. Pending develop data | 0045-MEC-IRD-84-SLUDGE CONV GEARBOX DRIVE INSPECTION | 3957220
3851 | 0045-MEC-IRD-84-SLUDGE CONV | GEARBOX DRIVE INSPECTION | 27 | 24 | 4 - Cond Monitoring | 5050045AL | #ERROR! | #ERROR! |  |  |  | Belt | IRD | MEC | Inspect with stroboscope. Ensure that belts don’t run over 1/16 inches below the pulley’s edge. Create an order to replace if needed. | Sliding | Wear | Noise | 84 |  |  |  | JDE |  | UTILITIES | Route Created. Pending develop data | 0045-MEC-IRD-84-SLUDGE CONV GEARBOX DRIVE INSPECTION | 3957220
3852 | 0045-MEC-IRD-84-SLUDGE CONV | GEARBOX DRIVE INSPECTION | 27 | 24 | 2 - Subj Inspection | 5050045AL | #ERROR! | #ERROR! |  |  |  | Belt guard | IRD | MEC | Visual Inspection | Wear | Loose bolts |  | 84 |  |  |  | JDE |  | UTILITIES | Route Created. Pending develop data | 0045-MEC-IRD-84-SLUDGE CONV GEARBOX DRIVE INSPECTION | 3957220
3867 | 0045-MEC-IRD-84-SLUDGE CONV | GEARBOX DRIVE INSPECTION | 27 | 24 | 3 - Obj Inspection | 5050045AJ | #ERROR! | #ERROR! |  |  |  | Belt | IRD | MEC | Measure belt slide. Measure speed of Drive pulley and driven pulley. Considering the pulley/ratio, slide shouldn’t be >2%. If slide is found create an order to replace belt | Sliding |  |  | 84 |  |  |  | JDE |  | UTILITIES | Route Created. Pending develop data | 0045-MEC-IRD-84-SLUDGE CONV GEARBOX DRIVE INSPECTION | 3957220
3868 | 0045-MEC-IRD-84-SLUDGE CONV | GEARBOX DRIVE INSPECTION | 27 | 24 | 1C - Clean | 5050045AJ | #ERROR! | #ERROR! |  |  |  | Gearbox | IRD | MEC | Clean the reducer |  |  |  | 84 |  |  |  | JDE |  | UTILITIES | Route Created. Pending develop data | 0045-MEC-IRD-84-SLUDGE CONV GEARBOX DRIVE INSPECTION | 3957220
3874 | 0045-MEC-IRD-84-SLUDGE CONV | GEARBOX DRIVE INSPECTION | 27 | 24 | 2 - Subj Inspection | 5050045AJ | #ERROR! | #ERROR! |  |  |  | Screw Seals | IRD | MEC | Visually inspect general condition | Leak | Play |  | 84 |  |  |  | JDE |  | UTILITIES | Route Created. Pending develop data | 0045-MEC-IRD-84-SLUDGE CONV GEARBOX DRIVE INSPECTION | 3957220
3875 | 0045-MEC-IRD-84-SLUDGE CONV | GEARBOX DRIVE INSPECTION | 27 | 24 | 4 - Cond Monitoring | 5050045AJ | #ERROR! | #ERROR! |  |  |  | Pulleys | IRD | MEC | Inspect drive system with stroboscope | Wear | Play |  | 84 |  |  |  | JDE |  | UTILITIES | Route Created. Pending develop data | 0045-MEC-IRD-84-SLUDGE CONV GEARBOX DRIVE INSPECTION | 3957220
3876 | 0045-MEC-IRD-84-SLUDGE CONV | GEARBOX DRIVE INSPECTION | 27 | 24 | 4 - Cond Monitoring | 5050045AJ | #ERROR! | #ERROR! |  |  |  | Belt | IRD | MEC | Inspect with stroboscope. Ensure that belts don’t run over 1/16 inches below the pulley’s edge. Create an order to replace if needed. | Sliding | Wear | Noise | 84 |  |  |  | JDE |  | UTILITIES | Route Created. Pending develop data | 0045-MEC-IRD-84-SLUDGE CONV GEARBOX DRIVE INSPECTION | 3957220
3877 | 0045-MEC-IRD-84-SLUDGE CONV | GEARBOX DRIVE INSPECTION | 27 | 24 | 2 - Subj Inspection | 5050045AJ | #ERROR! | #ERROR! |  |  |  | Belt guard | IRD | MEC | Visual Inspection | Wear | Loose bolts |  | 84 |  |  |  | JDE |  | UTILITIES | Route Created. Pending develop data | 0045-MEC-IRD-84-SLUDGE CONV GEARBOX DRIVE INSPECTION | 3957220
3892 | 0045-MEC-IRD-84-SLUDGE CONV | GEARBOX DRIVE INSPECTION | 27 | 24 | 3 - Obj Inspection | 5050045AK | #ERROR! | #ERROR! |  |  |  | Belt | IRD | MEC | Measure belt slide. Measure speed of Drive pulley and driven pulley. Considering the pulley/ratio, slide shouldn’t be >2%. If slide is found create an order to replace belt | Sliding |  |  | 84 |  |  |  | JDE |  | UTILITIES | Route Created. Pending develop data | 0045-MEC-IRD-84-SLUDGE CONV GEARBOX DRIVE INSPECTION | 3957220
3893 | 0045-MEC-IRD-84-SLUDGE CONV | GEARBOX DRIVE INSPECTION | 27 | 24 | 1C - Clean | 5050045AK | #ERROR! | #ERROR! |  |  |  | Gearbox | IRD | MEC | Clean the reducer |  |  |  | 84 |  |  |  | JDE |  | UTILITIES | Route Created. Pending develop data | 0045-MEC-IRD-84-SLUDGE CONV GEARBOX DRIVE INSPECTION | 3957220
3899 | 0045-MEC-IRD-84-SLUDGE CONV | GEARBOX DRIVE INSPECTION | 27 | 24 | 2 - Subj Inspection | 5050045AK | #ERROR! | #ERROR! |  |  |  | Screw Seals | IRD | MEC | Visually inspect general condition | Leak | Play |  | 84 |  |  |  | JDE |  | UTILITIES | Route Created. Pending develop data | 0045-MEC-IRD-84-SLUDGE CONV GEARBOX DRIVE INSPECTION | 3957220
3900 | 0045-MEC-IRD-84-SLUDGE CONV | GEARBOX DRIVE INSPECTION | 27 | 24 | 4 - Cond Monitoring | 5050045AK | #ERROR! | #ERROR! |  |  |  | Pulleys | IRD | MEC | Inspect drive system with stroboscope | Wear | Play |  | 84 |  |  |  | JDE |  | UTILITIES | Route Created. Pending develop data | 0045-MEC-IRD-84-SLUDGE CONV GEARBOX DRIVE INSPECTION | 3957220
3901 | 0045-MEC-IRD-84-SLUDGE CONV | GEARBOX DRIVE INSPECTION | 27 | 24 | 4 - Cond Monitoring | 5050045AK | #ERROR! | #ERROR! |  |  |  | Belt | IRD | MEC | Inspect with stroboscope. Ensure that belts don’t run over 1/16 inches below the pulley’s edge. Create an order to replace if needed. | Sliding | Wear | Noise | 84 |  |  |  | JDE |  | UTILITIES | Route Created. Pending develop data | 0045-MEC-IRD-84-SLUDGE CONV GEARBOX DRIVE INSPECTION | 3957220
3902 | 0045-MEC-IRD-84-SLUDGE CONV | GEARBOX DRIVE INSPECTION | 27 | 24 | 2 - Subj Inspection | 5050045AK | #ERROR! | #ERROR! |  |  |  | Belt guard | IRD | MEC | Visual Inspection | Wear | Loose bolts |  | 84 |  |  |  | JDE |  | UTILITIES | Route Created. Pending develop data | 0045-MEC-IRD-84-SLUDGE CONV GEARBOX DRIVE INSPECTION | 3957220
3392 | 0050-UFO-DD-84-AIR DRYER 1 | FILTER INSPECTION AND CLEAN | 26 | 27 | 2 - Subj Inspection | 5050050D | #ERROR! | #ERROR! |  |  |  | Pilot air filter | DD | UFO | Inspect the pilot air filter. Create an order to replace if needed | Dirty | Clogged |  | 84 |  |  |  | JDE |  | UTILITIES | Route Created. Pending develop data | 0050-UFO-DD-84-AIR DRYER 1 FILTER INSPECTION AND CLEAN | 3957221
3393 | 0050-UFO-DD-84-AIR DRYER 1 | FILTER INSPECTION AND CLEAN | 26 | 27 | 2 - Subj Inspection | 5050050D | #ERROR! | #ERROR! |  |  |  | Blower inlet filter | DD | UFO | Inspect and clean the blower inlet filter. Create an order to replace if needed | Dirty | Clogged |  | 84 |  |  |  | JDE |  | UTILITIES | Route Created. Pending develop data | 0050-UFO-DD-84-AIR DRYER 1 FILTER INSPECTION AND CLEAN | 3957221
3613 | 0050-UFO-DD-84-AIR DRYER 2 | FILTER INSPECTION AND CLEAN | 26 | 27 | 2 - Subj Inspection | 5050050E | #ERROR! | #ERROR! |  |  |  | Pilot air filter | DD | UFO | Inspect the pilot air filter. Create an order to replace if needed | Dirty | Clogged |  | 84 |  |  |  | JDE |  | UTILITIES | Route Created. Pending develop data | 0050-UFO-DD-84-AIR DRYER 2 FILTER INSPECTION AND CLEAN | 3957222
3614 | 0050-UFO-DD-84-AIR DRYER 2 | FILTER INSPECTION AND CLEAN | 26 | 27 | 2 - Subj Inspection | 5050050E | #ERROR! | #ERROR! |  |  |  | Blower inlet filter | DD | UFO | Inspect and clean the blower inlet filter. Create an order to replace if needed | Dirty | Clogged |  | 84 |  |  |  | JDE |  | UTILITIES | Route Created. Pending develop data | 0050-UFO-DD-84-AIR DRYER 2 FILTER INSPECTION AND CLEAN | 3957222
3653 | 0050-UFO-DD-84-AIR DRYER 3 | FILTER INSPECTION AND CLEAN | 26 | 27 | 2 - Subj Inspection | 5050050F | #ERROR! | #ERROR! |  |  |  | Pilot air filter | DD | UFO | Inspect the pilot air filter. Create an order to replace if needed | Dirty | Clogged |  | 84 |  |  |  | JDE |  | UTILITIES | Route Created. Pending develop data | 0050-UFO-DD-84-AIR DRYER 3 FILTER INSPECTION AND CLEAN | 3957223
3654 | 0050-UFO-DD-84-AIR DRYER 3 | FILTER INSPECTION AND CLEAN | 26 | 27 | 2 - Subj Inspection | 5050050F | #ERROR! | #ERROR! |  |  |  | Blower inlet filter | DD | UFO | Inspect and clean the blower inlet filter. Create an order to replace if needed | Dirty | Clogged |  | 84 |  |  |  | JDE |  | UTILITIES | Route Created. Pending develop data | 0050-UFO-DD-84-AIR DRYER 3 FILTER INSPECTION AND CLEAN | 3957223
3760 | 0836-MEC-DD-84-COOLING TOWER 1 | BASIN AND FAN INSPECTION | 30 | 24 | 2 - Subj Inspection | 0100836Q | #ERROR! | #ERROR! | 0100836QB | #ERROR! | #ERROR! | Blades | DD | MEC | Inspect axial fan to ensure that the blades are tight and that there is no obvious corrosion between the hub and the blades. | Wear | Corrosion | Looseness | 84 |  |  |  | JDE |  | UTILITIES | Route Created. Pending develop data | 0836-MEC-DD-84-COOLING TOWER 1 BASIN AND FAN INSPECTION | 3957224
3761 | 0836-MEC-DD-84-COOLING TOWER 1 | BASIN AND FAN INSPECTION | 30 | 24 | 2 - Subj Inspection | 0100836Q | #ERROR! | #ERROR! | 0100836QBA | #ERROR! | #ERROR! | Motor | DD | MEC | Visually inspect external condition and create an order to recoat surfaces if needed | Rust | Wear | Loose Bolts | 84 |  | Inspect the rust preventative coating on external machined surfaces including shaft extension. |  | JDE |  | UTILITIES | Route Created. Pending develop data | 0836-MEC-DD-84-COOLING TOWER 1 BASIN AND FAN INSPECTION | 3957224
3763 | 0836-MEC-DD-84-COOLING TOWER 1 | BASIN AND FAN INSPECTION | 30 | 24 | 1C - Clean | 0100836Q | #ERROR! | #ERROR! |  |  |  | Cold water basin | DD | MEC | Drain, clean and flush the entire cold water basin with fresh water. | Dirty |  |  | 84 |  | This will remove sediment which collects in the basin during operation. If not removed, sediment can become corrosive and cause deterioration of the protective finish of metallic basins: - When flushing the basin, leave the strainer in place to prevent debrisfrom entering the system. |  | JDE |  | UTILITIES | Route Created. Pending develop data | 0836-MEC-DD-84-COOLING TOWER 1 BASIN AND FAN INSPECTION | 3957224
3764 | 0836-MEC-DD-84-COOLING TOWER 1 | BASIN AND FAN INSPECTION | 30 | 24 | 1C - Clean | 0100836Q | #ERROR! | #ERROR! |  |  |  | Cold water basin strainer | DD | MEC | After the basin has been drained. Remove the strainer, clean it and place it back before refilling the basin. | Dirty |  |  | 84 |  |  |  | JDE |  | UTILITIES | Route Created. Pending develop data | 0836-MEC-DD-84-COOLING TOWER 1 BASIN AND FAN INSPECTION | 3957224
3765 | 0836-MEC-DD-84-COOLING TOWER 1 | BASIN AND FAN INSPECTION | 30 | 24 | 2 - Subj Inspection | 0100836Q | #ERROR! | #ERROR! |  |  |  | Cold water basin strainer | DD | MEC | Inspect the strainer. If damage or wear is found, create an order to replace it. | Damaged | Clogged | Wear | 84 |  |  |  | JDE |  | UTILITIES | Route Created. Pending develop data | 0836-MEC-DD-84-COOLING TOWER 1 BASIN AND FAN INSPECTION | 3957224
3766 | 0836-MEC-DD-84-COOLING TOWER 1 | BASIN AND FAN INSPECTION | 30 | 24 | 2 - Subj Inspection | 0100836Q | #ERROR! | #ERROR! | 0100836QB | #ERROR! | #ERROR! | Bolts | DD | MEC | Visually inspect general condition | Missing | Looseness | Wear | 84 |  |  |  | JDE |  | UTILITIES | Route Created. Pending develop data | 0836-MEC-DD-84-COOLING TOWER 1 BASIN AND FAN INSPECTION | 3957224
3767 | 0836-MEC-DD-84-COOLING TOWER 1 | BASIN AND FAN INSPECTION | 30 | 24 | 2 - Subj Inspection | 0100836Q | #ERROR! | #ERROR! | 0100836QB | #ERROR! | #ERROR! | Blades | DD | MEC | Check the fan blades by twisting the blade by hand, and then by moving the blade tip up and down | Looseness | Play | Slippage | 84 |  |  |  | JDE |  | UTILITIES | Route Created. Pending develop data | 0836-MEC-DD-84-COOLING TOWER 1 BASIN AND FAN INSPECTION | 3957224
3768 | 0836-MEC-DD-84-COOLING TOWER 1 | BASIN AND FAN INSPECTION | 30 | 24 | 2 - Subj Inspection | 0100836Q | #ERROR! | #ERROR! | 0100836QB | #ERROR! | #ERROR! | Blades | DD | MEC | Inspect each blade for excessive scale build-up that could cause vibrations | Dirty | Build-up |  | 84 |  |  |  | JDE |  | UTILITIES | Route Created. Pending develop data | 0836-MEC-DD-84-COOLING TOWER 1 BASIN AND FAN INSPECTION | 3957224
3769 | 0836-MEC-DD-84-COOLING TOWER 1 | BASIN AND FAN INSPECTION | 30 | 24 | 2 - Subj Inspection | 0100836Q | #ERROR! | #ERROR! | 0100836QB | #ERROR! | #ERROR! | Blades | DD | MEC | Check each blade for any cracks. If cracks are found, create an order to replace fan. | Damaged | Cracked | Broken | 84 |  |  |  | JDE |  | UTILITIES | Route Created. Pending develop data | 0836-MEC-DD-84-COOLING TOWER 1 BASIN AND FAN INSPECTION | 3957224
3770 | 0836-MEC-DD-84-COOLING TOWER 1 | BASIN AND FAN INSPECTION | 30 | 24 | 2 - Subj Inspection | 0100836Q | #ERROR! | #ERROR! | 0100836QB | #ERROR! | #ERROR! | Blades | DD | MEC | Verify the clearance between the tip of the blade and the fan cowl. | Out of Tolerance |  |  | 84 |  |  |  | JDE |  | UTILITIES | Route Created. Pending develop data | 0836-MEC-DD-84-COOLING TOWER 1 BASIN AND FAN INSPECTION | 3957224
3771 | 0836-MEC-DD-84-COOLING TOWER 1 | BASIN AND FAN INSPECTION | 30 | 24 | 2 - Subj Inspection | 0100836Q | #ERROR! | #ERROR! | 0100836QB | #ERROR! | #ERROR! | Blades | DD | MEC | Visually inspect the drain hole in the blade tip. If obstructed, use a piece of wire to clear. | Obstructed |  |  | 84 |  |  |  | JDE |  | UTILITIES | Route Created. Pending develop data | 0836-MEC-DD-84-COOLING TOWER 1 BASIN AND FAN INSPECTION | 3957224
3772 | 0836-MEC-DD-84-COOLING TOWER 1 | BASIN AND FAN INSPECTION | 30 | 24 | 3 - Obj Inspection | 0100836Q | #ERROR! | #ERROR! | 0100836QB | #ERROR! | #ERROR! | Blades | DD | MEC | Measure the blade pitch with an inclinometer. Maximum deviation allowed is half degree. Adjust if needed | Out of Tolerance |  |  | 84 |  |  |  | JDE |  | UTILITIES | Route Created. Pending develop data | 0836-MEC-DD-84-COOLING TOWER 1 BASIN AND FAN INSPECTION | 3957224
3773 | 0836-MEC-DD-84-COOLING TOWER 1 | BASIN AND FAN INSPECTION | 30 | 24 | 2 - Subj Inspection | 0100836Q | #ERROR! | #ERROR! | 0100836QB | #ERROR! | #ERROR! | Fan | DD | MEC | Turn the fan by hand to ensure that it moves freely with no rough spot, binding or malfunctions. | Blocked | Malfunction | Friction | 84 |  |  |  | JDE |  | UTILITIES | Route Created. Pending develop data | 0836-MEC-DD-84-COOLING TOWER 1 BASIN AND FAN INSPECTION | 3957224
3774 | 0836-MEC-DD-84-COOLING TOWER 1 | BASIN AND FAN INSPECTION | 30 | 24 | 2 - Subj Inspection | 0100836Q | #ERROR! | #ERROR! | 0100836QB | #ERROR! | #ERROR! | Fan | DD | MEC | Check blade tracking. All blades should track a 1" band at any single point around the cowl | Out of tolerance |  |  | 84 |  |  |  | JDE |  | UTILITIES | Route Created. Pending develop data | 0836-MEC-DD-84-COOLING TOWER 1 BASIN AND FAN INSPECTION | 3957224
3783 | 0836-MEC-DD-84-COOLING TOWER 1 | BASIN AND FAN INSPECTION | 30 | 24 | 1C - Clean | 0100836Q | #ERROR! | #ERROR! | 0100836QA | #ERROR! | #ERROR! | Nozzles | DD | MEC | Clean the nozzles |  |  |  | 84 |  | Check page 22 of the operation and maintenance manual for the nozzles cleaning procedure. |  | JDE |  | UTILITIES | Route Created. Pending develop data | 0836-MEC-DD-84-COOLING TOWER 1 BASIN AND FAN INSPECTION | 3957224
3775 | 0836-ELE-DD-84-COOLING TOWER 1 | MOTOR INSPECTION | 30 | 16 | 1C - Clean | 0100836Q | #ERROR! | #ERROR! | 0100836QBA | #ERROR! | #ERROR! | Motor | DD | E&I | Clean the motor |  |  |  | 84 |  |  |  | JDE |  | UTILITIES | Route Created. Pending develop data | 0836-ELE-DD-84-COOLING TOWER 1 MOTOR INSPECTION | 3957225
3776 | 0836-ELE-DD-84-COOLING TOWER 1 | MOTOR INSPECTION | 30 | 16 | 3 - Obj Inspection | 0100836Q | #ERROR! | #ERROR! | 0100836QBA | #ERROR! | #ERROR! | Motor | DD | E&I | Perform a dielectric withstand insulation test and record the readings. | Out of Tolerance |  |  | 84 |  | Perform a dielectric withstand insulation test to ensure that the integrity of the winding insulation has been maintained. Record the readings. |  | JDE |  | UTILITIES | Route Created. Pending develop data | 0836-ELE-DD-84-COOLING TOWER 1 MOTOR INSPECTION | 3957225
3777 | 0836-ELE-DD-84-COOLING TOWER 1 | MOTOR INSPECTION | 30 | 16 | 2 - Subj Inspection | 0100836Q | #ERROR! | #ERROR! | 0100836QBA | #ERROR! | #ERROR! | Electrical connections | DD | E&I | Visually inspect general condition | Looseness |  |  | 84 |  |  |  | JDE |  | UTILITIES | Route Created. Pending develop data | 0836-ELE-DD-84-COOLING TOWER 1 MOTOR INSPECTION | 3957225
3779 | 0836-ELE-DD-84-COOLING TOWER 1 | MOTOR INSPECTION | 30 | 16 | 2 - Subj Inspection | 0100836Q | #ERROR! | #ERROR! | 0100836QBA | #ERROR! | #ERROR! | Motor | DD | E&I | Check the motor voltage | Out of Tolerance |  |  | 84 |  |  |  | JDE |  | UTILITIES | Route Created. Pending develop data | 0836-ELE-DD-84-COOLING TOWER 1 MOTOR INSPECTION | 3957225
3780 | 0836-ELE-DD-84-COOLING TOWER 1 | MOTOR INSPECTION | 30 | 16 | 2 - Subj Inspection | 0100836Q | #ERROR! | #ERROR! | 0100836QBA | #ERROR! | #ERROR! | Motor | DD | E&I | Check all electrical connections | Looseness | Wear | Damage | 84 |  |  |  | JDE |  | UTILITIES | Route Created. Pending develop data | 0836-ELE-DD-84-COOLING TOWER 1 MOTOR INSPECTION | 3957225
3781 | 0836-ELE-DD-84-COOLING TOWER 1 | MOTOR INSPECTION | 30 | 16 | 2 - Subj Inspection | 0100836Q | #ERROR! | #ERROR! | 0100836QBA | #ERROR! | #ERROR! | Vibration Cut Off switch (VCOS) | DD | E&I | Check Switch and connections | Looseness | Wear | Damage | 84 |  |  |  | JDE |  | UTILITIES | Route Created. Pending develop data | 0836-ELE-DD-84-COOLING TOWER 1 MOTOR INSPECTION | 3957225
3789 | 0836-MEC-DD-84-COOLING TOWER 2 | BASIN AND FAN INSPECTION | 30 | 24 | 2 - Subj Inspection | 0100836R | #ERROR! | #ERROR! | 0100836RB | #ERROR! | #ERROR! | Blades | DD | MEC | Inspect axial fan to ensure that the blades are tight and that there is no obvious corrosion between the hub and the blades. | Wear | Corrosion | Looseness | 84 |  |  |  | JDE |  | UTILITIES | Route Created. Pending develop data | 0836-MEC-DD-84-COOLING TOWER 2 BASIN AND FAN INSPECTION | 3957226
3790 | 0836-MEC-DD-84-COOLING TOWER 2 | BASIN AND FAN INSPECTION | 30 | 24 | 2 - Subj Inspection | 0100836R | #ERROR! | #ERROR! | 0100836RBA | #ERROR! | #ERROR! | Motor | DD | MEC | Visually inspect external condition and create an order to recoat surfaces if needed | Rust | Wear | Loose Bolts | 84 |  | Inspect the rust preventative coating on external machined surfaces including shaft extension. |  | JDE |  | UTILITIES | Route Created. Pending develop data | 0836-MEC-DD-84-COOLING TOWER 2 BASIN AND FAN INSPECTION | 3957226
3792 | 0836-MEC-DD-84-COOLING TOWER 2 | BASIN AND FAN INSPECTION | 30 | 24 | 1C - Clean | 0100836R | #ERROR! | #ERROR! |  |  |  | Cold water basin | DD | MEC | Drain, clean and flush the entire cold water basin with fresh water. | Dirty |  |  | 84 |  | This will remove sediment which collects in the basin during operation. If not removed, sediment can become corrosive and cause deterioration of the protective finish of metallic basins: - When flushing the basin, leave the strainer in place to prevent debrisfrom entering the system. |  | JDE |  | UTILITIES | Route Created. Pending develop data | 0836-MEC-DD-84-COOLING TOWER 2 BASIN AND FAN INSPECTION | 3957226
3793 | 0836-MEC-DD-84-COOLING TOWER 2 | BASIN AND FAN INSPECTION | 30 | 24 | 1C - Clean | 0100836R | #ERROR! | #ERROR! |  |  |  | Cold water basin strainer | DD | MEC | After the basin has been drained. Remove the strainer, clean it and place it back before refilling the basin. | Dirty |  |  | 84 |  |  |  | JDE |  | UTILITIES | Route Created. Pending develop data | 0836-MEC-DD-84-COOLING TOWER 2 BASIN AND FAN INSPECTION | 3957226
3794 | 0836-MEC-DD-84-COOLING TOWER 2 | BASIN AND FAN INSPECTION | 30 | 24 | 2 - Subj Inspection | 0100836R | #ERROR! | #ERROR! |  |  |  | Cold water basin strainer | DD | MEC | Inspect the strainer. If damage or wear is found, create an order to replace it. | Damaged | Clogged | Wear | 84 |  |  |  | JDE |  | UTILITIES | Route Created. Pending develop data | 0836-MEC-DD-84-COOLING TOWER 2 BASIN AND FAN INSPECTION | 3957226
3795 | 0836-MEC-DD-84-COOLING TOWER 2 | BASIN AND FAN INSPECTION | 30 | 24 | 2 - Subj Inspection | 0100836R | #ERROR! | #ERROR! | 0100836RB | #ERROR! | #ERROR! | Bolts | DD | MEC | Visually inspect general condition | Missing | Looseness | Wear | 84 |  |  |  | JDE |  | UTILITIES | Route Created. Pending develop data | 0836-MEC-DD-84-COOLING TOWER 2 BASIN AND FAN INSPECTION | 3957226
3796 | 0836-MEC-DD-84-COOLING TOWER 2 | BASIN AND FAN INSPECTION | 30 | 24 | 2 - Subj Inspection | 0100836R | #ERROR! | #ERROR! | 0100836RB | #ERROR! | #ERROR! | Blades | DD | MEC | Check the fan blades by twisting the blade by hand, and then by moving the blade tip up and down | Looseness | Play | Slippage | 84 |  |  |  | JDE |  | UTILITIES | Route Created. Pending develop data | 0836-MEC-DD-84-COOLING TOWER 2 BASIN AND FAN INSPECTION | 3957226
3797 | 0836-MEC-DD-84-COOLING TOWER 2 | BASIN AND FAN INSPECTION | 30 | 24 | 2 - Subj Inspection | 0100836R | #ERROR! | #ERROR! | 0100836RB | #ERROR! | #ERROR! | Blades | DD | MEC | Inspect each blade for excessive scale build-up that could cause vibrations | Dirty | Build-up |  | 84 |  |  |  | JDE |  | UTILITIES | Route Created. Pending develop data | 0836-MEC-DD-84-COOLING TOWER 2 BASIN AND FAN INSPECTION | 3957226
3798 | 0836-MEC-DD-84-COOLING TOWER 2 | BASIN AND FAN INSPECTION | 30 | 24 | 2 - Subj Inspection | 0100836R | #ERROR! | #ERROR! | 0100836RB | #ERROR! | #ERROR! | Blades | DD | MEC | Check each blade for any cracks. If cracks are found, create an order to replace fan. | Damaged | Cracked | Broken | 84 |  |  |  | JDE |  | UTILITIES | Route Created. Pending develop data | 0836-MEC-DD-84-COOLING TOWER 2 BASIN AND FAN INSPECTION | 3957226
3799 | 0836-MEC-DD-84-COOLING TOWER 2 | BASIN AND FAN INSPECTION | 30 | 24 | 2 - Subj Inspection | 0100836R | #ERROR! | #ERROR! | 0100836RB | #ERROR! | #ERROR! | Blades | DD | MEC | Verify the clearance between the tip of the blade and the fan cowl. | Out of Tolerance |  |  | 84 |  |  |  | JDE |  | UTILITIES | Route Created. Pending develop data | 0836-MEC-DD-84-COOLING TOWER 2 BASIN AND FAN INSPECTION | 3957226
3800 | 0836-MEC-DD-84-COOLING TOWER 2 | BASIN AND FAN INSPECTION | 30 | 24 | 2 - Subj Inspection | 0100836R | #ERROR! | #ERROR! | 0100836RB | #ERROR! | #ERROR! | Blades | DD | MEC | Visually inspect the drain hole in the blade tip. If obstructed, use a piece of wire to clear. | Obstructed |  |  | 84 |  |  |  | JDE |  | UTILITIES | Route Created. Pending develop data | 0836-MEC-DD-84-COOLING TOWER 2 BASIN AND FAN INSPECTION | 3957226
3801 | 0836-MEC-DD-84-COOLING TOWER 2 | BASIN AND FAN INSPECTION | 30 | 24 | 3 - Obj Inspection | 0100836R | #ERROR! | #ERROR! | 0100836RB | #ERROR! | #ERROR! | Blades | DD | MEC | Measure the blade pitch with an inclinometer. Maximum deviation allowed is half degree. Adjust if needed | Out of Tolerance |  |  | 84 |  |  |  | JDE |  | UTILITIES | Route Created. Pending develop data | 0836-MEC-DD-84-COOLING TOWER 2 BASIN AND FAN INSPECTION | 3957226
3802 | 0836-MEC-DD-84-COOLING TOWER 2 | BASIN AND FAN INSPECTION | 30 | 24 | 2 - Subj Inspection | 0100836R | #ERROR! | #ERROR! | 0100836RB | #ERROR! | #ERROR! | Fan | DD | MEC | Turn the fan by hand to ensure that it moves freely with no rough spot, binding or malfunctions. | Blocked | Malfunction | Friction | 84 |  |  |  | JDE |  | UTILITIES | Route Created. Pending develop data | 0836-MEC-DD-84-COOLING TOWER 2 BASIN AND FAN INSPECTION | 3957226
3803 | 0836-MEC-DD-84-COOLING TOWER 2 | BASIN AND FAN INSPECTION | 30 | 24 | 2 - Subj Inspection | 0100836R | #ERROR! | #ERROR! | 0100836RB | #ERROR! | #ERROR! | Fan | DD | MEC | Check blade tracking. All blades should track a 1" band at any single point around the cowl | Out of tolerance |  |  | 84 |  |  |  | JDE |  | UTILITIES | Route Created. Pending develop data | 0836-MEC-DD-84-COOLING TOWER 2 BASIN AND FAN INSPECTION | 3957226
3812 | 0836-MEC-DD-84-COOLING TOWER 2 | BASIN AND FAN INSPECTION | 30 | 24 | 1C - Clean | 0100836R | #ERROR! | #ERROR! | 0100836RA | #ERROR! | #ERROR! | Nozzles | DD | MEC | Clean the nozzles |  |  |  | 84 |  | Check page 22 of the operation and maintenance manual for the nozzles cleaning procedure. |  | JDE |  | UTILITIES | Route Created. Pending develop data | 0836-MEC-DD-84-COOLING TOWER 2 BASIN AND FAN INSPECTION | 3957226
3804 | 0836-ELE-DD-84-COOLING TOWER 2 | MOTOR INSPECTION | 30 | 16 | 1C - Clean | 0100836R | #ERROR! | #ERROR! | 0100836RBA | #ERROR! | #ERROR! | Motor | DD | E&I | Clean the motor |  |  |  | 84 |  |  |  | JDE |  | UTILITIES | Route Created. Pending develop data | 0836-ELE-DD-84-COOLING TOWER 2 MOTOR INSPECTION | 3957227
3805 | 0836-ELE-DD-84-COOLING TOWER 2 | MOTOR INSPECTION | 30 | 16 | 3 - Obj Inspection | 0100836R | #ERROR! | #ERROR! | 0100836RBA | #ERROR! | #ERROR! | Motor | DD | E&I | Perform a dielectric withstand insulation test and record the readings. | Out of Tolerance |  |  | 84 |  | Perform a dielectric withstand insulation test to ensure that the integrity of the winding insulation has been maintained. Record the readings. |  | JDE |  | UTILITIES | Route Created. Pending develop data | 0836-ELE-DD-84-COOLING TOWER 2 MOTOR INSPECTION | 3957227
3806 | 0836-ELE-DD-84-COOLING TOWER 2 | MOTOR INSPECTION | 30 | 16 | 2 - Subj Inspection | 0100836R | #ERROR! | #ERROR! | 0100836RBA | #ERROR! | #ERROR! | Electrical connections | DD | E&I | Visually inspect general condition | Looseness |  |  | 84 |  |  |  | JDE |  | UTILITIES | Route Created. Pending develop data | 0836-ELE-DD-84-COOLING TOWER 2 MOTOR INSPECTION | 3957227
3808 | 0836-ELE-DD-84-COOLING TOWER 2 | MOTOR INSPECTION | 30 | 16 | 2 - Subj Inspection | 0100836R | #ERROR! | #ERROR! | 0100836RBA | #ERROR! | #ERROR! | Motor | DD | E&I | Check the motor voltage | Out of Tolerance |  |  | 84 |  |  |  | JDE |  | UTILITIES | Route Created. Pending develop data | 0836-ELE-DD-84-COOLING TOWER 2 MOTOR INSPECTION | 3957227
3809 | 0836-ELE-DD-84-COOLING TOWER 2 | MOTOR INSPECTION | 30 | 16 | 2 - Subj Inspection | 0100836R | #ERROR! | #ERROR! | 0100836RBA | #ERROR! | #ERROR! | Motor | DD | E&I | Check all electrical connections | Looseness | Wear | Damage | 84 |  |  |  | JDE |  | UTILITIES | Route Created. Pending develop data | 0836-ELE-DD-84-COOLING TOWER 2 MOTOR INSPECTION | 3957227
3810 | 0836-ELE-DD-84-COOLING TOWER 2 | MOTOR INSPECTION | 30 | 16 | 2 - Subj Inspection | 0100836R | #ERROR! | #ERROR! | 0100836RBA | #ERROR! | #ERROR! | Vibration Cut Off switch (VCOS) | DD | E&I | Check Switch and connections | Looseness | Wear | Damage | 84 |  |  |  | JDE |  | UTILITIES | Route Created. Pending develop data | 0836-ELE-DD-84-COOLING TOWER 2 MOTOR INSPECTION | 3957227
3844 | 0045-ELE-DD-84-SLUDGE CONV | MOTORS INSPECTION | 26 | 17 | 1C - Clean | 5050045AL | #ERROR! | #ERROR! |  |  |  | Motor | QI | E&I | Blow dust of motor surface with compressed air and clean the motor with a soft brush or rag. |  |  |  | 84 |  |  |  | JDE |  | UTILITIES | Route Created. Pending develop data | 0045-ELE-DD-84-SLUDGE CONV MOTORS INSPECTION | 3957228
3845 | 0045-ELE-DD-84-SLUDGE CONV | MOTORS INSPECTION | 26 | 17 | 2 - Subj Inspection | 5050045AL | #ERROR! | #ERROR! |  |  |  | Motor | DD | E&I | Visually inspect external condition. | Vibration | Noise | Loose Bolts | 84 |  |  |  | JDE |  | UTILITIES | Route Created. Pending develop data | 0045-ELE-DD-84-SLUDGE CONV MOTORS INSPECTION | 3957228
3846 | 0045-ELE-DD-84-SLUDGE CONV | MOTORS INSPECTION | 26 | 17 | 2 - Subj Inspection | 5050045AL | #ERROR! | #ERROR! |  |  |  | Motor | DD | E&I | Check all electrical connections | Looseness | Wear | Damage | 84 |  |  |  | JDE |  | UTILITIES | Route Created. Pending develop data | 0045-ELE-DD-84-SLUDGE CONV MOTORS INSPECTION | 3957228
3869 | 0045-ELE-DD-84-SLUDGE CONV | MOTORS INSPECTION | 26 | 17 | 1C - Clean | 5050045AJ | #ERROR! | #ERROR! |  |  |  | Motor | DD | E&I | Blow dust of motor surface with compressed air and clean the motor with a soft brush or rag. |  |  |  | 84 |  |  |  | JDE |  | UTILITIES | Route Created. Pending develop data | 0045-ELE-DD-84-SLUDGE CONV MOTORS INSPECTION | 3957228
3870 | 0045-ELE-DD-84-SLUDGE CONV | MOTORS INSPECTION | 26 | 17 | 2 - Subj Inspection | 5050045AJ | #ERROR! | #ERROR! |  |  |  | Motor | DD | E&I | Visually inspect external condition. | Vibration | Noise | Loose Bolts | 84 |  |  |  | JDE |  | UTILITIES | Route Created. Pending develop data | 0045-ELE-DD-84-SLUDGE CONV MOTORS INSPECTION | 3957228
3871 | 0045-ELE-DD-84-SLUDGE CONV | MOTORS INSPECTION | 26 | 17 | 2 - Subj Inspection | 5050045AJ | #ERROR! | #ERROR! |  |  |  | Motor | DD | E&I | Check all electrical connections | Looseness | Wear | Damage | 84 |  |  |  | JDE |  | UTILITIES | Route Created. Pending develop data | 0045-ELE-DD-84-SLUDGE CONV MOTORS INSPECTION | 3957228
3894 | 0045-ELE-DD-84-SLUDGE CONV | MOTORS INSPECTION | 26 | 17 | 1C - Clean | 5050045AK | #ERROR! | #ERROR! |  |  |  | Motor | DD | E&I | Blow dust of motor surface with compressed air and clean the motor with a soft brush or rag. |  |  |  | 84 |  |  |  | JDE |  | UTILITIES | Route Created. Pending develop data | 0045-ELE-DD-84-SLUDGE CONV MOTORS INSPECTION | 3957228
3895 | 0045-ELE-DD-84-SLUDGE CONV | MOTORS INSPECTION | 26 | 17 | 2 - Subj Inspection | 5050045AK | #ERROR! | #ERROR! |  |  |  | Motor | DD | E&I | Visually inspect external condition. | Vibration | Noise | Loose Bolts | 84 |  |  |  | JDE |  | UTILITIES | Route Created. Pending develop data | 0045-ELE-DD-84-SLUDGE CONV MOTORS INSPECTION | 3957228
3896 | 0045-ELE-DD-84-SLUDGE CONV | MOTORS INSPECTION | 26 | 17 | 2 - Subj Inspection | 5050045AK | #ERROR! | #ERROR! |  |  |  | Motor | DD | E&I | Check all electrical connections | Looseness | Wear | Damage | 84 |  |  |  | JDE |  | UTILITIES | Route Created. Pending develop data | 0045-ELE-DD-84-SLUDGE CONV MOTORS INSPECTION | 3957228
4018 | 0800-MEC-IRD-90-M8 PUMPS | COUPLING STROBOSCOPE INSPECT 2 | 24 | 30 | 2 - Subj Inspection | 0100832HG | #ERROR! | #ERROR! |  |  |  | Coupling | IRD | MEC | Verify the state of the coupling with a stroboscope (the metal-polymer junction). | Wear | Looseness | Clearance/alignment failure | 90 |  |  |  | JDE |  | SULZER PUMPS | Route Created. Pending develop data | 0800-MEC-IRD-90-M8 PUMPS COUPLING STROBOSCOPE INSPECT 2 | 3957229
4026 | 0800-MEC-IRD-90-M8 PUMPS | COUPLING STROBOSCOPE INSPECT 2 | 24 | 30 | 2 - Subj Inspection | 0100834H | #ERROR! | #ERROR! |  |  |  | Coupling | IRD | MEC | Verify the state of the coupling with a stroboscope (the metal-polymer junction). | Wear | Looseness | Clearance/alignment failure | 90 |  |  |  | JDE |  | SULZER PUMPS | Route Created. Pending develop data | 0800-MEC-IRD-90-M8 PUMPS COUPLING STROBOSCOPE INSPECT 2 | 3957229
4034 | 0800-MEC-IRD-90-M8 PUMPS | COUPLING STROBOSCOPE INSPECT 2 | 24 | 30 | 2 - Subj Inspection | 0100880M | #ERROR! | #ERROR! |  |  |  | Coupling | IRD | MEC | Verify the state of the coupling with a stroboscope (the metal-polymer junction). | Wear | Looseness | Clearance/alignment failure | 90 |  |  |  | JDE |  | SULZER PUMPS | Route Created. Pending develop data | 0800-MEC-IRD-90-M8 PUMPS COUPLING STROBOSCOPE INSPECT 2 | 3957229
4042 | 0800-MEC-IRD-90-M8 PUMPS | COUPLING STROBOSCOPE INSPECT 2 | 24 | 30 | 2 - Subj Inspection | 0100833F | #ERROR! | #ERROR! |  |  |  | Coupling | IRD | MEC | Verify the state of the coupling with a stroboscope (the metal-polymer junction). | Wear | Looseness | Clearance/alignment failure | 90 |  |  |  | JDE |  | SULZER PUMPS | Route Created. Pending develop data | 0800-MEC-IRD-90-M8 PUMPS COUPLING STROBOSCOPE INSPECT 2 | 3957229
4050 | 0800-MEC-IRD-90-M8 PUMPS | COUPLING STROBOSCOPE INSPECT 2 | 24 | 30 | 2 - Subj Inspection | 0100832E | #ERROR! | #ERROR! |  |  |  | Coupling | IRD | MEC | Verify the state of the coupling with a stroboscope (the metal-polymer junction). | Wear | Looseness | Clearance/alignment failure | 90 |  |  |  | JDE |  | SULZER PUMPS | Route Created. Pending develop data | 0800-MEC-IRD-90-M8 PUMPS COUPLING STROBOSCOPE INSPECT 2 | 3957229
4058 | 0800-MEC-IRD-90-M8 PUMPS | COUPLING STROBOSCOPE INSPECT 2 | 24 | 30 | 2 - Subj Inspection | 0100832G | #ERROR! | #ERROR! |  |  |  | Coupling | IRD | MEC | Verify the state of the coupling with a stroboscope (the metal-polymer junction). | Wear | Looseness | Clearance/alignment failure | 90 |  |  |  | JDE |  | SULZER PUMPS | Route Created. Pending develop data | 0800-MEC-IRD-90-M8 PUMPS COUPLING STROBOSCOPE INSPECT 2 | 3957229
4066 | 0800-MEC-IRD-90-M8 PUMPS | COUPLING STROBOSCOPE INSPECT 2 | 24 | 30 | 2 - Subj Inspection | 0100833B | #ERROR! | #ERROR! |  |  |  | Coupling | IRD | MEC | Verify the state of the coupling with a stroboscope (the metal-polymer junction). | Wear | Looseness | Clearance/alignment failure | 90 |  |  |  | JDE |  | SULZER PUMPS | Route Created. Pending develop data | 0800-MEC-IRD-90-M8 PUMPS COUPLING STROBOSCOPE INSPECT 2 | 3957229
4074 | 0800-MEC-IRD-90-M8 PUMPS | COUPLING STROBOSCOPE INSPECT 2 | 24 | 30 | 2 - Subj Inspection | 0100826AD | #ERROR! | #ERROR! |  |  |  | Coupling | IRD | MEC | Verify the state of the coupling with a stroboscope (the metal-polymer junction). | Wear | Looseness | Clearance/alignment failure | 90 |  |  |  | JDE |  | SULZER PUMPS | Route Created. Pending develop data | 0800-MEC-IRD-90-M8 PUMPS COUPLING STROBOSCOPE INSPECT 2 | 3957229
4082 | 0800-MEC-IRD-90-M8 PUMPS | COUPLING STROBOSCOPE INSPECT 2 | 24 | 30 | 2 - Subj Inspection | 0100826AE | #ERROR! | #ERROR! |  |  |  | Coupling | IRD | MEC | Verify the state of the coupling with a stroboscope (the metal-polymer junction). | Wear | Looseness | Clearance/alignment failure | 90 |  |  |  | JDE |  | SULZER PUMPS | Route Created. Pending develop data | 0800-MEC-IRD-90-M8 PUMPS COUPLING STROBOSCOPE INSPECT 2 | 3957229
4090 | 0800-MEC-IRD-90-M8 PUMPS | COUPLING STROBOSCOPE INSPECT 2 | 24 | 30 | 2 - Subj Inspection | 0100826KB | #ERROR! | #ERROR! |  |  |  | Coupling | IRD | MEC | Verify the state of the coupling with a stroboscope (the metal-polymer junction). | Wear | Looseness | Clearance/alignment failure | 90 |  |  |  | JDE |  | SULZER PUMPS | Route Created. Pending develop data | 0800-MEC-IRD-90-M8 PUMPS COUPLING STROBOSCOPE INSPECT 2 | 3957229
4098 | 0800-MEC-IRD-90-M8 PUMPS | COUPLING STROBOSCOPE INSPECT 2 | 24 | 30 | 2 - Subj Inspection | 0100826JB | #ERROR! | #ERROR! |  |  |  | Coupling | IRD | MEC | Verify the state of the coupling with a stroboscope (the metal-polymer junction). | Wear | Looseness | Clearance/alignment failure | 90 |  |  |  | JDE |  | SULZER PUMPS | Route Created. Pending develop data | 0800-MEC-IRD-90-M8 PUMPS COUPLING STROBOSCOPE INSPECT 2 | 3957229
4106 | 0800-MEC-IRD-90-M8 PUMPS | COUPLING STROBOSCOPE INSPECT 2 | 24 | 30 | 2 - Subj Inspection | 0100830IB | #ERROR! | #ERROR! |  |  |  | Coupling | IRD | MEC | Verify the state of the coupling with a stroboscope (the metal-polymer junction). | Wear | Looseness | Clearance/alignment failure | 90 |  |  |  | JDE |  | SULZER PUMPS | Route Created. Pending develop data | 0800-MEC-IRD-90-M8 PUMPS COUPLING STROBOSCOPE INSPECT 2 | 3957229
4114 | 0800-MEC-IRD-90-M8 PUMPS | COUPLING STROBOSCOPE INSPECT 2 | 24 | 30 | 2 - Subj Inspection | 0100830EB | #ERROR! | #ERROR! |  |  |  | Coupling | IRD | MEC | Verify the state of the coupling with a stroboscope (the metal-polymer junction). | Wear | Looseness | Clearance/alignment failure | 90 |  |  |  | JDE |  | SULZER PUMPS | Route Created. Pending develop data | 0800-MEC-IRD-90-M8 PUMPS COUPLING STROBOSCOPE INSPECT 2 | 3957229
4122 | 0800-MEC-IRD-90-M8 PUMPS | COUPLING STROBOSCOPE INSPECT 2 | 24 | 30 | 2 - Subj Inspection | 0100830AB | #ERROR! | #ERROR! |  |  |  | Coupling | IRD | MEC | Verify the state of the coupling with a stroboscope (the metal-polymer junction). | Wear | Looseness | Clearance/alignment failure | 90 |  |  |  | JDE |  | SULZER PUMPS | Route Created. Pending develop data | 0800-MEC-IRD-90-M8 PUMPS COUPLING STROBOSCOPE INSPECT 2 | 3957229
4130 | 0800-MEC-IRD-90-M8 PUMPS | COUPLING STROBOSCOPE INSPECT 2 | 24 | 30 | 2 - Subj Inspection | 0100830JB | #ERROR! | #ERROR! |  |  |  | Coupling | IRD | MEC | Verify the state of the coupling with a stroboscope (the metal-polymer junction). | Wear | Looseness | Clearance/alignment failure | 90 |  |  |  | JDE |  | SULZER PUMPS | Route Created. Pending develop data | 0800-MEC-IRD-90-M8 PUMPS COUPLING STROBOSCOPE INSPECT 2 | 3957229
4138 | 0800-MEC-IRD-90-M8 PUMPS | COUPLING STROBOSCOPE INSPECT 2 | 24 | 30 | 2 - Subj Inspection | 0100830FB | #ERROR! | #ERROR! |  |  |  | Coupling | IRD | MEC | Verify the state of the coupling with a stroboscope (the metal-polymer junction). | Wear | Looseness | Clearance/alignment failure | 90 |  |  |  | JDE |  | SULZER PUMPS | Route Created. Pending develop data | 0800-MEC-IRD-90-M8 PUMPS COUPLING STROBOSCOPE INSPECT 2 | 3957229
4146 | 0800-MEC-IRD-90-M8 PUMPS | COUPLING STROBOSCOPE INSPECT 2 | 24 | 30 | 2 - Subj Inspection | 0100830BB | #ERROR! | #ERROR! |  |  |  | Coupling | IRD | MEC | Verify the state of the coupling with a stroboscope (the metal-polymer junction). | Wear | Looseness | Clearance/alignment failure | 90 |  |  |  | JDE |  | SULZER PUMPS | Route Created. Pending develop data | 0800-MEC-IRD-90-M8 PUMPS COUPLING STROBOSCOPE INSPECT 2 | 3957229
4154 | 0800-MEC-IRD-90-M8 PUMPS | COUPLING STROBOSCOPE INSPECT 2 | 24 | 30 | 2 - Subj Inspection | 0100826FB | #ERROR! | #ERROR! |  |  |  | Coupling | IRD | MEC | Verify the state of the coupling with a stroboscope (the metal-polymer junction). | Wear | Looseness | Clearance/alignment failure | 90 |  |  |  | JDE |  | SULZER PUMPS | Route Created. Pending develop data | 0800-MEC-IRD-90-M8 PUMPS COUPLING STROBOSCOPE INSPECT 2 | 3957229
4162 | 0800-MEC-IRD-90-M8 PUMPS | COUPLING STROBOSCOPE INSPECT 2 | 24 | 30 | 2 - Subj Inspection | 0100826FC | #ERROR! | #ERROR! |  |  |  | Coupling | IRD | MEC | Verify the state of the coupling with a stroboscope (the metal-polymer junction). | Wear | Looseness | Clearance/alignment failure | 90 |  |  |  | JDE |  | SULZER PUMPS | Route Created. Pending develop data | 0800-MEC-IRD-90-M8 PUMPS COUPLING STROBOSCOPE INSPECT 2 | 3957229
4170 | 0800-MEC-IRD-90-M8 PUMPS | COUPLING STROBOSCOPE INSPECT 2 | 24 | 30 | 2 - Subj Inspection | 0100832HE | #ERROR! | #ERROR! |  |  |  | Coupling | IRD | MEC | Verify the state of the coupling with a stroboscope (the metal-polymer junction). | Wear | Looseness | Clearance/alignment failure | 90 |  |  |  | JDE |  | SULZER PUMPS | Route Created. Pending develop data | 0800-MEC-IRD-90-M8 PUMPS COUPLING STROBOSCOPE INSPECT 2 | 3957229
4178 | 0800-MEC-IRD-90-M8 PUMPS | COUPLING STROBOSCOPE INSPECT 2 | 24 | 30 | 2 - Subj Inspection | 010083627 | #ERROR! | #ERROR! |  |  |  | Coupling | IRD | MEC | Verify the state of the coupling with a stroboscope (the metal-polymer junction). | Wear | Looseness | Clearance/alignment failure | 90 |  |  |  | JDE |  | SULZER PUMPS | Route Created. Pending develop data | 0800-MEC-IRD-90-M8 PUMPS COUPLING STROBOSCOPE INSPECT 2 | 3957229
4186 | 0800-MEC-IRD-90-M8 PUMPS | COUPLING STROBOSCOPE INSPECT 2 | 24 | 30 | 2 - Subj Inspection | 0100833D | #ERROR! | #ERROR! |  |  |  | Coupling | IRD | MEC | Verify the state of the coupling with a stroboscope (the metal-polymer junction). | Wear | Looseness | Clearance/alignment failure | 90 |  |  |  | JDE |  | SULZER PUMPS | Route Created. Pending develop data | 0800-MEC-IRD-90-M8 PUMPS COUPLING STROBOSCOPE INSPECT 2 | 3957229
4194 | 0800-MEC-IRD-90-M8 PUMPS | COUPLING STROBOSCOPE INSPECT 2 | 24 | 30 | 2 - Subj Inspection | 0100832L | #ERROR! | #ERROR! |  |  |  | Coupling | IRD | MEC | Verify the state of the coupling with a stroboscope (the metal-polymer junction). | Wear | Looseness | Clearance/alignment failure | 90 |  |  |  | JDE |  | SULZER PUMPS | Route Created. Pending develop data | 0800-MEC-IRD-90-M8 PUMPS COUPLING STROBOSCOPE INSPECT 2 | 3957229
4202 | 0800-MEC-IRD-90-M8 PUMPS | COUPLING STROBOSCOPE INSPECT 2 | 24 | 30 | 2 - Subj Inspection | 0100834B | #ERROR! | #ERROR! |  |  |  | Coupling | IRD | MEC | Verify the state of the coupling with a stroboscope (the metal-polymer junction). | Wear | Looseness | Clearance/alignment failure | 90 |  |  |  | JDE |  | SULZER PUMPS | Route Created. Pending develop data | 0800-MEC-IRD-90-M8 PUMPS COUPLING STROBOSCOPE INSPECT 2 | 3957229
4210 | 0800-MEC-IRD-90-M8 PUMPS | COUPLING STROBOSCOPE INSPECT 2 | 24 | 30 | 2 - Subj Inspection | 0100828B | #ERROR! | #ERROR! |  |  |  | Coupling | IRD | MEC | Verify the state of the coupling with a stroboscope (the metal-polymer junction). | Wear | Looseness | Clearance/alignment failure | 90 |  |  |  | JDE |  | SULZER PUMPS | Route Created. Pending develop data | 0800-MEC-IRD-90-M8 PUMPS COUPLING STROBOSCOPE INSPECT 2 | 3957229
4218 | 0800-MEC-IRD-90-M8 PUMPS | COUPLING STROBOSCOPE INSPECT 2 | 24 | 30 | 2 - Subj Inspection | 0100821AE | #ERROR! | #ERROR! |  |  |  | Coupling | IRD | MEC | Verify the state of the coupling with a stroboscope (the metal-polymer junction). | Wear | Looseness | Clearance/alignment failure | 90 |  |  |  | JDE |  | SULZER PUMPS | Route Created. Pending develop data | 0800-MEC-IRD-90-M8 PUMPS COUPLING STROBOSCOPE INSPECT 2 | 3957229
4226 | 0800-MEC-IRD-90-M8 PUMPS | COUPLING STROBOSCOPE INSPECT 2 | 24 | 30 | 2 - Subj Inspection | 0100821BE | #ERROR! | #ERROR! |  |  |  | Coupling | IRD | MEC | Verify the state of the coupling with a stroboscope (the metal-polymer junction). | Wear | Looseness | Clearance/alignment failure | 90 |  |  |  | JDE |  | SULZER PUMPS | Route Created. Pending develop data | 0800-MEC-IRD-90-M8 PUMPS COUPLING STROBOSCOPE INSPECT 2 | 3957229
4234 | 0800-MEC-IRD-90-M8 PUMPS | COUPLING STROBOSCOPE INSPECT 2 | 24 | 30 | 2 - Subj Inspection | 0100832NB | #ERROR! | #ERROR! |  |  |  | Coupling | IRD | MEC | Verify the state of the coupling with a stroboscope (the metal-polymer junction). | Wear | Looseness | Clearance/alignment failure | 90 |  |  |  | JDE |  | SULZER PUMPS | Route Created. Pending develop data | 0800-MEC-IRD-90-M8 PUMPS COUPLING STROBOSCOPE INSPECT 2 | 3957229
4242 | 0800-MEC-IRD-90-M8 PUMPS | COUPLING STROBOSCOPE INSPECT 2 | 24 | 30 | 2 - Subj Inspection | 0100832K | #ERROR! | #ERROR! |  |  |  | Coupling | IRD | MEC | Verify the state of the coupling with a stroboscope (the metal-polymer junction). | Wear | Looseness | Clearance/alignment failure | 90 |  |  |  | JDE |  | SULZER PUMPS | Route Created. Pending develop data | 0800-MEC-IRD-90-M8 PUMPS COUPLING STROBOSCOPE INSPECT 2 | 3957229
4250 | 0800-MEC-IRD-90-M8 PUMPS | COUPLING STROBOSCOPE INSPECT 2 | 24 | 30 | 2 - Subj Inspection | 0100833G | #ERROR! | #ERROR! |  |  |  | Coupling | IRD | MEC | Verify the state of the coupling with a stroboscope (the metal-polymer junction). | Wear | Looseness | Clearance/alignment failure | 90 |  |  |  | JDE |  | SULZER PUMPS | Route Created. Pending develop data | 0800-MEC-IRD-90-M8 PUMPS COUPLING STROBOSCOPE INSPECT 2 | 3957229
4258 | 0800-MEC-IRD-90-M8 PUMPS | COUPLING STROBOSCOPE INSPECT 2 | 24 | 30 | 2 - Subj Inspection | 0100880C | #ERROR! | #ERROR! |  |  |  | Coupling | IRD | MEC | Verify the state of the coupling with a stroboscope (the metal-polymer junction). | Wear | Looseness | Clearance/alignment failure | 90 |  |  |  | JDE |  | SULZER PUMPS | Route Created. Pending develop data | 0800-MEC-IRD-90-M8 PUMPS COUPLING STROBOSCOPE INSPECT 2 | 3957229
4266 | 0800-MEC-IRD-90-M8 PUMPS | COUPLING STROBOSCOPE INSPECT 2 | 24 | 30 | 2 - Subj Inspection | 0100880A | #ERROR! | #ERROR! |  |  |  | Coupling | IRD | MEC | Verify the state of the coupling with a stroboscope (the metal-polymer junction). | Wear | Looseness | Clearance/alignment failure | 90 |  |  |  | JDE |  | SULZER PUMPS | Route Created. Pending develop data | 0800-MEC-IRD-90-M8 PUMPS COUPLING STROBOSCOPE INSPECT 2 | 3957229
3133 | 0045-UFO-QI-126-FLOCC TANK 1 | GEARBOX INSPECTION | 29 | 18 | 2 - Subj Inspection | 5050045AA | #ERROR! | #ERROR! | 5050045AAA | #ERROR! | #ERROR! | Gearbox | QI | UFO | Visually check the rubber buffer. If damage is found, create an order to replace | Wear | Breakage |  | 126 |  | For gearbox with a torque arm |  | JDE |  | UTILITIES | Route Created. Pending develop data | 0045-UFO-QI-126-FLOCC TANK 1 GEARBOX INSPECTION | 3957230
3134 | 0045-UFO-QI-126-FLOCC TANK 1 | GEARBOX INSPECTION | 29 | 18 | 2 - Subj Inspection | 5050045AA | #ERROR! | #ERROR! | 5050045AAA | #ERROR! | #ERROR! | Gearbox | QI | UFO | Check running noise for possible bearing damage | Noise | Damaged |  | 126 |  |  |  | JDE |  | UTILITIES | Route Created. Pending develop data | 0045-UFO-QI-126-FLOCC TANK 1 GEARBOX INSPECTION | 3957230
3135 | 0045-UFO-QI-126-FLOCC TANK 1 | GEARBOX INSPECTION | 29 | 18 | 2 - Subj Inspection | 5050045AA | #ERROR! | #ERROR! | 5050045AAA | #ERROR! | #ERROR! | Gearbox adapter | QI | UFO | Visually check the adapter for leakage | Leak |  |  | 126 |  |  |  | JDE |  | UTILITIES | Route Created. Pending develop data | 0045-UFO-QI-126-FLOCC TANK 1 GEARBOX INSPECTION | 3957230
3136 | 0045-UFO-QI-126-FLOCC TANK 1 | GEARBOX INSPECTION | 29 | 18 | 2 - Subj Inspection | 5050045AA | #ERROR! | #ERROR! | 5050045AAA | #ERROR! | #ERROR! | Gearbox adapter | QI | UFO | Visually check the seals for leakage | Leak |  |  | 126 |  |  |  | JDE |  | UTILITIES | Route Created. Pending develop data | 0045-UFO-QI-126-FLOCC TANK 1 GEARBOX INSPECTION | 3957230
3145 | 0045-UFO-QI-126-FLOCC TANK 1 | GEARBOX INSPECTION | 29 | 18 | 1R - Replace | 5050045AA | #ERROR! | #ERROR! | 5050045AAA | #ERROR! | #ERROR! | Gearbox | QI | UFO | Check running noise for possible bearing damage | Noise | Damaged |  | 126 |  |  |  | JDE |  | UTILITIES | Route Created. Pending develop data | 0045-UFO-QI-126-FLOCC TANK 1 GEARBOX INSPECTION | 3957230
3147 | 0045-UFO-QI-126-FLOCC TANK 2 | GEARBOX INSPECTION | 28 | 18 | 2 - Subj Inspection | 5050045AB | #ERROR! | #ERROR! | 5050045ABA | #ERROR! | #ERROR! | Gearbox | QI | UFO | Visually check the rubber buffer. If damage is found, create an order to replace | Wear | Breakage |  | 126 |  | For gearbox with a torque arm |  | JDE |  | UTILITIES | Route Created. Pending develop data | 0045-UFO-QI-126-FLOCC TANK 2 GEARBOX INSPECTION | 3957231
3148 | 0045-UFO-QI-126-FLOCC TANK 2 | GEARBOX INSPECTION | 28 | 18 | 2 - Subj Inspection | 5050045AB | #ERROR! | #ERROR! | 5050045ABA | #ERROR! | #ERROR! | Gearbox | QI | UFO | Check running noise for possible bearing damage | Noise | Damaged |  | 126 |  |  |  | JDE |  | UTILITIES | Route Created. Pending develop data | 0045-UFO-QI-126-FLOCC TANK 2 GEARBOX INSPECTION | 3957231
3149 | 0045-UFO-QI-126-FLOCC TANK 2 | GEARBOX INSPECTION | 28 | 18 | 2 - Subj Inspection | 5050045AB | #ERROR! | #ERROR! | 5050045ABA | #ERROR! | #ERROR! | Gearbox adapter | QI | UFO | Visually check the adapter for leakage | Leak |  |  | 126 |  |  |  | JDE |  | UTILITIES | Route Created. Pending develop data | 0045-UFO-QI-126-FLOCC TANK 2 GEARBOX INSPECTION | 3957231
3150 | 0045-UFO-QI-126-FLOCC TANK 2 | GEARBOX INSPECTION | 28 | 18 | 2 - Subj Inspection | 5050045AB | #ERROR! | #ERROR! | 5050045ABA | #ERROR! | #ERROR! | Gearbox adapter | QI | UFO | Visually check the seals for leakage | Leak |  |  | 126 |  |  |  | JDE |  | UTILITIES | Route Created. Pending develop data | 0045-UFO-QI-126-FLOCC TANK 2 GEARBOX INSPECTION | 3957231
3167 | 0045-UFO-IRD-126-PRETHICKENERS | GEARBOXES INSPECTION | 30 | 20 | 2 - Subj Inspection | 5050045AF | #ERROR! | #ERROR! |  |  |  | Gearbox | IRD | UFO | Visually check the rubber buffer. If damage(Wear or breakage) is found, create an order to replace | Wear | Breakage |  | 126 |  | For gear units with a torque arm |  | JDE |  | UTILITIES | Route Created. Pending develop data | 0045-UFO-IRD-126-PRETHICKENERS GEARBOXES INSPECTION | 3957232
3168 | 0045-UFO-IRD-126-PRETHICKENERS | GEARBOXES INSPECTION | 30 | 20 | 2 - Subj Inspection | 5050045AF | #ERROR! | #ERROR! |  |  |  | Gearbox bearing | IRD | UFO | Check running noise for possible bearing damage | Noise | Damaged |  | 126 |  |  |  | JDE |  | UTILITIES | Route Created. Pending develop data | 0045-UFO-IRD-126-PRETHICKENERS GEARBOXES INSPECTION | 3957232
3169 | 0045-UFO-IRD-126-PRETHICKENERS | GEARBOXES INSPECTION | 30 | 20 | 2 - Subj Inspection | 5050045AF | #ERROR! | #ERROR! |  |  |  | Gearbox adapter | IRD | UFO | Visually check the adapter for leakage | Leak |  |  | 126 |  |  |  | JDE |  | UTILITIES | Route Created. Pending develop data | 0045-UFO-IRD-126-PRETHICKENERS GEARBOXES INSPECTION | 3957232
3170 | 0045-UFO-IRD-126-PRETHICKENERS | GEARBOXES INSPECTION | 30 | 20 | 2 - Subj Inspection | 5050045AF | #ERROR! | #ERROR! |  |  |  | Gearbox adapter | IRD | UFO | Check running noise for possible bearing damage | Noise | Damaged |  | 126 |  |  |  | JDE |  | UTILITIES | Route Created. Pending develop data | 0045-UFO-IRD-126-PRETHICKENERS GEARBOXES INSPECTION | 3957232
3171 | 0045-UFO-IRD-126-PRETHICKENERS | GEARBOXES INSPECTION | 30 | 20 | 2 - Subj Inspection | 5050045AF | #ERROR! | #ERROR! |  |  |  | Gearbox seal | IRD | UFO | Visually check the seals for leakage | Leak |  |  | 126 |  |  |  | JDE |  | UTILITIES | Route Created. Pending develop data | 0045-UFO-IRD-126-PRETHICKENERS GEARBOXES INSPECTION | 3957232
3195 | 0045-UFO-IRD-126-PRETHICKENERS | GEARBOXES INSPECTION | 30 | 20 | 2 - Subj Inspection | 5050045AG | #ERROR! | #ERROR! |  |  |  | Gearbox bearing | IRD | UFO | Check running noise for possible bearing damage | Noise | Damaged |  | 126 |  |  |  | JDE |  | UTILITIES | Route Created. Pending develop data | 0045-UFO-IRD-126-PRETHICKENERS GEARBOXES INSPECTION | 3957232
3200 | 0045-UFO-IRD-126-PRETHICKENERS | GEARBOXES INSPECTION | 30 | 20 | 2 - Subj Inspection | 5050045AG | #ERROR! | #ERROR! |  |  |  | Gearbox adapter | IRD | UFO | Visually check the adapter for leakage | Leak |  |  | 126 |  |  |  | JDE |  | UTILITIES | Route Created. Pending develop data | 0045-UFO-IRD-126-PRETHICKENERS GEARBOXES INSPECTION | 3957232
3203 | 0045-UFO-IRD-126-PRETHICKENERS | GEARBOXES INSPECTION | 30 | 20 | 2 - Subj Inspection | 5050045AG | #ERROR! | #ERROR! |  |  |  | Gearbox seal | IRD | UFO | Visually check the seals for leakage | Leak |  |  | 126 |  |  |  | JDE |  | UTILITIES | Route Created. Pending develop data | 0045-UFO-IRD-126-PRETHICKENERS GEARBOXES INSPECTION | 3957232
3205 | 0045-UFO-IRD-126-PRETHICKENERS | GEARBOXES INSPECTION | 30 | 20 | 2 - Subj Inspection | 5050045AG | #ERROR! | #ERROR! |  |  |  | Gearbox adapter | IRD | UFO | Check running noise for possible bearing damage | Noise | Damaged |  | 126 |  |  |  | JDE |  | UTILITIES | Route Created. Pending develop data | 0045-UFO-IRD-126-PRETHICKENERS GEARBOXES INSPECTION | 3957232
3209 | 0045-UFO-IRD-126-PRETHICKENERS | GEARBOXES INSPECTION | 30 | 20 | 2 - Subj Inspection | 5050045AG | #ERROR! | #ERROR! |  |  |  | Gearbox | IRD | UFO | Visually check the rubber buffer. If damage(Wear or breakage) is found, create an order to replace | Wear | Breakage |  | 126 |  | For gear units with a torque arm |  | JDE |  | UTILITIES | Route Created. Pending develop data | 0045-UFO-IRD-126-PRETHICKENERS GEARBOXES INSPECTION | 3957232
1501 | 0822-MEC-DD-168-DUMP CHEST 1 | AGITATOR DRIVE INSPECTION | 28 | 25 | 3 - Obj Inspection | 0100822AA | #ERROR! | #ERROR! |  |  |  | Drive Belts | DD | MEC | Check Belt tension. If belt deflection forces are out of allowable values, create an order to tension or replace belt (if further tension is not possible) | Excessive tension | Looseness |  | 168 |  | Refer to Section 8.3 of the Mix-Pro Manual for tension test procedure and allowable deflection values |  | JDE |  | AGITATORS | Route Created. Pending develop data | 0822-MEC-DD-168-DUMP CHEST 1 AGITATOR DRIVE INSPECTION | 3957233
1502 | 0822-MEC-DD-168-DUMP CHEST 1 | AGITATOR DRIVE INSPECTION | 28 | 25 | 2 - Subj Inspection | 0100822AA | #ERROR! | #ERROR! |  |  |  | Drive Belts | DD | MEC | Inspect Belts. If damage is found, create an order to replace | Wear | Breakage |  | 168 |  |  |  | JDE |  | AGITATORS | Route Created. Pending develop data | 0822-MEC-DD-168-DUMP CHEST 1 AGITATOR DRIVE INSPECTION | 3957233
1503 | 0822-MEC-DD-168-DUMP CHEST 1 | AGITATOR DRIVE INSPECTION | 28 | 25 | 3 - Obj Inspection | 0100822AA | #ERROR! | #ERROR! |  |  |  | Drive Pulleys | DD | MEC | Verify the alignment of the pulley using a ruler or a string. (Use laser if needed). |  |  |  | 168 |  |  |  | JDE |  | AGITATORS | Route Created. Pending develop data | 0822-MEC-DD-168-DUMP CHEST 1 AGITATOR DRIVE INSPECTION | 3957233
1504 | 0822-MEC-DD-168-DUMP CHEST 1 | AGITATOR DRIVE INSPECTION | 28 | 25 | 3 - Obj Inspection | 0100822AA | #ERROR! | #ERROR! |  |  |  | Drive Pulleys | DD | MEC | Verify the wear with a gauge and clean the pulley as needed. If wear exceeds allowable values, create an order to replace |  |  |  | 168 |  |  |  | JDE |  | AGITATORS | Route Created. Pending develop data | 0822-MEC-DD-168-DUMP CHEST 1 AGITATOR DRIVE INSPECTION | 3957233
1505 | 0822-MEC-DD-168-DUMP CHEST 1 | AGITATOR DRIVE INSPECTION | 28 | 25 | 2 - Subj Inspection | 0100822AA | #ERROR! | #ERROR! |  |  |  | Drive Pulleys | DD | MEC | Verify that the bolts of the pulley's attachment are tight. Tighten the bolts to the appropiate torque |  |  |  | 168 |  | Refer to section 9.5 of the Mix-Pro Manual for recommended torque values |  | JDE |  | AGITATORS | Route Created. Pending develop data | 0822-MEC-DD-168-DUMP CHEST 1 AGITATOR DRIVE INSPECTION | 3957233
1506 | 0822-MEC-DD-168-DUMP CHEST 1 | AGITATOR DRIVE INSPECTION | 28 | 25 | 2 - Subj Inspection | 0100822AA | #ERROR! | #ERROR! |  |  |  | Fasteners/Mount Plate | DD | MEC | Check the anchoring and mounting bolts as well as mounting place to ensure propoer tigheting torque is applied |  |  |  | 168 |  | Refer to section 9.5 of the Mix-Pro Manual for recommended torque values |  | JDE |  | AGITATORS | Route Created. Pending develop data | 0822-MEC-DD-168-DUMP CHEST 1 AGITATOR DRIVE INSPECTION | 3957233
1514 | 0824-MEC-DD-168-DUMP CHEST 2 | AGITATOR DRIVE INSPECTION | 28 | 25 | 3 - Obj Inspection | 0100824AA | #ERROR! | #ERROR! |  |  |  | Drive Belts | DD | MEC | Check Belt tension. If belt deflection forces are out of allowable values, create an order to tension or replace belt (if further tension is not possible) | Excessive tension | Looseness |  | 168 |  | Refer to Section 8.3 of the Mix-Pro Manual for tension test procedure and allowable deflection values |  | JDE |  | AGITATORS | Route Created. Pending develop data | 0824-MEC-DD-168-DUMP CHEST 2 AGITATOR DRIVE INSPECTION | 3957234
1515 | 0824-MEC-DD-168-DUMP CHEST 2 | AGITATOR DRIVE INSPECTION | 28 | 25 | 2 - Subj Inspection | 0100824AA | #ERROR! | #ERROR! |  |  |  | Drive Belts | DD | MEC | Inspect Belts. If damage is found, create an order to replace | Wear | Breakage |  | 168 |  |  |  | JDE |  | AGITATORS | Route Created. Pending develop data | 0824-MEC-DD-168-DUMP CHEST 2 AGITATOR DRIVE INSPECTION | 3957234
1516 | 0824-MEC-DD-168-DUMP CHEST 2 | AGITATOR DRIVE INSPECTION | 28 | 25 | 3 - Obj Inspection | 0100824AA | #ERROR! | #ERROR! |  |  |  | Drive Pulleys | DD | MEC | Verify the alignment of the pulley using a ruler or a string. (Use laser if needed). |  |  |  | 168 |  |  |  | JDE |  | AGITATORS | Route Created. Pending develop data | 0824-MEC-DD-168-DUMP CHEST 2 AGITATOR DRIVE INSPECTION | 3957234
1517 | 0824-MEC-DD-168-DUMP CHEST 2 | AGITATOR DRIVE INSPECTION | 28 | 25 | 3 - Obj Inspection | 0100824AA | #ERROR! | #ERROR! |  |  |  | Drive Pulleys | DD | MEC | Verify the wear with a gauge and clean the pulley as needed. If wear exceeds allowable values, create an order to replace |  |  |  | 168 |  |  |  | JDE |  | AGITATORS | Route Created. Pending develop data | 0824-MEC-DD-168-DUMP CHEST 2 AGITATOR DRIVE INSPECTION | 3957234
1518 | 0824-MEC-DD-168-DUMP CHEST 2 | AGITATOR DRIVE INSPECTION | 28 | 25 | 2 - Subj Inspection | 0100824AA | #ERROR! | #ERROR! |  |  |  | Drive Pulleys | DD | MEC | Verify that the bolts of the pulley's attachment are tight. Tighten the bolts to the appropiate torque |  |  |  | 168 |  | Refer to section 9.5 of the Mix-Pro Manual for recommended torque values |  | JDE |  | AGITATORS | Route Created. Pending develop data | 0824-MEC-DD-168-DUMP CHEST 2 AGITATOR DRIVE INSPECTION | 3957234
1519 | 0824-MEC-DD-168-DUMP CHEST 2 | AGITATOR DRIVE INSPECTION | 28 | 25 | 2 - Subj Inspection | 0100824AA | #ERROR! | #ERROR! |  |  |  | Fasteners/Mount Plate | DD | MEC | Check the anchoring and mounting bolts as well as mounting place to ensure propoer tigheting torque is applied |  |  |  | 168 |  | Refer to section 9.5 of the Mix-Pro Manual for recommended torque values |  | JDE |  | AGITATORS | Route Created. Pending develop data | 0824-MEC-DD-168-DUMP CHEST 2 AGITATOR DRIVE INSPECTION | 3957234
1527 | 0826-MEC-DD-168-BROKE DUMP | CHEST AGIT DRIVE INSPECT | 26 | 24 | 3 - Obj Inspection | 0100826AA | #ERROR! | #ERROR! |  |  |  | Drive Belts | DD | MEC | Check Belt tension. If belt deflection forces are out of allowable values, create an order to tension or replace belt (if further tension is not possible) | Excessive tension | Looseness |  | 168 |  | Refer to Section 8.3 of the Mix-Pro Manual for tension test procedure and allowable deflection values |  | JDE |  | AGITATORS | Route Created. Pending develop data | 0826-MEC-DD-168-BROKE DUMP CHEST AGIT DRIVE INSPECT | 3957235
1528 | 0826-MEC-DD-168-BROKE DUMP | CHEST AGIT DRIVE INSPECT | 26 | 24 | 2 - Subj Inspection | 0100826AA | #ERROR! | #ERROR! |  |  |  | Drive Belts | DD | MEC | Inspect Belts. If damage is found, create an order to replace | Wear | Breakage |  | 168 |  |  |  | JDE |  | AGITATORS | Route Created. Pending develop data | 0826-MEC-DD-168-BROKE DUMP CHEST AGIT DRIVE INSPECT | 3957235
1529 | 0826-MEC-DD-168-BROKE DUMP | CHEST AGIT DRIVE INSPECT | 26 | 24 | 3 - Obj Inspection | 0100826AA | #ERROR! | #ERROR! |  |  |  | Drive Pulleys | DD | MEC | Verify the alignment of the pulley using a ruler or a string. (Use laser if needed). |  |  |  | 168 |  |  |  | JDE |  | AGITATORS | Route Created. Pending develop data | 0826-MEC-DD-168-BROKE DUMP CHEST AGIT DRIVE INSPECT | 3957235
1530 | 0826-MEC-DD-168-BROKE DUMP | CHEST AGIT DRIVE INSPECT | 26 | 24 | 3 - Obj Inspection | 0100826AA | #ERROR! | #ERROR! |  |  |  | Drive Pulleys | DD | MEC | Verify the wear with a gauge and clean the pulley as needed. If wear exceeds allowable values, create an order to replace |  |  |  | 168 |  |  |  | JDE |  | AGITATORS | Route Created. Pending develop data | 0826-MEC-DD-168-BROKE DUMP CHEST AGIT DRIVE INSPECT | 3957235
1531 | 0826-MEC-DD-168-BROKE DUMP | CHEST AGIT DRIVE INSPECT | 26 | 24 | 2 - Subj Inspection | 0100826AA | #ERROR! | #ERROR! |  |  |  | Drive Pulleys | DD | MEC | Verify that the bolts of the pulley's attachment are tight. Tighten the bolts to the appropiate torque |  |  |  | 168 |  | Refer to section 9.5 of the Mix-Pro Manual for recommended torque values |  | JDE |  | AGITATORS | Route Created. Pending develop data | 0826-MEC-DD-168-BROKE DUMP CHEST AGIT DRIVE INSPECT | 3957235
1532 | 0826-MEC-DD-168-BROKE DUMP | CHEST AGIT DRIVE INSPECT | 26 | 24 | 2 - Subj Inspection | 0100826AA | #ERROR! | #ERROR! |  |  |  | Fasteners/Mount Plate | DD | MEC | Check the anchoring and mounting bolts as well as mounting place to ensure propoer tigheting torque is applied |  |  |  | 168 |  | Refer to section 9.5 of the Mix-Pro Manual for recommended torque values |  | JDE |  | AGITATORS | Route Created. Pending develop data | 0826-MEC-DD-168-BROKE DUMP CHEST AGIT DRIVE INSPECT | 3957235
1540 | 0826-MEC-DD-168-DEFLAKED BROKE | CHEST AGIT DRIVE INSPECT | 30 | 24 | 3 - Obj Inspection | 0100826FA | #ERROR! | #ERROR! |  |  |  | Drive Belts | DD | MEC | Check Belt tension. If belt deflection forces are out of allowable values, create an order to tension or replace belt (if further tension is not possible) | Excessive tension | Looseness |  | 168 |  | Refer to Section 8.3 of the Mix-Pro Manual for tension test procedure and allowable deflection values |  | JDE |  | AGITATORS | Route Created. Pending develop data | 0826-MEC-DD-168-DEFLAKED BROKE CHEST AGIT DRIVE INSPECT | 3957236
1541 | 0826-MEC-DD-168-DEFLAKED BROKE | CHEST AGIT DRIVE INSPECT | 30 | 24 | 2 - Subj Inspection | 0100826FA | #ERROR! | #ERROR! |  |  |  | Drive Belts | DD | MEC | Inspect Belts. If damage is found, create an order to replace | Wear | Breakage |  | 168 |  |  |  | JDE |  | AGITATORS | Route Created. Pending develop data | 0826-MEC-DD-168-DEFLAKED BROKE CHEST AGIT DRIVE INSPECT | 3957236
1542 | 0826-MEC-DD-168-DEFLAKED BROKE | CHEST AGIT DRIVE INSPECT | 30 | 24 | 3 - Obj Inspection | 0100826FA | #ERROR! | #ERROR! |  |  |  | Drive Pulleys | DD | MEC | Verify the alignment of the pulley using a ruler or a string. (Use laser if needed). |  |  |  | 168 |  |  |  | JDE |  | AGITATORS | Route Created. Pending develop data | 0826-MEC-DD-168-DEFLAKED BROKE CHEST AGIT DRIVE INSPECT | 3957236
1543 | 0826-MEC-DD-168-DEFLAKED BROKE | CHEST AGIT DRIVE INSPECT | 30 | 24 | 3 - Obj Inspection | 0100826FA | #ERROR! | #ERROR! |  |  |  | Drive Pulleys | DD | MEC | Verify the wear with a gauge and clean the pulley as needed. If wear exceeds allowable values, create an order to replace |  |  |  | 168 |  |  |  | JDE |  | AGITATORS | Route Created. Pending develop data | 0826-MEC-DD-168-DEFLAKED BROKE CHEST AGIT DRIVE INSPECT | 3957236
1544 | 0826-MEC-DD-168-DEFLAKED BROKE | CHEST AGIT DRIVE INSPECT | 30 | 24 | 2 - Subj Inspection | 0100826FA | #ERROR! | #ERROR! |  |  |  | Drive Pulleys | DD | MEC | Verify that the bolts of the pulley's attachment are tight. Tighten the bolts to the appropiate torque |  |  |  | 168 |  | Refer to section 9.5 of the Mix-Pro Manual for recommended torque values |  | JDE |  | AGITATORS | Route Created. Pending develop data | 0826-MEC-DD-168-DEFLAKED BROKE CHEST AGIT DRIVE INSPECT | 3957236
1545 | 0826-MEC-DD-168-DEFLAKED BROKE | CHEST AGIT DRIVE INSPECT | 30 | 24 | 2 - Subj Inspection | 0100826FA | #ERROR! | #ERROR! |  |  |  | Fasteners/Mount Plate | DD | MEC | Check the anchoring and mounting bolts as well as mounting place to ensure propoer tigheting torque is applied |  |  |  | 168 |  | Refer to section 9.5 of the Mix-Pro Manual for recommended torque values |  | JDE |  | AGITATORS | Route Created. Pending develop data | 0826-MEC-DD-168-DEFLAKED BROKE CHEST AGIT DRIVE INSPECT | 3957236
1553 | 0826-MEC-DD-168-BROKE ACCEPTS | TANK AGIT DRIVE INSPECTION | 29 | 26 | 3 - Obj Inspection | 0100826JA | #ERROR! | #ERROR! |  |  |  | Drive Belts | DD | MEC | Check Belt tension. If belt deflection forces are out of allowable values, create an order to tension or replace belt (if further tension is not possible) | Excessive tension | Looseness |  | 168 |  | Refer to Section 8.3 of the Mix-Pro Manual for tension test procedure and allowable deflection values |  | JDE |  | AGITATORS | Route Created. Pending develop data | 0826-MEC-DD-168-BROKE ACCEPTS TANK AGIT DRIVE INSPECTION | 3957237
1554 | 0826-MEC-DD-168-BROKE ACCEPTS | TANK AGIT DRIVE INSPECTION | 29 | 26 | 2 - Subj Inspection | 0100826JA | #ERROR! | #ERROR! |  |  |  | Drive Belts | DD | MEC | Inspect Belts. If damage is found, create an order to replace | Wear | Breakage |  | 168 |  |  |  | JDE |  | AGITATORS | Route Created. Pending develop data | 0826-MEC-DD-168-BROKE ACCEPTS TANK AGIT DRIVE INSPECTION | 3957237
1555 | 0826-MEC-DD-168-BROKE ACCEPTS | TANK AGIT DRIVE INSPECTION | 29 | 26 | 3 - Obj Inspection | 0100826JA | #ERROR! | #ERROR! |  |  |  | Drive Pulleys | DD | MEC | Verify the alignment of the pulley using a ruler or a string. (Use laser if needed). |  |  |  | 168 |  |  |  | JDE |  | AGITATORS | Route Created. Pending develop data | 0826-MEC-DD-168-BROKE ACCEPTS TANK AGIT DRIVE INSPECTION | 3957237
1556 | 0826-MEC-DD-168-BROKE ACCEPTS | TANK AGIT DRIVE INSPECTION | 29 | 26 | 3 - Obj Inspection | 0100826JA | #ERROR! | #ERROR! |  |  |  | Drive Pulleys | DD | MEC | Verify the wear with a gauge and clean the pulley as needed. If wear exceeds allowable values, create an order to replace |  |  |  | 168 |  |  |  | JDE |  | AGITATORS | Route Created. Pending develop data | 0826-MEC-DD-168-BROKE ACCEPTS TANK AGIT DRIVE INSPECTION | 3957237
1557 | 0826-MEC-DD-168-BROKE ACCEPTS | TANK AGIT DRIVE INSPECTION | 29 | 26 | 2 - Subj Inspection | 0100826JA | #ERROR! | #ERROR! |  |  |  | Drive Pulleys | DD | MEC | Verify that the bolts of the pulley's attachment are tight. Tighten the bolts to the appropiate torque |  |  |  | 168 |  | Refer to section 9.5 of the Mix-Pro Manual for recommended torque values |  | JDE |  | AGITATORS | Route Created. Pending develop data | 0826-MEC-DD-168-BROKE ACCEPTS TANK AGIT DRIVE INSPECTION | 3957237
1558 | 0826-MEC-DD-168-BROKE ACCEPTS | TANK AGIT DRIVE INSPECTION | 29 | 26 | 2 - Subj Inspection | 0100826JA | #ERROR! | #ERROR! |  |  |  | Fasteners/Mount Plate | DD | MEC | Check the anchoring and mounting bolts as well as mounting place to ensure propoer tigheting torque is applied |  |  |  | 168 |  | Refer to section 9.5 of the Mix-Pro Manual for recommended torque values |  | JDE |  | AGITATORS | Route Created. Pending develop data | 0826-MEC-DD-168-BROKE ACCEPTS TANK AGIT DRIVE INSPECTION | 3957237
1566 | 0826-MEC-DD-168-BROKE REJECTS | TANK AGIT DRIVE INSPECTION | 29 | 26 | 3 - Obj Inspection | 0100826KA | #ERROR! | #ERROR! |  |  |  | Drive Belts | DD | MEC | Check Belt tension. If belt deflection forces are out of allowable values, create an order to tension or replace belt (if further tension is not possible) | Excessive tension | Looseness |  | 168 |  | Refer to Section 8.3 of the Mix-Pro Manual for tension test procedure and allowable deflection values |  | JDE |  | AGITATORS | Route Created. Pending develop data | 0826-MEC-DD-168-BROKE REJECTS TANK AGIT DRIVE INSPECTION | 3957238
1567 | 0826-MEC-DD-168-BROKE REJECTS | TANK AGIT DRIVE INSPECTION | 29 | 26 | 2 - Subj Inspection | 0100826KA | #ERROR! | #ERROR! |  |  |  | Drive Belts | DD | MEC | Inspect Belts. If damage is found, create an order to replace | Wear | Breakage |  | 168 |  |  |  | JDE |  | AGITATORS | Route Created. Pending develop data | 0826-MEC-DD-168-BROKE REJECTS TANK AGIT DRIVE INSPECTION | 3957238
1568 | 0826-MEC-DD-168-BROKE REJECTS | TANK AGIT DRIVE INSPECTION | 29 | 26 | 3 - Obj Inspection | 0100826KA | #ERROR! | #ERROR! |  |  |  | Drive Pulleys | DD | MEC | Verify the alignment of the pulley using a ruler or a string. (Use laser if needed). |  |  |  | 168 |  |  |  | JDE |  | AGITATORS | Route Created. Pending develop data | 0826-MEC-DD-168-BROKE REJECTS TANK AGIT DRIVE INSPECTION | 3957238
1569 | 0826-MEC-DD-168-BROKE REJECTS | TANK AGIT DRIVE INSPECTION | 29 | 26 | 3 - Obj Inspection | 0100826KA | #ERROR! | #ERROR! |  |  |  | Drive Pulleys | DD | MEC | Verify the wear with a gauge and clean the pulley as needed. If wear exceeds allowable values, create an order to replace |  |  |  | 168 |  |  |  | JDE |  | AGITATORS | Route Created. Pending develop data | 0826-MEC-DD-168-BROKE REJECTS TANK AGIT DRIVE INSPECTION | 3957238
1570 | 0826-MEC-DD-168-BROKE REJECTS | TANK AGIT DRIVE INSPECTION | 29 | 26 | 2 - Subj Inspection | 0100826KA | #ERROR! | #ERROR! |  |  |  | Drive Pulleys | DD | MEC | Verify that the bolts of the pulley's attachment are tight. Tighten the bolts to the appropiate torque |  |  |  | 168 |  | Refer to section 9.5 of the Mix-Pro Manual for recommended torque values |  | JDE |  | AGITATORS | Route Created. Pending develop data | 0826-MEC-DD-168-BROKE REJECTS TANK AGIT DRIVE INSPECTION | 3957238
1571 | 0826-MEC-DD-168-BROKE REJECTS | TANK AGIT DRIVE INSPECTION | 29 | 26 | 2 - Subj Inspection | 0100826KA | #ERROR! | #ERROR! |  |  |  | Fasteners/Mount Plate | DD | MEC | Check the anchoring and mounting bolts as well as mounting place to ensure propoer tigheting torque is applied |  |  |  | 168 |  | Refer to section 9.5 of the Mix-Pro Manual for recommended torque values |  | JDE |  | AGITATORS | Route Created. Pending develop data | 0826-MEC-DD-168-BROKE REJECTS TANK AGIT DRIVE INSPECTION | 3957238
1579 | 0830-MEC-DD-168-TAD BLEND | CHEST AGIT DRIVE INSPECT | 25 | 24 | 3 - Obj Inspection | 0100830AA | #ERROR! | #ERROR! |  |  |  | Drive Belts | DD | MEC | Check Belt tension. If belt deflection forces are out of allowable values, create an order to tension or replace belt (if further tension is not possible) | Excessive tension | Looseness |  | 168 |  | Refer to Section 8.3 of the Mix-Pro Manual for tension test procedure and allowable deflection values |  | JDE |  | AGITATORS | Route Created. Pending develop data | 0830-MEC-DD-168-TAD BLEND CHEST AGIT DRIVE INSPECT | 3957239
1580 | 0830-MEC-DD-168-TAD BLEND | CHEST AGIT DRIVE INSPECT | 25 | 24 | 2 - Subj Inspection | 0100830AA | #ERROR! | #ERROR! |  |  |  | Drive Belts | DD | MEC | Inspect Belts. If damage is found, create an order to replace | Wear | Breakage |  | 168 |  |  |  | JDE |  | AGITATORS | Route Created. Pending develop data | 0830-MEC-DD-168-TAD BLEND CHEST AGIT DRIVE INSPECT | 3957239
1581 | 0830-MEC-DD-168-TAD BLEND | CHEST AGIT DRIVE INSPECT | 25 | 24 | 3 - Obj Inspection | 0100830AA | #ERROR! | #ERROR! |  |  |  | Drive Pulleys | DD | MEC | Verify the alignment of the pulley using a ruler or a string. (Use laser if needed). |  |  |  | 168 |  |  |  | JDE |  | AGITATORS | Route Created. Pending develop data | 0830-MEC-DD-168-TAD BLEND CHEST AGIT DRIVE INSPECT | 3957239
1582 | 0830-MEC-DD-168-TAD BLEND | CHEST AGIT DRIVE INSPECT | 25 | 24 | 3 - Obj Inspection | 0100830AA | #ERROR! | #ERROR! |  |  |  | Drive Pulleys | DD | MEC | Verify the wear with a gauge and clean the pulley as needed. If wear exceeds allowable values, create an order to replace |  |  |  | 168 |  |  |  | JDE |  | AGITATORS | Route Created. Pending develop data | 0830-MEC-DD-168-TAD BLEND CHEST AGIT DRIVE INSPECT | 3957239
1583 | 0830-MEC-DD-168-TAD BLEND | CHEST AGIT DRIVE INSPECT | 25 | 24 | 2 - Subj Inspection | 0100830AA | #ERROR! | #ERROR! |  |  |  | Drive Pulleys | DD | MEC | Verify that the bolts of the pulley's attachment are tight. Tighten the bolts to the appropiate torque |  |  |  | 168 |  | Refer to section 9.5 of the Mix-Pro Manual for recommended torque values |  | JDE |  | AGITATORS | Route Created. Pending develop data | 0830-MEC-DD-168-TAD BLEND CHEST AGIT DRIVE INSPECT | 3957239
1584 | 0830-MEC-DD-168-TAD BLEND | CHEST AGIT DRIVE INSPECT | 25 | 24 | 2 - Subj Inspection | 0100830AA | #ERROR! | #ERROR! |  |  |  | Fasteners/Mount Plate | DD | MEC | Check the anchoring and mounting bolts as well as mounting place to ensure propoer tigheting torque is applied |  |  |  | 168 |  | Refer to section 9.5 of the Mix-Pro Manual for recommended torque values |  | JDE |  | AGITATORS | Route Created. Pending develop data | 0830-MEC-DD-168-TAD BLEND CHEST AGIT DRIVE INSPECT | 3957239
1592 | 0830-MEC-DD-168-TAD MACHINE | CHEST AGIT DRIVE INSPECT | 27 | 24 | 3 - Obj Inspection | 0100830BA | #ERROR! | #ERROR! |  |  |  | Drive Belts | DD | MEC | Check Belt tension. If belt deflection forces are out of allowable values, create an order to tension or replace belt (if further tension is not possible) | Excessive tension | Looseness |  | 168 |  | Refer to Section 8.3 of the Mix-Pro Manual for tension test procedure and allowable deflection values |  | JDE |  | AGITATORS | Route Created. Pending develop data | 0830-MEC-DD-168-TAD MACHINE CHEST AGIT DRIVE INSPECT | 3957240
1593 | 0830-MEC-DD-168-TAD MACHINE | CHEST AGIT DRIVE INSPECT | 27 | 24 | 2 - Subj Inspection | 0100830BA | #ERROR! | #ERROR! |  |  |  | Drive Belts | DD | MEC | Inspect Belts. If damage is found, create an order to replace | Wear | Breakage |  | 168 |  |  |  | JDE |  | AGITATORS | Route Created. Pending develop data | 0830-MEC-DD-168-TAD MACHINE CHEST AGIT DRIVE INSPECT | 3957240
1594 | 0830-MEC-DD-168-TAD MACHINE | CHEST AGIT DRIVE INSPECT | 27 | 24 | 3 - Obj Inspection | 0100830BA | #ERROR! | #ERROR! |  |  |  | Drive Pulleys | DD | MEC | Verify the alignment of the pulley using a ruler or a string. (Use laser if needed). |  |  |  | 168 |  |  |  | JDE |  | AGITATORS | Route Created. Pending develop data | 0830-MEC-DD-168-TAD MACHINE CHEST AGIT DRIVE INSPECT | 3957240
1595 | 0830-MEC-DD-168-TAD MACHINE | CHEST AGIT DRIVE INSPECT | 27 | 24 | 3 - Obj Inspection | 0100830BA | #ERROR! | #ERROR! |  |  |  | Drive Pulleys | DD | MEC | Verify the wear with a gauge and clean the pulley as needed. If wear exceeds allowable values, create an order to replace |  |  |  | 168 |  |  |  | JDE |  | AGITATORS | Route Created. Pending develop data | 0830-MEC-DD-168-TAD MACHINE CHEST AGIT DRIVE INSPECT | 3957240
1596 | 0830-MEC-DD-168-TAD MACHINE | CHEST AGIT DRIVE INSPECT | 27 | 24 | 2 - Subj Inspection | 0100830BA | #ERROR! | #ERROR! |  |  |  | Drive Pulleys | DD | MEC | Verify that the bolts of the pulley's attachment are tight. Tighten the bolts to the appropiate torque |  |  |  | 168 |  | Refer to section 9.5 of the Mix-Pro Manual for recommended torque values |  | JDE |  | AGITATORS | Route Created. Pending develop data | 0830-MEC-DD-168-TAD MACHINE CHEST AGIT DRIVE INSPECT | 3957240
1597 | 0830-MEC-DD-168-TAD MACHINE | CHEST AGIT DRIVE INSPECT | 27 | 24 | 2 - Subj Inspection | 0100830BA | #ERROR! | #ERROR! |  |  |  | Fasteners/Mount Plate | DD | MEC | Check the anchoring and mounting bolts as well as mounting place to ensure propoer tigheting torque is applied |  |  |  | 168 |  | Refer to section 9.5 of the Mix-Pro Manual for recommended torque values |  | JDE |  | AGITATORS | Route Created. Pending develop data | 0830-MEC-DD-168-TAD MACHINE CHEST AGIT DRIVE INSPECT | 3957240
1605 | 0830-MEC-DD-168-CORE BLEND | CHEST AGIT DRIVE INSPECT | 26 | 24 | 3 - Obj Inspection | 0100830EA | #ERROR! | #ERROR! |  |  |  | Drive Belts | DD | MEC | Check Belt tension. If belt deflection forces are out of allowable values, create an order to tension or replace belt (if further tension is not possible) | Excessive tension | Looseness |  | 168 |  | Refer to Section 8.3 of the Mix-Pro Manual for tension test procedure and allowable deflection values |  | JDE |  | AGITATORS | Route Created. Pending develop data | 0830-MEC-DD-168-CORE BLEND CHEST AGIT DRIVE INSPECT | 3957241
1606 | 0830-MEC-DD-168-CORE BLEND | CHEST AGIT DRIVE INSPECT | 26 | 24 | 2 - Subj Inspection | 0100830EA | #ERROR! | #ERROR! |  |  |  | Drive Belts | DD | MEC | Inspect Belts. If damage is found, create an order to replace | Wear | Breakage |  | 168 |  |  |  | JDE |  | AGITATORS | Route Created. Pending develop data | 0830-MEC-DD-168-CORE BLEND CHEST AGIT DRIVE INSPECT | 3957241
1607 | 0830-MEC-DD-168-CORE BLEND | CHEST AGIT DRIVE INSPECT | 26 | 24 | 3 - Obj Inspection | 0100830EA | #ERROR! | #ERROR! |  |  |  | Drive Pulleys | DD | MEC | Verify the alignment of the pulley using a ruler or a string. (Use laser if needed). |  |  |  | 168 |  |  |  | JDE |  | AGITATORS | Route Created. Pending develop data | 0830-MEC-DD-168-CORE BLEND CHEST AGIT DRIVE INSPECT | 3957241
1608 | 0830-MEC-DD-168-CORE BLEND | CHEST AGIT DRIVE INSPECT | 26 | 24 | 3 - Obj Inspection | 0100830EA | #ERROR! | #ERROR! |  |  |  | Drive Pulleys | DD | MEC | Verify the wear with a gauge and clean the pulley as needed. If wear exceeds allowable values, create an order to replace |  |  |  | 168 |  |  |  | JDE |  | AGITATORS | Route Created. Pending develop data | 0830-MEC-DD-168-CORE BLEND CHEST AGIT DRIVE INSPECT | 3957241
1609 | 0830-MEC-DD-168-CORE BLEND | CHEST AGIT DRIVE INSPECT | 26 | 24 | 2 - Subj Inspection | 0100830EA | #ERROR! | #ERROR! |  |  |  | Drive Pulleys | DD | MEC | Verify that the bolts of the pulley's attachment are tight. Tighten the bolts to the appropiate torque |  |  |  | 168 |  | Refer to section 9.5 of the Mix-Pro Manual for recommended torque values |  | JDE |  | AGITATORS | Route Created. Pending develop data | 0830-MEC-DD-168-CORE BLEND CHEST AGIT DRIVE INSPECT | 3957241
1610 | 0830-MEC-DD-168-CORE BLEND | CHEST AGIT DRIVE INSPECT | 26 | 24 | 2 - Subj Inspection | 0100830EA | #ERROR! | #ERROR! |  |  |  | Fasteners/Mount Plate | DD | MEC | Check the anchoring and mounting bolts as well as mounting place to ensure propoer tigheting torque is applied |  |  |  | 168 |  | Refer to section 9.5 of the Mix-Pro Manual for recommended torque values |  | JDE |  | AGITATORS | Route Created. Pending develop data | 0830-MEC-DD-168-CORE BLEND CHEST AGIT DRIVE INSPECT | 3957241
1618 | 0830-MEC-DD-168-CORE MACHINE | CHEST AGIT DRIVE INSPECT | 28 | 24 | 3 - Obj Inspection | 0100830FA | #ERROR! | #ERROR! |  |  |  | Drive Belts | DD | MEC | Check Belt tension. If belt deflection forces are out of allowable values, create an order to tension or replace belt (if further tension is not possible) | Excessive tension | Looseness |  | 168 |  | Refer to Section 8.3 of the Mix-Pro Manual for tension test procedure and allowable deflection values |  | JDE |  | AGITATORS | Route Created. Pending develop data | 0830-MEC-DD-168-CORE MACHINE CHEST AGIT DRIVE INSPECT | 3957242
1619 | 0830-MEC-DD-168-CORE MACHINE | CHEST AGIT DRIVE INSPECT | 28 | 24 | 2 - Subj Inspection | 0100830FA | #ERROR! | #ERROR! |  |  |  | Drive Belts | DD | MEC | Inspect Belts. If damage is found, create an order to replace | Wear | Breakage |  | 168 |  |  |  | JDE |  | AGITATORS | Route Created. Pending develop data | 0830-MEC-DD-168-CORE MACHINE CHEST AGIT DRIVE INSPECT | 3957242
1620 | 0830-MEC-DD-168-CORE MACHINE | CHEST AGIT DRIVE INSPECT | 28 | 24 | 3 - Obj Inspection | 0100830FA | #ERROR! | #ERROR! |  |  |  | Drive Pulleys | DD | MEC | Verify the alignment of the pulley using a ruler or a string. (Use laser if needed). |  |  |  | 168 |  |  |  | JDE |  | AGITATORS | Route Created. Pending develop data | 0830-MEC-DD-168-CORE MACHINE CHEST AGIT DRIVE INSPECT | 3957242
1621 | 0830-MEC-DD-168-CORE MACHINE | CHEST AGIT DRIVE INSPECT | 28 | 24 | 3 - Obj Inspection | 0100830FA | #ERROR! | #ERROR! |  |  |  | Drive Pulleys | DD | MEC | Verify the wear with a gauge and clean the pulley as needed. If wear exceeds allowable values, create an order to replace |  |  |  | 168 |  |  |  | JDE |  | AGITATORS | Route Created. Pending develop data | 0830-MEC-DD-168-CORE MACHINE CHEST AGIT DRIVE INSPECT | 3957242
1622 | 0830-MEC-DD-168-CORE MACHINE | CHEST AGIT DRIVE INSPECT | 28 | 24 | 2 - Subj Inspection | 0100830FA | #ERROR! | #ERROR! |  |  |  | Drive Pulleys | DD | MEC | Verify that the bolts of the pulley's attachment are tight. Tighten the bolts to the appropiate torque |  |  |  | 168 |  | Refer to section 9.5 of the Mix-Pro Manual for recommended torque values |  | JDE |  | AGITATORS | Route Created. Pending develop data | 0830-MEC-DD-168-CORE MACHINE CHEST AGIT DRIVE INSPECT | 3957242
1623 | 0830-MEC-DD-168-CORE MACHINE | CHEST AGIT DRIVE INSPECT | 28 | 24 | 2 - Subj Inspection | 0100830FA | #ERROR! | #ERROR! |  |  |  | Fasteners/Mount Plate | DD | MEC | Check the anchoring and mounting bolts as well as mounting place to ensure propoer tigheting torque is applied |  |  |  | 168 |  | Refer to section 9.5 of the Mix-Pro Manual for recommended torque values |  | JDE |  | AGITATORS | Route Created. Pending develop data | 0830-MEC-DD-168-CORE MACHINE CHEST AGIT DRIVE INSPECT | 3957242
1631 | 0830-MEC-DD-168-YANKEE BLEND | CHEST AGIT DRIVE INSPECT | 28 | 24 | 3 - Obj Inspection | 0100830IA | #ERROR! | #ERROR! |  |  |  | Drive Belts | DD | MEC | Check Belt tension. If belt deflection forces are out of allowable values, create an order to tension or replace belt (if further tension is not possible) | Excessive tension | Looseness |  | 168 |  | Refer to Section 8.3 of the Mix-Pro Manual for tension test procedure and allowable deflection values |  | JDE |  | AGITATORS | Route Created. Pending develop data | 0830-MEC-DD-168-YANKEE BLEND CHEST AGIT DRIVE INSPECT | 3957243
1632 | 0830-MEC-DD-168-YANKEE BLEND | CHEST AGIT DRIVE INSPECT | 28 | 24 | 2 - Subj Inspection | 0100830IA | #ERROR! | #ERROR! |  |  |  | Drive Belts | DD | MEC | Inspect Belts. If damage is found, create an order to replace | Wear | Breakage |  | 168 |  |  |  | JDE |  | AGITATORS | Route Created. Pending develop data | 0830-MEC-DD-168-YANKEE BLEND CHEST AGIT DRIVE INSPECT | 3957243
1633 | 0830-MEC-DD-168-YANKEE BLEND | CHEST AGIT DRIVE INSPECT | 28 | 24 | 3 - Obj Inspection | 0100830IA | #ERROR! | #ERROR! |  |  |  | Drive Pulleys | DD | MEC | Verify the alignment of the pulley using a ruler or a string. (Use laser if needed). |  |  |  | 168 |  |  |  | JDE |  | AGITATORS | Route Created. Pending develop data | 0830-MEC-DD-168-YANKEE BLEND CHEST AGIT DRIVE INSPECT | 3957243
1634 | 0830-MEC-DD-168-YANKEE BLEND | CHEST AGIT DRIVE INSPECT | 28 | 24 | 3 - Obj Inspection | 0100830IA | #ERROR! | #ERROR! |  |  |  | Drive Pulleys | DD | MEC | Verify the wear with a gauge and clean the pulley as needed. If wear exceeds allowable values, create an order to replace |  |  |  | 168 |  |  |  | JDE |  | AGITATORS | Route Created. Pending develop data | 0830-MEC-DD-168-YANKEE BLEND CHEST AGIT DRIVE INSPECT | 3957243
1635 | 0830-MEC-DD-168-YANKEE BLEND | CHEST AGIT DRIVE INSPECT | 28 | 24 | 2 - Subj Inspection | 0100830IA | #ERROR! | #ERROR! |  |  |  | Drive Pulleys | DD | MEC | Verify that the bolts of the pulley's attachment are tight. Tighten the bolts to the appropiate torque |  |  |  | 168 |  | Refer to section 9.5 of the Mix-Pro Manual for recommended torque values |  | JDE |  | AGITATORS | Route Created. Pending develop data | 0830-MEC-DD-168-YANKEE BLEND CHEST AGIT DRIVE INSPECT | 3957243
1636 | 0830-MEC-DD-168-YANKEE BLEND | CHEST AGIT DRIVE INSPECT | 28 | 24 | 2 - Subj Inspection | 0100830IA | #ERROR! | #ERROR! |  |  |  | Fasteners/Mount Plate | DD | MEC | Check the anchoring and mounting bolts as well as mounting place to ensure propoer tigheting torque is applied |  |  |  | 168 |  | Refer to section 9.5 of the Mix-Pro Manual for recommended torque values |  | JDE |  | AGITATORS | Route Created. Pending develop data | 0830-MEC-DD-168-YANKEE BLEND CHEST AGIT DRIVE INSPECT | 3957243
1644 | 0830-MEC-DD-168-YANKEE MACHINE | CHEST AGIT DRIVE INSPECT | 30 | 24 | 3 - Obj Inspection | 0100830JA | #ERROR! | #ERROR! |  |  |  | Drive Belts | DD | MEC | Check Belt tension. If belt deflection forces are out of allowable values, create an order to tension or replace belt (if further tension is not possible) | Excessive tension | Looseness |  | 168 |  | Refer to Section 8.3 of the Mix-Pro Manual for tension test procedure and allowable deflection values |  | JDE |  | AGITATORS | Route Created. Pending develop data | 0830-MEC-DD-168-YANKEE MACHINE CHEST AGIT DRIVE INSPECT | 3957244
1645 | 0830-MEC-DD-168-YANKEE MACHINE | CHEST AGIT DRIVE INSPECT | 30 | 24 | 2 - Subj Inspection | 0100830JA | #ERROR! | #ERROR! |  |  |  | Drive Belts | DD | MEC | Inspect Belts. If damage is found, create an order to replace | Wear | Breakage |  | 168 |  |  |  | JDE |  | AGITATORS | Route Created. Pending develop data | 0830-MEC-DD-168-YANKEE MACHINE CHEST AGIT DRIVE INSPECT | 3957244
1646 | 0830-MEC-DD-168-YANKEE MACHINE | CHEST AGIT DRIVE INSPECT | 30 | 24 | 3 - Obj Inspection | 0100830JA | #ERROR! | #ERROR! |  |  |  | Drive Pulleys | DD | MEC | Verify the alignment of the pulley using a ruler or a string. (Use laser if needed). |  |  |  | 168 |  |  |  | JDE |  | AGITATORS | Route Created. Pending develop data | 0830-MEC-DD-168-YANKEE MACHINE CHEST AGIT DRIVE INSPECT | 3957244
1647 | 0830-MEC-DD-168-YANKEE MACHINE | CHEST AGIT DRIVE INSPECT | 30 | 24 | 3 - Obj Inspection | 0100830JA | #ERROR! | #ERROR! |  |  |  | Drive Pulleys | DD | MEC | Verify the wear with a gauge and clean the pulley as needed. If wear exceeds allowable values, create an order to replace |  |  |  | 168 |  |  |  | JDE |  | AGITATORS | Route Created. Pending develop data | 0830-MEC-DD-168-YANKEE MACHINE CHEST AGIT DRIVE INSPECT | 3957244
1648 | 0830-MEC-DD-168-YANKEE MACHINE | CHEST AGIT DRIVE INSPECT | 30 | 24 | 2 - Subj Inspection | 0100830JA | #ERROR! | #ERROR! |  |  |  | Drive Pulleys | DD | MEC | Verify that the bolts of the pulley's attachment are tight. Tighten the bolts to the appropiate torque |  |  |  | 168 |  | Refer to section 9.5 of the Mix-Pro Manual for recommended torque values |  | JDE |  | AGITATORS | Route Created. Pending develop data | 0830-MEC-DD-168-YANKEE MACHINE CHEST AGIT DRIVE INSPECT | 3957244
1649 | 0830-MEC-DD-168-YANKEE MACHINE | CHEST AGIT DRIVE INSPECT | 30 | 24 | 2 - Subj Inspection | 0100830JA | #ERROR! | #ERROR! |  |  |  | Fasteners/Mount Plate | DD | MEC | Check the anchoring and mounting bolts as well as mounting place to ensure propoer tigheting torque is applied |  |  |  | 168 |  | Refer to section 9.5 of the Mix-Pro Manual for recommended torque values |  | JDE |  | AGITATORS | Route Created. Pending develop data | 0830-MEC-DD-168-YANKEE MACHINE CHEST AGIT DRIVE INSPECT | 3957244
1657 | 0832-MEC-DD-168-BOW SCRN RECOV | FIBER TANK AGIT DRIVE INSPECT | 30 | 29 | 3 - Obj Inspection | 0100832FA | #ERROR! | #ERROR! |  |  |  | Drive Belts | DD | MEC | Check Belt tension. If belt deflection forces are out of allowable values, create an order to tension or replace belt (if further tension is not possible) | Excessive tension | Looseness |  | 168 |  | Refer to Section 8.3 of the Mix-Pro Manual for tension test procedure and allowable deflection values |  | JDE |  | AGITATORS | Route Created. Pending develop data | 0832-MEC-DD-168-BOW SCRN RECOV FIBER TANK AGIT DRIVE INSPECT | 3957245
1658 | 0832-MEC-DD-168-BOW SCRN RECOV | FIBER TANK AGIT DRIVE INSPECT | 30 | 29 | 2 - Subj Inspection | 0100832FA | #ERROR! | #ERROR! |  |  |  | Drive Belts | DD | MEC | Inspect Belts. If damage is found, create an order to replace | Wear | Breakage |  | 168 |  |  |  | JDE |  | AGITATORS | Route Created. Pending develop data | 0832-MEC-DD-168-BOW SCRN RECOV FIBER TANK AGIT DRIVE INSPECT | 3957245
1659 | 0832-MEC-DD-168-BOW SCRN RECOV | FIBER TANK AGIT DRIVE INSPECT | 30 | 29 | 3 - Obj Inspection | 0100832FA | #ERROR! | #ERROR! |  |  |  | Drive Pulleys | DD | MEC | Verify the alignment of the pulley using a ruler or a string. (Use laser if needed). |  |  |  | 168 |  |  |  | JDE |  | AGITATORS | Route Created. Pending develop data | 0832-MEC-DD-168-BOW SCRN RECOV FIBER TANK AGIT DRIVE INSPECT | 3957245
1660 | 0832-MEC-DD-168-BOW SCRN RECOV | FIBER TANK AGIT DRIVE INSPECT | 30 | 29 | 3 - Obj Inspection | 0100832FA | #ERROR! | #ERROR! |  |  |  | Drive Pulleys | DD | MEC | Verify the wear with a gauge and clean the pulley as needed. If wear exceeds allowable values, create an order to replace |  |  |  | 168 |  |  |  | JDE |  | AGITATORS | Route Created. Pending develop data | 0832-MEC-DD-168-BOW SCRN RECOV FIBER TANK AGIT DRIVE INSPECT | 3957245
1661 | 0832-MEC-DD-168-BOW SCRN RECOV | FIBER TANK AGIT DRIVE INSPECT | 30 | 29 | 2 - Subj Inspection | 0100832FA | #ERROR! | #ERROR! |  |  |  | Drive Pulleys | DD | MEC | Verify that the bolts of the pulley's attachment are tight. Tighten the bolts to the appropiate torque |  |  |  | 168 |  | Refer to section 9.5 of the Mix-Pro Manual for recommended torque values |  | JDE |  | AGITATORS | Route Created. Pending develop data | 0832-MEC-DD-168-BOW SCRN RECOV FIBER TANK AGIT DRIVE INSPECT | 3957245
1662 | 0832-MEC-DD-168-BOW SCRN RECOV | FIBER TANK AGIT DRIVE INSPECT | 30 | 29 | 2 - Subj Inspection | 0100832FA | #ERROR! | #ERROR! |  |  |  | Fasteners/Mount Plate | DD | MEC | Check the anchoring and mounting bolts as well as mounting place to ensure propoer tigheting torque is applied |  |  |  | 168 |  | Refer to section 9.5 of the Mix-Pro Manual for recommended torque values |  | JDE |  | AGITATORS | Route Created. Pending develop data | 0832-MEC-DD-168-BOW SCRN RECOV FIBER TANK AGIT DRIVE INSPECT | 3957245
1670 | 0832-MEC-DD-168-DAF RECOVERED | FIBER TANK AGIT DRIVE INSPECT | 29 | 29 | 3 - Obj Inspection | 0100832HHA | #ERROR! | #ERROR! |  |  |  | Drive Belts | DD | MEC | Check Belt tension. If belt deflection forces are out of allowable values, create an order to tension or replace belt (if further tension is not possible) | Excessive tension | Looseness |  | 168 |  | Refer to Section 8.3 of the Mix-Pro Manual for tension test procedure and allowable deflection values |  | JDE |  | AGITATORS | Route Created. Pending develop data | 0832-MEC-DD-168-DAF RECOVERED FIBER TANK AGIT DRIVE INSPECT | 3957246
1671 | 0832-MEC-DD-168-DAF RECOVERED | FIBER TANK AGIT DRIVE INSPECT | 29 | 29 | 2 - Subj Inspection | 0100832HHA | #ERROR! | #ERROR! |  |  |  | Drive Belts | DD | MEC | Inspect Belts. If damage is found, create an order to replace | Wear | Breakage |  | 168 |  |  |  | JDE |  | AGITATORS | Route Created. Pending develop data | 0832-MEC-DD-168-DAF RECOVERED FIBER TANK AGIT DRIVE INSPECT | 3957246
1672 | 0832-MEC-DD-168-DAF RECOVERED | FIBER TANK AGIT DRIVE INSPECT | 29 | 29 | 3 - Obj Inspection | 0100832HHA | #ERROR! | #ERROR! |  |  |  | Drive Pulleys | DD | MEC | Verify the alignment of the pulley using a ruler or a string. (Use laser if needed). |  |  |  | 168 |  |  |  | JDE |  | AGITATORS | Route Created. Pending develop data | 0832-MEC-DD-168-DAF RECOVERED FIBER TANK AGIT DRIVE INSPECT | 3957246
1673 | 0832-MEC-DD-168-DAF RECOVERED | FIBER TANK AGIT DRIVE INSPECT | 29 | 29 | 3 - Obj Inspection | 0100832HHA | #ERROR! | #ERROR! |  |  |  | Drive Pulleys | DD | MEC | Verify the wear with a gauge and clean the pulley as needed. If wear exceeds allowable values, create an order to replace |  |  |  | 168 |  |  |  | JDE |  | AGITATORS | Route Created. Pending develop data | 0832-MEC-DD-168-DAF RECOVERED FIBER TANK AGIT DRIVE INSPECT | 3957246
1674 | 0832-MEC-DD-168-DAF RECOVERED | FIBER TANK AGIT DRIVE INSPECT | 29 | 29 | 2 - Subj Inspection | 0100832HHA | #ERROR! | #ERROR! |  |  |  | Drive Pulleys | DD | MEC | Verify that the bolts of the pulley's attachment are tight. Tighten the bolts to the appropiate torque |  |  |  | 168 |  | Refer to section 9.5 of the Mix-Pro Manual for recommended torque values |  | JDE |  | AGITATORS | Route Created. Pending develop data | 0832-MEC-DD-168-DAF RECOVERED FIBER TANK AGIT DRIVE INSPECT | 3957246
1675 | 0832-MEC-DD-168-DAF RECOVERED | FIBER TANK AGIT DRIVE INSPECT | 29 | 29 | 2 - Subj Inspection | 0100832HHA | #ERROR! | #ERROR! |  |  |  | Fasteners/Mount Plate | DD | MEC | Check the anchoring and mounting bolts as well as mounting place to ensure propoer tigheting torque is applied |  |  |  | 168 |  | Refer to section 9.5 of the Mix-Pro Manual for recommended torque values |  | JDE |  | AGITATORS | Route Created. Pending develop data | 0832-MEC-DD-168-DAF RECOVERED FIBER TANK AGIT DRIVE INSPECT | 3957246
1683 | 0832-MEC-DD-168-EXCESS WW TANK | AGITATOR DRIVE INSPECTION | 30 | 25 | 3 - Obj Inspection | 0100832JA | #ERROR! | #ERROR! |  |  |  | Drive Belts | DD | MEC | Check Belt tension. If belt deflection forces are out of allowable values, create an order to tension or replace belt (if further tension is not possible) | Excessive tension | Looseness |  | 168 |  | Refer to Section 8.3 of the Mix-Pro Manual for tension test procedure and allowable deflection values |  | JDE |  | AGITATORS | Route Created. Pending develop data | 0832-MEC-DD-168-EXCESS WW TANK AGITATOR DRIVE INSPECTION | 3957247
1684 | 0832-MEC-DD-168-EXCESS WW TANK | AGITATOR DRIVE INSPECTION | 30 | 25 | 2 - Subj Inspection | 0100832JA | #ERROR! | #ERROR! |  |  |  | Drive Belts | DD | MEC | Inspect Belts. If damage is found, create an order to replace | Wear | Breakage |  | 168 |  |  |  | JDE |  | AGITATORS | Route Created. Pending develop data | 0832-MEC-DD-168-EXCESS WW TANK AGITATOR DRIVE INSPECTION | 3957247
1685 | 0832-MEC-DD-168-EXCESS WW TANK | AGITATOR DRIVE INSPECTION | 30 | 25 | 3 - Obj Inspection | 0100832JA | #ERROR! | #ERROR! |  |  |  | Drive Pulleys | DD | MEC | Verify the alignment of the pulley using a ruler or a string. (Use laser if needed). |  |  |  | 168 |  |  |  | JDE |  | AGITATORS | Route Created. Pending develop data | 0832-MEC-DD-168-EXCESS WW TANK AGITATOR DRIVE INSPECTION | 3957247
1686 | 0832-MEC-DD-168-EXCESS WW TANK | AGITATOR DRIVE INSPECTION | 30 | 25 | 3 - Obj Inspection | 0100832JA | #ERROR! | #ERROR! |  |  |  | Drive Pulleys | DD | MEC | Verify the wear with a gauge and clean the pulley as needed. If wear exceeds allowable values, create an order to replace |  |  |  | 168 |  |  |  | JDE |  | AGITATORS | Route Created. Pending develop data | 0832-MEC-DD-168-EXCESS WW TANK AGITATOR DRIVE INSPECTION | 3957247
1687 | 0832-MEC-DD-168-EXCESS WW TANK | AGITATOR DRIVE INSPECTION | 30 | 25 | 2 - Subj Inspection | 0100832JA | #ERROR! | #ERROR! |  |  |  | Drive Pulleys | DD | MEC | Verify that the bolts of the pulley's attachment are tight. Tighten the bolts to the appropiate torque |  |  |  | 168 |  | Refer to section 9.5 of the Mix-Pro Manual for recommended torque values |  | JDE |  | AGITATORS | Route Created. Pending develop data | 0832-MEC-DD-168-EXCESS WW TANK AGITATOR DRIVE INSPECTION | 3957247
1688 | 0832-MEC-DD-168-EXCESS WW TANK | AGITATOR DRIVE INSPECTION | 30 | 25 | 2 - Subj Inspection | 0100832JA | #ERROR! | #ERROR! |  |  |  | Fasteners/Mount Plate | DD | MEC | Check the anchoring and mounting bolts as well as mounting place to ensure propoer tigheting torque is applied |  |  |  | 168 |  | Refer to section 9.5 of the Mix-Pro Manual for recommended torque values |  | JDE |  | AGITATORS | Route Created. Pending develop data | 0832-MEC-DD-168-EXCESS WW TANK AGITATOR DRIVE INSPECTION | 3957247
1696 | 0832-MEC-DD-168-WIRE PIT AGIT | DRIVE INSPECTION | 29 | 16 | 3 - Obj Inspection | 0100832NA | #ERROR! | #ERROR! |  |  |  | Drive Belts | DD | MEC | Check Belt tension. If belt deflection forces are out of allowable values, create an order to tension or replace belt (if further tension is not possible) | Excessive tension | Looseness |  | 168 |  | Refer to Section 8.3 of the Mix-Pro Manual for tension test procedure and allowable deflection values |  | JDE |  | AGITATORS | Route Created. Pending develop data | 0832-MEC-DD-168-WIRE PIT AGIT DRIVE INSPECTION | 3957248
1697 | 0832-MEC-DD-168-WIRE PIT AGIT | DRIVE INSPECTION | 29 | 16 | 2 - Subj Inspection | 0100832NA | #ERROR! | #ERROR! |  |  |  | Drive Belts | DD | MEC | Inspect Belts. If damage is found, create an order to replace | Wear | Breakage |  | 168 |  |  |  | JDE |  | AGITATORS | Route Created. Pending develop data | 0832-MEC-DD-168-WIRE PIT AGIT DRIVE INSPECTION | 3957248
1698 | 0832-MEC-DD-168-WIRE PIT AGIT | DRIVE INSPECTION | 29 | 16 | 3 - Obj Inspection | 0100832NA | #ERROR! | #ERROR! |  |  |  | Drive Pulleys | DD | MEC | Verify the alignment of the pulley using a ruler or a string. (Use laser if needed). |  |  |  | 168 |  |  |  | JDE |  | AGITATORS | Route Created. Pending develop data | 0832-MEC-DD-168-WIRE PIT AGIT DRIVE INSPECTION | 3957248
1699 | 0832-MEC-DD-168-WIRE PIT AGIT | DRIVE INSPECTION | 29 | 16 | 3 - Obj Inspection | 0100832NA | #ERROR! | #ERROR! |  |  |  | Drive Pulleys | DD | MEC | Verify the wear with a gauge and clean the pulley as needed. If wear exceeds allowable values, create an order to replace |  |  |  | 168 |  |  |  | JDE |  | AGITATORS | Route Created. Pending develop data | 0832-MEC-DD-168-WIRE PIT AGIT DRIVE INSPECTION | 3957248
1700 | 0832-MEC-DD-168-WIRE PIT AGIT | DRIVE INSPECTION | 29 | 16 | 2 - Subj Inspection | 0100832NA | #ERROR! | #ERROR! |  |  |  | Drive Pulleys | DD | MEC | Verify that the bolts of the pulley's attachment are tight. Tighten the bolts to the appropiate torque |  |  |  | 168 |  | Refer to section 9.5 of the Mix-Pro Manual for recommended torque values |  | JDE |  | AGITATORS | Route Created. Pending develop data | 0832-MEC-DD-168-WIRE PIT AGIT DRIVE INSPECTION | 3957248
1701 | 0832-MEC-DD-168-WIRE PIT AGIT | DRIVE INSPECTION | 29 | 16 | 2 - Subj Inspection | 0100832NA | #ERROR! | #ERROR! |  |  |  | Fasteners/Mount Plate | DD | MEC | Check the anchoring and mounting bolts as well as mounting place to ensure propoer tigheting torque is applied |  |  |  | 168 |  | Refer to section 9.5 of the Mix-Pro Manual for recommended torque values |  | JDE |  | AGITATORS | Route Created. Pending develop data | 0832-MEC-DD-168-WIRE PIT AGIT DRIVE INSPECTION | 3957248
1709 | 0833-MEC-DD-168-TAD TRAY WATER | TANK AGITATOR DRIVE INSPECTION | 30 | 30 | 3 - Obj Inspection | 0100833AA | #ERROR! | #ERROR! |  |  |  | Drive Belts | DD | MEC | Check Belt tension. If belt deflection forces are out of allowable values, create an order to tension or replace belt (if further tension is not possible) | Excessive tension | Looseness |  | 168 |  | Refer to Section 8.3 of the Mix-Pro Manual for tension test procedure and allowable deflection values |  | JDE |  | AGITATORS | Route Created. Pending develop data | 0833-MEC-DD-168-TAD TRAY WATER TANK AGITATOR DRIVE INSPECTION | 3957249
1710 | 0833-MEC-DD-168-TAD TRAY WATER | TANK AGITATOR DRIVE INSPECTION | 30 | 30 | 2 - Subj Inspection | 0100833AA | #ERROR! | #ERROR! |  |  |  | Drive Belts | DD | MEC | Inspect Belts. If damage is found, create an order to replace | Wear | Breakage |  | 168 |  |  |  | JDE |  | AGITATORS | Route Created. Pending develop data | 0833-MEC-DD-168-TAD TRAY WATER TANK AGITATOR DRIVE INSPECTION | 3957249
1711 | 0833-MEC-DD-168-TAD TRAY WATER | TANK AGITATOR DRIVE INSPECTION | 30 | 30 | 3 - Obj Inspection | 0100833AA | #ERROR! | #ERROR! |  |  |  | Drive Pulleys | DD | MEC | Verify the alignment of the pulley using a ruler or a string. (Use laser if needed). |  |  |  | 168 |  |  |  | JDE |  | AGITATORS | Route Created. Pending develop data | 0833-MEC-DD-168-TAD TRAY WATER TANK AGITATOR DRIVE INSPECTION | 3957249
1712 | 0833-MEC-DD-168-TAD TRAY WATER | TANK AGITATOR DRIVE INSPECTION | 30 | 30 | 3 - Obj Inspection | 0100833AA | #ERROR! | #ERROR! |  |  |  | Drive Pulleys | DD | MEC | Verify the wear with a gauge and clean the pulley as needed. If wear exceeds allowable values, create an order to replace |  |  |  | 168 |  |  |  | JDE |  | AGITATORS | Route Created. Pending develop data | 0833-MEC-DD-168-TAD TRAY WATER TANK AGITATOR DRIVE INSPECTION | 3957249
1713 | 0833-MEC-DD-168-TAD TRAY WATER | TANK AGITATOR DRIVE INSPECTION | 30 | 30 | 2 - Subj Inspection | 0100833AA | #ERROR! | #ERROR! |  |  |  | Drive Pulleys | DD | MEC | Verify that the bolts of the pulley's attachment are tight. Tighten the bolts to the appropiate torque |  |  |  | 168 |  | Refer to section 9.5 of the Mix-Pro Manual for recommended torque values |  | JDE |  | AGITATORS | Route Created. Pending develop data | 0833-MEC-DD-168-TAD TRAY WATER TANK AGITATOR DRIVE INSPECTION | 3957249
1714 | 0833-MEC-DD-168-TAD TRAY WATER | TANK AGITATOR DRIVE INSPECTION | 30 | 30 | 2 - Subj Inspection | 0100833AA | #ERROR! | #ERROR! |  |  |  | Fasteners/Mount Plate | DD | MEC | Check the anchoring and mounting bolts as well as mounting place to ensure propoer tigheting torque is applied |  |  |  | 168 |  | Refer to section 9.5 of the Mix-Pro Manual for recommended torque values |  | JDE |  | AGITATORS | Route Created. Pending develop data | 0833-MEC-DD-168-TAD TRAY WATER TANK AGITATOR DRIVE INSPECTION | 3957249
1722 | 0833-MEC-DD-168-CLARIFIED TAD | TRAY TANK AGIT DRIVE INSPECT | 29 | 28 | 3 - Obj Inspection | 0100833EA | #ERROR! | #ERROR! |  |  |  | Drive Belts | DD | MEC | Check Belt tension. If belt deflection forces are out of allowable values, create an order to tension or replace belt (if further tension is not possible) | Excessive tension | Looseness |  | 168 |  | Refer to Section 8.3 of the Mix-Pro Manual for tension test procedure and allowable deflection values |  | JDE |  | AGITATORS | Route Created. Pending develop data | 0833-MEC-DD-168-CLARIFIED TAD TRAY TANK AGIT DRIVE INSPECT | 3957250
1723 | 0833-MEC-DD-168-CLARIFIED TAD | TRAY TANK AGIT DRIVE INSPECT | 29 | 28 | 2 - Subj Inspection | 0100833EA | #ERROR! | #ERROR! |  |  |  | Drive Belts | DD | MEC | Inspect Belts. If damage is found, create an order to replace | Wear | Breakage |  | 168 |  |  |  | JDE |  | AGITATORS | Route Created. Pending develop data | 0833-MEC-DD-168-CLARIFIED TAD TRAY TANK AGIT DRIVE INSPECT | 3957250
1724 | 0833-MEC-DD-168-CLARIFIED TAD | TRAY TANK AGIT DRIVE INSPECT | 29 | 28 | 3 - Obj Inspection | 0100833EA | #ERROR! | #ERROR! |  |  |  | Drive Pulleys | DD | MEC | Verify the alignment of the pulley using a ruler or a string. (Use laser if needed). |  |  |  | 168 |  |  |  | JDE |  | AGITATORS | Route Created. Pending develop data | 0833-MEC-DD-168-CLARIFIED TAD TRAY TANK AGIT DRIVE INSPECT | 3957250
1725 | 0833-MEC-DD-168-CLARIFIED TAD | TRAY TANK AGIT DRIVE INSPECT | 29 | 28 | 3 - Obj Inspection | 0100833EA | #ERROR! | #ERROR! |  |  |  | Drive Pulleys | DD | MEC | Verify the wear with a gauge and clean the pulley as needed. If wear exceeds allowable values, create an order to replace |  |  |  | 168 |  |  |  | JDE |  | AGITATORS | Route Created. Pending develop data | 0833-MEC-DD-168-CLARIFIED TAD TRAY TANK AGIT DRIVE INSPECT | 3957250
1726 | 0833-MEC-DD-168-CLARIFIED TAD | TRAY TANK AGIT DRIVE INSPECT | 29 | 28 | 2 - Subj Inspection | 0100833EA | #ERROR! | #ERROR! |  |  |  | Drive Pulleys | DD | MEC | Verify that the bolts of the pulley's attachment are tight. Tighten the bolts to the appropiate torque |  |  |  | 168 |  | Refer to section 9.5 of the Mix-Pro Manual for recommended torque values |  | JDE |  | AGITATORS | Route Created. Pending develop data | 0833-MEC-DD-168-CLARIFIED TAD TRAY TANK AGIT DRIVE INSPECT | 3957250
1727 | 0833-MEC-DD-168-CLARIFIED TAD | TRAY TANK AGIT DRIVE INSPECT | 29 | 28 | 2 - Subj Inspection | 0100833EA | #ERROR! | #ERROR! |  |  |  | Fasteners/Mount Plate | DD | MEC | Check the anchoring and mounting bolts as well as mounting place to ensure propoer tigheting torque is applied |  |  |  | 168 |  | Refer to section 9.5 of the Mix-Pro Manual for recommended torque values |  | JDE |  | AGITATORS | Route Created. Pending develop data | 0833-MEC-DD-168-CLARIFIED TAD TRAY TANK AGIT DRIVE INSPECT | 3957250
1735 | 0045-MEC-DD-168-DAF SLUDGE | BUFFER TANK AGIT DRIVE INSPECT | 26 | 30 | 3 - Obj Inspection | 5050045BEA | #ERROR! | #ERROR! |  |  |  | Drive Belts | DD | MEC | Check Belt tension. If belt deflection forces are out of allowable values, create an order to tension or replace belt (if further tension is not possible) | Excessive tension | Looseness |  | 168 |  | Refer to Section 8.3 of the Mix-Pro Manual for tension test procedure and allowable deflection values |  | JDE |  | AGITATORS | Route Created. Pending develop data | 0045-MEC-DD-168-DAF SLUDGE BUFFER TANK AGIT DRIVE INSPECT | 3957251
1736 | 0045-MEC-DD-168-DAF SLUDGE | BUFFER TANK AGIT DRIVE INSPECT | 26 | 30 | 2 - Subj Inspection | 5050045BEA | #ERROR! | #ERROR! |  |  |  | Drive Belts | DD | MEC | Inspect Belts. If damage is found, create an order to replace | Wear | Breakage |  | 168 |  |  |  | JDE |  | AGITATORS | Route Created. Pending develop data | 0045-MEC-DD-168-DAF SLUDGE BUFFER TANK AGIT DRIVE INSPECT | 3957251
1737 | 0045-MEC-DD-168-DAF SLUDGE | BUFFER TANK AGIT DRIVE INSPECT | 26 | 30 | 3 - Obj Inspection | 5050045BEA | #ERROR! | #ERROR! |  |  |  | Drive Pulleys | DD | MEC | Verify the alignment of the pulley using a ruler or a string. (Use laser if needed). |  |  |  | 168 |  |  |  | JDE |  | AGITATORS | Route Created. Pending develop data | 0045-MEC-DD-168-DAF SLUDGE BUFFER TANK AGIT DRIVE INSPECT | 3957251
1738 | 0045-MEC-DD-168-DAF SLUDGE | BUFFER TANK AGIT DRIVE INSPECT | 26 | 30 | 3 - Obj Inspection | 5050045BEA | #ERROR! | #ERROR! |  |  |  | Drive Pulleys | DD | MEC | Verify the wear with a gauge and clean the pulley as needed. If wear exceeds allowable values, create an order to replace |  |  |  | 168 |  |  |  | JDE |  | AGITATORS | Route Created. Pending develop data | 0045-MEC-DD-168-DAF SLUDGE BUFFER TANK AGIT DRIVE INSPECT | 3957251
1739 | 0045-MEC-DD-168-DAF SLUDGE | BUFFER TANK AGIT DRIVE INSPECT | 26 | 30 | 2 - Subj Inspection | 5050045BEA | #ERROR! | #ERROR! |  |  |  | Drive Pulleys | DD | MEC | Verify that the bolts of the pulley's attachment are tight. Tighten the bolts to the appropiate torque |  |  |  | 168 |  | Refer to section 9.5 of the Mix-Pro Manual for recommended torque values |  | JDE |  | AGITATORS | Route Created. Pending develop data | 0045-MEC-DD-168-DAF SLUDGE BUFFER TANK AGIT DRIVE INSPECT | 3957251
1740 | 0045-MEC-DD-168-DAF SLUDGE | BUFFER TANK AGIT DRIVE INSPECT | 26 | 30 | 2 - Subj Inspection | 5050045BEA | #ERROR! | #ERROR! |  |  |  | Fasteners/Mount Plate | DD | MEC | Check the anchoring and mounting bolts as well as mounting place to ensure propoer tigheting torque is applied |  |  |  | 168 |  | Refer to section 9.5 of the Mix-Pro Manual for recommended torque values |  | JDE |  | AGITATORS | Route Created. Pending develop data | 0045-MEC-DD-168-DAF SLUDGE BUFFER TANK AGIT DRIVE INSPECT | 3957251
1751 | 0820-ELE-DD-168-CONTROL PANELS | INSPECTION | 30 | 10 | 2 - Subj Inspection | 010082028 | #ERROR! | #ERROR! | 0100820PA | #ERROR! | #ERROR! | Cooling Fan | DD | E&I | Check operation | Wear | Corrosion |  | 168 | 0.1 |  |  | JDE |  | BALE HANDLING | Route Created. Pending develop data | 0820-ELE-DD-168-CONTROL PANELS INSPECTION | 3957252
1754 | 0820-ELE-DD-168-CONTROL PANELS | INSPECTION | 30 | 10 | 2 - Subj Inspection | 010082028 | #ERROR! | #ERROR! | 010082028L | #ERROR! | #ERROR! | Ventilation System | DD | E&I | Confirm the controller ventilation system is not dusty. If dust has accumulated, remove it. | Dirty |  |  | 168 | 0.1 |  |  | JDE |  | BALE HANDLING | Route Created. Pending develop data | 0820-ELE-DD-168-CONTROL PANELS INSPECTION | 3957252
1756 | 0820-ELE-DD-168-CONTROL PANELS | INSPECTION | 30 | 10 | 2 - Subj Inspection | 010082028 | #ERROR! | #ERROR! | 010082028C | #ERROR! | #ERROR! | Cooling unit filter | DD | E&I | Inspect filter for dirt and clogging. Clean if necessary. Create an order to replace if damaged. | Dirty | Clogged |  | 168 |  |  |  | JDE |  | BALE HANDLING | Route Created. Pending develop data | 0820-ELE-DD-168-CONTROL PANELS INSPECTION | 3957252
1757 | 0820-ELE-DD-168-CONTROL PANELS | INSPECTION | 30 | 10 | 2 - Subj Inspection | 010082028 | #ERROR! | #ERROR! | 010082028C | #ERROR! | #ERROR! | Wiring and connections | DD | E&I | Inspection of condition | Looseness | Damaged | Wear | 168 |  |  |  | JDE |  | BALE HANDLING | Route Created. Pending develop data | 0820-ELE-DD-168-CONTROL PANELS INSPECTION | 3957252
1758 | 0820-ELE-DD-168-CONTROL PANELS | INSPECTION | 30 | 10 | 2 - Subj Inspection | 010082028 | #ERROR! | #ERROR! | 010082028D | #ERROR! | #ERROR! | Wiring and connections | DD | E&I | Inspection of condition | Looseness | Damaged | Wear | 168 |  |  |  | JDE |  | BALE HANDLING | Route Created. Pending develop data | 0820-ELE-DD-168-CONTROL PANELS INSPECTION | 3957252
1759 | 0820-ELE-DD-168-CONTROL PANELS | INSPECTION | 30 | 10 | 2 - Subj Inspection | 010082028 | #ERROR! | #ERROR! | 010082028E | #ERROR! | #ERROR! | Wiring and connections | DD | E&I | Inspection of condition | Looseness | Damaged | Wear | 168 |  |  |  | JDE |  | BALE HANDLING | Route Created. Pending develop data | 0820-ELE-DD-168-CONTROL PANELS INSPECTION | 3957252
1760 | 0820-ELE-DD-168-CONTROL PANELS | INSPECTION | 30 | 10 | 2 - Subj Inspection | 010082028 | #ERROR! | #ERROR! | 010082028F | #ERROR! | #ERROR! | Wiring and connections | DD | E&I | Inspection of condition | Looseness | Damaged | Wear | 168 |  |  |  | JDE |  | BALE HANDLING | Route Created. Pending develop data | 0820-ELE-DD-168-CONTROL PANELS INSPECTION | 3957252
1761 | 0820-ELE-DD-168-CONTROL PANELS | INSPECTION | 30 | 10 | 2 - Subj Inspection | 010082028 | #ERROR! | #ERROR! | 010082028G | #ERROR! | #ERROR! | Wiring and connections | DD | E&I | Inspection of condition | Looseness | Damaged | Wear | 168 |  |  |  | JDE |  | BALE HANDLING | Route Created. Pending develop data | 0820-ELE-DD-168-CONTROL PANELS INSPECTION | 3957252
1762 | 0820-ELE-DD-168-CONTROL PANELS | INSPECTION | 30 | 10 | 2 - Subj Inspection | 010082028 | #ERROR! | #ERROR! | 010082028H | #ERROR! | #ERROR! | Wiring and connections | DD | E&I | Inspection of condition | Looseness | Damaged | Wear | 168 |  |  |  | JDE |  | BALE HANDLING | Route Created. Pending develop data | 0820-ELE-DD-168-CONTROL PANELS INSPECTION | 3957252
1763 | 0820-ELE-DD-168-CONTROL PANELS | INSPECTION | 30 | 10 | 2 - Subj Inspection | 010082028 | #ERROR! | #ERROR! | 010082028I | #ERROR! | #ERROR! | Wiring and connections | DD | E&I | Inspection of condition | Looseness | Damaged | Wear | 168 |  |  |  | JDE |  | BALE HANDLING | Route Created. Pending develop data | 0820-ELE-DD-168-CONTROL PANELS INSPECTION | 3957252
1764 | 0820-ELE-DD-168-CONTROL PANELS | INSPECTION | 30 | 10 | 2 - Subj Inspection | 010082028 | #ERROR! | #ERROR! | 010082028J | #ERROR! | #ERROR! | Wiring and connections | DD | E&I | Inspection of condition | Looseness | Damaged | Wear | 168 |  |  |  | JDE |  | BALE HANDLING | Route Created. Pending develop data | 0820-ELE-DD-168-CONTROL PANELS INSPECTION | 3957252
1765 | 0820-ELE-DD-168-CONTROL PANELS | INSPECTION | 30 | 10 | 2 - Subj Inspection | 010082028 | #ERROR! | #ERROR! | 010082028K | #ERROR! | #ERROR! | Wiring and connections | DD | E&I | Inspection of condition | Looseness | Damaged | Wear | 168 |  |  |  | JDE |  | BALE HANDLING | Route Created. Pending develop data | 0820-ELE-DD-168-CONTROL PANELS INSPECTION | 3957252
1766 | 0820-ELE-DD-168-CONTROL PANELS | INSPECTION | 30 | 10 | 2 - Subj Inspection | 010082028 | #ERROR! | #ERROR! | 010082028L | #ERROR! | #ERROR! | Wiring and connections | DD | E&I | Inspection of condition | Looseness | Damaged | Wear | 168 | 0.2 | Refer to the Section 7.5 of the controller manual, and then remove any dirt and dust from the inside of the transformer compartment. Wipe off dirt and dust from the fan and transformer. |  | JDE |  | BALE HANDLING | Route Created. Pending develop data | 0820-ELE-DD-168-CONTROL PANELS INSPECTION | 3957252
1801 | 0820-MEC-DD-168-STACK INFEED | CONV 1 CHAIN CLEAN AND INSPECT | 28 | 30 | 2 - Subj Inspection | 0100820A | #ERROR! | #ERROR! |  |  |  | Conveyor chain | DD | MEC | Inspect, clean and lubricate the chain | Wear | Lack of Grease | Dirty | 168 |  |  |  | JDE |  | BALE HANDLING | Route Created. Pending develop data | 0820-MEC-DD-168-STACK INFEED CONV 1 CHAIN CLEAN AND INSPECT | 3957253
1802 | 0820-MEC-DD-168-STACK INFEED | CONV 1 CHAIN CLEAN AND INSPECT | 28 | 30 | 2 - Subj Inspection | 0100820A | #ERROR! | #ERROR! |  |  |  | Gearbox | DD | MEC | Perform visual inspection and clean surface | Leaks | Noise | Loose bolts | 168 |  |  |  | JDE |  | BALE HANDLING | Route Created. Pending develop data | 0820-MEC-DD-168-STACK INFEED CONV 1 CHAIN CLEAN AND INSPECT | 3957253
1803 | 0820-MEC-DD-168-STACK INFEED | CONV 1 CHAIN CLEAN AND INSPECT | 28 | 30 | 2 - Subj Inspection | 0100820A | #ERROR! | #ERROR! |  |  |  | Drive chains | DD | MEC | Visual Inspection | Wear | Misaligned |  | 168 |  |  |  | JDE |  | BALE HANDLING | Route Created. Pending develop data | 0820-MEC-DD-168-STACK INFEED CONV 1 CHAIN CLEAN AND INSPECT | 3957253
1804 | 0820-MEC-DD-168-STACK INFEED | CONV 1 CHAIN CLEAN AND INSPECT | 28 | 30 | 2 - Subj Inspection | 0100820A | #ERROR! | #ERROR! |  |  |  | Sprockets | DD | MEC | Visual Inspection | Wear | Misaligned |  | 168 |  |  |  | JDE |  | BALE HANDLING | Route Created. Pending develop data | 0820-MEC-DD-168-STACK INFEED CONV 1 CHAIN CLEAN AND INSPECT | 3957253
1819 | 0820-MEC-DD-168-STACK INFEED | CONV 2 CHAIN CLEAN AND INSPECT | 28 | 30 | 2 - Subj Inspection | 0100820B | #ERROR! | #ERROR! |  |  |  | Conveyor chain | DD | MEC | Inspect, clean and lubricate the chain | Wear | Lack of Grease | Dirty | 168 |  |  |  | JDE |  | BALE HANDLING | Route Created. Pending develop data | 0820-MEC-DD-168-STACK INFEED CONV 2 CHAIN CLEAN AND INSPECT | 3957254
1820 | 0820-MEC-DD-168-STACK INFEED | CONV 2 CHAIN CLEAN AND INSPECT | 28 | 30 | 2 - Subj Inspection | 0100820B | #ERROR! | #ERROR! |  |  |  | Gearbox | DD | MEC | Perform visual inspection and clean surface | Leaks | Noise | Loose bolts | 168 |  |  |  | JDE |  | BALE HANDLING | Route Created. Pending develop data | 0820-MEC-DD-168-STACK INFEED CONV 2 CHAIN CLEAN AND INSPECT | 3957254
1821 | 0820-MEC-DD-168-STACK INFEED | CONV 2 CHAIN CLEAN AND INSPECT | 28 | 30 | 2 - Subj Inspection | 0100820B | #ERROR! | #ERROR! |  |  |  | Drive chains | DD | MEC | Visual Inspection | Wear | Misaligned |  | 168 |  |  |  | JDE |  | BALE HANDLING | Route Created. Pending develop data | 0820-MEC-DD-168-STACK INFEED CONV 2 CHAIN CLEAN AND INSPECT | 3957254
1822 | 0820-MEC-DD-168-STACK INFEED | CONV 2 CHAIN CLEAN AND INSPECT | 28 | 30 | 2 - Subj Inspection | 0100820B | #ERROR! | #ERROR! |  |  |  | Sprockets | DD | MEC | Visual Inspection | Wear | Misaligned |  | 168 |  |  |  | JDE |  | BALE HANDLING | Route Created. Pending develop data | 0820-MEC-DD-168-STACK INFEED CONV 2 CHAIN CLEAN AND INSPECT | 3957254
1837 | 0820-MEC-DD-168-STACK INFEED | CONV 3 CHAIN CLEAN AND INSPECT | 28 | 30 | 2 - Subj Inspection | 0100820C | #ERROR! | #ERROR! |  |  |  | Conveyor chain | DD | MEC | Inspect, clean and lubricate the chain | Wear | Lack of Grease | Dirty | 168 |  |  |  | JDE |  | BALE HANDLING | Route Created. Pending develop data | 0820-MEC-DD-168-STACK INFEED CONV 3 CHAIN CLEAN AND INSPECT | 3957255
1838 | 0820-MEC-DD-168-STACK INFEED | CONV 3 CHAIN CLEAN AND INSPECT | 28 | 30 | 2 - Subj Inspection | 0100820C | #ERROR! | #ERROR! |  |  |  | Gearbox | DD | MEC | Perform visual inspection and clean surface | Leaks | Noise | Loose bolts | 168 |  |  |  | JDE |  | BALE HANDLING | Route Created. Pending develop data | 0820-MEC-DD-168-STACK INFEED CONV 3 CHAIN CLEAN AND INSPECT | 3957255
1839 | 0820-MEC-DD-168-STACK INFEED | CONV 3 CHAIN CLEAN AND INSPECT | 28 | 30 | 2 - Subj Inspection | 0100820C | #ERROR! | #ERROR! |  |  |  | Drive chains | DD | MEC | Visual Inspection | Wear | Misaligned |  | 168 |  |  |  | JDE |  | BALE HANDLING | Route Created. Pending develop data | 0820-MEC-DD-168-STACK INFEED CONV 3 CHAIN CLEAN AND INSPECT | 3957255
1840 | 0820-MEC-DD-168-STACK INFEED | CONV 3 CHAIN CLEAN AND INSPECT | 28 | 30 | 2 - Subj Inspection | 0100820C | #ERROR! | #ERROR! |  |  |  | Sprockets | DD | MEC | Visual Inspection | Wear | Misaligned |  | 168 |  |  |  | JDE |  | BALE HANDLING | Route Created. Pending develop data | 0820-MEC-DD-168-STACK INFEED CONV 3 CHAIN CLEAN AND INSPECT | 3957255
1855 | 0820-MEC-DD-168-STACK INFEED | CONV 3 CHAIN CLEAN AND INSPECT | 28 | 30 | 2 - Subj Inspection | 0100820D | #ERROR! | #ERROR! |  |  |  | Conveyor chain | DD | MEC | Inspect, clean and lubricate the chain | Wear | Lack of Grease | Dirty | 168 |  |  |  | JDE |  | BALE HANDLING | Route Created. Pending develop data | 0820-MEC-DD-168-STACK INFEED CONV 3 CHAIN CLEAN AND INSPECT | 3957255
1856 | 0820-MEC-DD-168-STACK INFEED | CONV 3 CHAIN CLEAN AND INSPECT | 28 | 30 | 2 - Subj Inspection | 0100820D | #ERROR! | #ERROR! |  |  |  | Gearbox | DD | MEC | Perform visual inspection and clean surface | Leaks | Noise | Loose bolts | 168 |  |  |  | JDE |  | BALE HANDLING | Route Created. Pending develop data | 0820-MEC-DD-168-STACK INFEED CONV 3 CHAIN CLEAN AND INSPECT | 3957255
1857 | 0820-MEC-DD-168-STACK INFEED | CONV 3 CHAIN CLEAN AND INSPECT | 28 | 30 | 2 - Subj Inspection | 0100820D | #ERROR! | #ERROR! |  |  |  | Drive chains | DD | MEC | Visual Inspection | Wear | Misaligned |  | 168 |  |  |  | JDE |  | BALE HANDLING | Route Created. Pending develop data | 0820-MEC-DD-168-STACK INFEED CONV 3 CHAIN CLEAN AND INSPECT | 3957255
1858 | 0820-MEC-DD-168-STACK INFEED | CONV 3 CHAIN CLEAN AND INSPECT | 28 | 30 | 2 - Subj Inspection | 0100820D | #ERROR! | #ERROR! |  |  |  | Sprockets | DD | MEC | Visual Inspection | Wear | Misaligned |  | 168 |  |  |  | JDE |  | BALE HANDLING | Route Created. Pending develop data | 0820-MEC-DD-168-STACK INFEED CONV 3 CHAIN CLEAN AND INSPECT | 3957255
1869 | 0820-MEC-DD-168-DEWIRING FEED | CONV CHAIN CLEAN AND INSPECT | 29 | 28 | 2 - Subj Inspection | 0100820E | #ERROR! | #ERROR! |  |  |  | Conveyor chain | DD | MEC | Inspect, clean and lubricate the chain | Wear | Lack of Grease | Dirty | 168 |  |  |  | JDE |  | BALE HANDLING | Route Created. Pending develop data | 0820-MEC-DD-168-DEWIRING FEED CONV CHAIN CLEAN AND INSPECT | 3957256
1870 | 0820-MEC-DD-168-DEWIRING FEED | CONV CHAIN CLEAN AND INSPECT | 29 | 28 | 2 - Subj Inspection | 0100820E | #ERROR! | #ERROR! |  |  |  | Gearbox | DD | MEC | Perform visual inspection and clean surface | Leaks | Noise | Loose bolts | 168 |  |  |  | JDE |  | BALE HANDLING | Route Created. Pending develop data | 0820-MEC-DD-168-DEWIRING FEED CONV CHAIN CLEAN AND INSPECT | 3957256
1871 | 0820-MEC-DD-168-DEWIRING FEED | CONV CHAIN CLEAN AND INSPECT | 29 | 28 | 2 - Subj Inspection | 0100820E | #ERROR! | #ERROR! |  |  |  | Drive chains | DD | MEC | Visual Inspection | Wear | Misaligned |  | 168 |  |  |  | JDE |  | BALE HANDLING | Route Created. Pending develop data | 0820-MEC-DD-168-DEWIRING FEED CONV CHAIN CLEAN AND INSPECT | 3957256
1872 | 0820-MEC-DD-168-DEWIRING FEED | CONV CHAIN CLEAN AND INSPECT | 29 | 28 | 2 - Subj Inspection | 0100820E | #ERROR! | #ERROR! |  |  |  | Sprockets | DD | MEC | Visual Inspection | Wear | Misaligned |  | 168 |  |  |  | JDE |  | BALE HANDLING | Route Created. Pending develop data | 0820-MEC-DD-168-DEWIRING FEED CONV CHAIN CLEAN AND INSPECT | 3957256
1874 | 0820-MEC-DD-168-METAL DETECTOR | CONVEYOR INSPECTION | 30 | 19 | 2 - Subj Inspection | 0100820F | #ERROR! | #ERROR! |  |  |  | Torque Arm connection | DD | MEC | Check torque arm connection for shaft mount reducer | Play | looseness |  | 168 |  |  |  | JDE |  | BALE HANDLING | Route Created. Pending develop data | 0820-MEC-DD-168-METAL DETECTOR CONVEYOR INSPECTION | 3957257
1877 | 0820-MEC-DD-168-METAL DETECTOR | CONVEYOR INSPECTION | 30 | 19 | 2 - Subj Inspection | 0100820F | #ERROR! | #ERROR! |  |  |  | Fasteners | DD | MEC | Inspect and ensure all fasteners are secured | Loose |  |  | 168 |  |  |  | JDE |  | BALE HANDLING | Route Created. Pending develop data | 0820-MEC-DD-168-METAL DETECTOR CONVEYOR INSPECTION | 3957257
1878 | 0820-MEC-DD-168-METAL DETECTOR | CONVEYOR INSPECTION | 30 | 19 | 2 - Subj Inspection | 0100820F | #ERROR! | #ERROR! |  |  |  | Conveyor Belt | DD | MEC | Inspect condition of belt | High Tension | Low Tension | Wear | 168 |  |  |  | JDE |  | BALE HANDLING | Route Created. Pending develop data | 0820-MEC-DD-168-METAL DETECTOR CONVEYOR INSPECTION | 3957257
1879 | 0820-MEC-DD-168-METAL DETECTOR | CONVEYOR INSPECTION | 30 | 19 | 2 - Subj Inspection | 0100820F | #ERROR! | #ERROR! |  |  |  | Gearbox | DD | MEC | Perform visual inspection and clean surface | Leaks | Noise | Loose bolts | 168 |  |  |  | JDE |  | BALE HANDLING | Route Created. Pending develop data | 0820-MEC-DD-168-METAL DETECTOR CONVEYOR INSPECTION | 3957257
1887 | 0820-MEC-DD-168-METAL DETECTOR | CONVEYOR INSPECTION | 30 | 19 | 2 - Subj Inspection | 0100820F | #ERROR! | #ERROR! |  |  |  | Coupling | DD | MEC | Visual inspection | Wear | Lack of Grease | Dirty | 168 |  |  |  | JDE |  | BALE HANDLING | Route Created. Pending develop data | 0820-MEC-DD-168-METAL DETECTOR CONVEYOR INSPECTION | 3957257
1896 | 0820-MEC-DD-168-SHUTTLE | CONV CHAIN CLEAN AND INSPECT | 23 | 28 | 2 - Subj Inspection | 0100820G | #ERROR! | #ERROR! | 0100820GC | #ERROR! | #ERROR! | Gearbox | DD | MEC | Perform visual inspection and clean surface | Leaks | Noise | Loose bolts | 168 |  |  |  | JDE |  | BALE HANDLING | Route Created. Pending develop data | 0820-MEC-DD-168-SHUTTLE CONV CHAIN CLEAN AND INSPECT | 3957258
1907 | 0820-MEC-DD-168-SHUTTLE | CONV CHAIN CLEAN AND INSPECT | 23 | 28 | 2 - Subj Inspection | 0100820G | #ERROR! | #ERROR! | 0100820GC | #ERROR! | #ERROR! | Conveyor chain | DD | MEC | Inspect, clean and lubricate the chain | Wear | Lack of Grease | Dirty | 168 |  |  |  | JDE |  | BALE HANDLING | Route Created. Pending develop data | 0820-MEC-DD-168-SHUTTLE CONV CHAIN CLEAN AND INSPECT | 3957258
1909 | 0820-MEC-DD-168-SHUTTLE | CONV CHAIN CLEAN AND INSPECT | 23 | 28 | 2 - Subj Inspection | 0100820G | #ERROR! | #ERROR! | 0100820GC | #ERROR! | #ERROR! | Gearbox | DD | MEC | Perform visual inspection and clean surface | Leaks | Noise | Loose bolts | 168 |  |  |  | JDE |  | BALE HANDLING | Route Created. Pending develop data | 0820-MEC-DD-168-SHUTTLE CONV CHAIN CLEAN AND INSPECT | 3957258
1911 | 0820-MEC-DD-168-SHUTTLE | CONV CHAIN CLEAN AND INSPECT | 23 | 28 | 2 - Subj Inspection | 0100820G | #ERROR! | #ERROR! |  |  |  | Drive chains | DD | MEC | Visual Inspection | Wear | Misaligned |  | 168 |  |  |  | JDE |  | BALE HANDLING | Route Created. Pending develop data | 0820-MEC-DD-168-SHUTTLE CONV CHAIN CLEAN AND INSPECT | 3957258
1912 | 0820-MEC-DD-168-SHUTTLE | CONV CHAIN CLEAN AND INSPECT | 23 | 28 | 2 - Subj Inspection | 0100820G | #ERROR! | #ERROR! |  |  |  | Sprockets | DD | MEC | Visual Inspection | Wear | Misaligned |  | 168 |  |  |  | JDE |  | BALE HANDLING | Route Created. Pending develop data | 0820-MEC-DD-168-SHUTTLE CONV CHAIN CLEAN AND INSPECT | 3957258
1923 | 0820-MEC-DD-168-BALE STAGE | CONV 1 CHAIN CLEAN AND INSPECT | 26 | 30 | 2 - Subj Inspection | 0100820H | #ERROR! | #ERROR! |  |  |  | Conveyor chain | DD | MEC | Inspect, clean and lubricate the chain | Wear | Lack of Grease | Dirty | 168 |  |  |  | JDE |  | BALE HANDLING | Route Created. Pending develop data | 0820-MEC-DD-168-BALE STAGE CONV 1 CHAIN CLEAN AND INSPECT | 3957259
1924 | 0820-MEC-DD-168-BALE STAGE | CONV 1 CHAIN CLEAN AND INSPECT | 26 | 30 | 2 - Subj Inspection | 0100820H | #ERROR! | #ERROR! |  |  |  | Gearbox | DD | MEC | Perform visual inspection and clean surface | Leaks | Noise | Loose bolts | 168 |  |  |  | JDE |  | BALE HANDLING | Route Created. Pending develop data | 0820-MEC-DD-168-BALE STAGE CONV 1 CHAIN CLEAN AND INSPECT | 3957259
1925 | 0820-MEC-DD-168-BALE STAGE | CONV 1 CHAIN CLEAN AND INSPECT | 26 | 30 | 2 - Subj Inspection | 0100820H | #ERROR! | #ERROR! |  |  |  | Drive chains | DD | MEC | Visual Inspection | Wear | Misaligned |  | 168 |  |  |  | JDE |  | BALE HANDLING | Route Created. Pending develop data | 0820-MEC-DD-168-BALE STAGE CONV 1 CHAIN CLEAN AND INSPECT | 3957259
1926 | 0820-MEC-DD-168-BALE STAGE | CONV 1 CHAIN CLEAN AND INSPECT | 26 | 30 | 2 - Subj Inspection | 0100820H | #ERROR! | #ERROR! |  |  |  | Sprockets | DD | MEC | Visual Inspection | Wear | Misaligned |  | 168 |  |  |  | JDE |  | BALE HANDLING | Route Created. Pending develop data | 0820-MEC-DD-168-BALE STAGE CONV 1 CHAIN CLEAN AND INSPECT | 3957259
1937 | 0820-MEC-DD-168-REJECT BALE | CONV CHAIN CLEAN AND INSPECT | 27 | 28 | 2 - Subj Inspection | 0100820I | #ERROR! | #ERROR! |  |  |  | Conveyor chain | DD | MEC | Inspect, clean and lubricate the chain | Wear | Lack of Grease | Dirty | 168 |  |  |  | JDE |  | BALE HANDLING | Route Created. Pending develop data | 0820-MEC-DD-168-REJECT BALE CONV CHAIN CLEAN AND INSPECT | 3957260
1938 | 0820-MEC-DD-168-REJECT BALE | CONV CHAIN CLEAN AND INSPECT | 27 | 28 | 2 - Subj Inspection | 0100820I | #ERROR! | #ERROR! |  |  |  | Gearbox | DD | MEC | Perform visual inspection and clean surface | Leaks | Noise | Loose bolts | 168 |  |  |  | JDE |  | BALE HANDLING | Route Created. Pending develop data | 0820-MEC-DD-168-REJECT BALE CONV CHAIN CLEAN AND INSPECT | 3957260
1939 | 0820-MEC-DD-168-REJECT BALE | CONV CHAIN CLEAN AND INSPECT | 27 | 28 | 2 - Subj Inspection | 0100820I | #ERROR! | #ERROR! |  |  |  | Drive chains | DD | MEC | Visual Inspection | Wear | Misaligned |  | 168 |  |  |  | JDE |  | BALE HANDLING | Route Created. Pending develop data | 0820-MEC-DD-168-REJECT BALE CONV CHAIN CLEAN AND INSPECT | 3957260
1940 | 0820-MEC-DD-168-REJECT BALE | CONV CHAIN CLEAN AND INSPECT | 27 | 28 | 2 - Subj Inspection | 0100820I | #ERROR! | #ERROR! |  |  |  | Sprockets | DD | MEC | Visual Inspection | Wear | Misaligned |  | 168 |  |  |  | JDE |  | BALE HANDLING | Route Created. Pending develop data | 0820-MEC-DD-168-REJECT BALE CONV CHAIN CLEAN AND INSPECT | 3957260
1951 | 0820-MEC-DD-168-BALE STAGE | CONV 2 CHAIN CLEAN AND INSPECT | 26 | 30 | 2 - Subj Inspection | 0100820J | #ERROR! | #ERROR! |  |  |  | Conveyor chain | DD | MEC | Inspect, clean and lubricate the chain | Wear | Lack of Grease | Dirty | 168 |  |  |  | JDE |  | BALE HANDLING | Route Created. Pending develop data | 0820-MEC-DD-168-BALE STAGE CONV 2 CHAIN CLEAN AND INSPECT | 3957261
1952 | 0820-MEC-DD-168-BALE STAGE | CONV 2 CHAIN CLEAN AND INSPECT | 26 | 30 | 2 - Subj Inspection | 0100820J | #ERROR! | #ERROR! |  |  |  | Gearbox | DD | MEC | Perform visual inspection and clean surface | Leaks | Noise | Loose bolts | 168 |  |  |  | JDE |  | BALE HANDLING | Route Created. Pending develop data | 0820-MEC-DD-168-BALE STAGE CONV 2 CHAIN CLEAN AND INSPECT | 3957261
1953 | 0820-MEC-DD-168-BALE STAGE | CONV 2 CHAIN CLEAN AND INSPECT | 26 | 30 | 2 - Subj Inspection | 0100820J | #ERROR! | #ERROR! |  |  |  | Drive chains | DD | MEC | Visual Inspection | Wear | Misaligned |  | 168 |  |  |  | JDE |  | BALE HANDLING | Route Created. Pending develop data | 0820-MEC-DD-168-BALE STAGE CONV 2 CHAIN CLEAN AND INSPECT | 3957261
1954 | 0820-MEC-DD-168-BALE STAGE | CONV 2 CHAIN CLEAN AND INSPECT | 26 | 30 | 2 - Subj Inspection | 0100820J | #ERROR! | #ERROR! |  |  |  | Sprockets | DD | MEC | Visual Inspection | Wear | Misaligned |  | 168 |  |  |  | JDE |  | BALE HANDLING | Route Created. Pending develop data | 0820-MEC-DD-168-BALE STAGE CONV 2 CHAIN CLEAN AND INSPECT | 3957261
1965 | 0820-MEC-DD-168-BALE STAGE | CONV 3 CHAIN CLEAN AND INSPECT | 26 | 30 | 2 - Subj Inspection | 0100820K | #ERROR! | #ERROR! |  |  |  | Conveyor chain | DD | MEC | Inspect, clean and lubricate the chain | Wear | Lack of Grease | Dirty | 168 |  |  |  | JDE |  | BALE HANDLING | Route Created. Pending develop data | 0820-MEC-DD-168-BALE STAGE CONV 3 CHAIN CLEAN AND INSPECT | 3957262
1966 | 0820-MEC-DD-168-BALE STAGE | CONV 3 CHAIN CLEAN AND INSPECT | 26 | 30 | 2 - Subj Inspection | 0100820K | #ERROR! | #ERROR! |  |  |  | Gearbox | DD | MEC | Perform visual inspection and clean surface | Leaks | Noise | Loose bolts | 168 |  |  |  | JDE |  | BALE HANDLING | Route Created. Pending develop data | 0820-MEC-DD-168-BALE STAGE CONV 3 CHAIN CLEAN AND INSPECT | 3957262
1967 | 0820-MEC-DD-168-BALE STAGE | CONV 3 CHAIN CLEAN AND INSPECT | 26 | 30 | 2 - Subj Inspection | 0100820K | #ERROR! | #ERROR! |  |  |  | Drive chains | DD | MEC | Visual Inspection | Wear | Misaligned |  | 168 |  |  |  | JDE |  | BALE HANDLING | Route Created. Pending develop data | 0820-MEC-DD-168-BALE STAGE CONV 3 CHAIN CLEAN AND INSPECT | 3957262
1968 | 0820-MEC-DD-168-BALE STAGE | CONV 3 CHAIN CLEAN AND INSPECT | 26 | 30 | 2 - Subj Inspection | 0100820K | #ERROR! | #ERROR! |  |  |  | Sprockets | DD | MEC | Visual Inspection | Wear | Misaligned |  | 168 |  |  |  | JDE |  | BALE HANDLING | Route Created. Pending develop data | 0820-MEC-DD-168-BALE STAGE CONV 3 CHAIN CLEAN AND INSPECT | 3957262
1995 | 0820-MEC-DD-168-PULPER 1 TRANS | CONV CHAIN CLEAN AND INSPECT | 30 | 28 | 2 - Subj Inspection | 0100820M | #ERROR! | #ERROR! |  |  |  | Conveyor chain | DD | MEC | Inspect, clean and lubricate the chain | Wear | Lack of Grease | Dirty | 168 |  |  |  | JDE |  | BALE HANDLING | Route Created. Pending develop data | 0820-MEC-DD-168-PULPER 1 TRANS CONV CHAIN CLEAN AND INSPECT | 3957263
1996 | 0820-MEC-DD-168-PULPER 1 TRANS | CONV CHAIN CLEAN AND INSPECT | 30 | 28 | 2 - Subj Inspection | 0100820M | #ERROR! | #ERROR! |  |  |  | Gearbox | DD | MEC | Perform visual inspection and clean surface | Leaks | Noise | Loose bolts | 168 |  |  |  | JDE |  | BALE HANDLING | Route Created. Pending develop data | 0820-MEC-DD-168-PULPER 1 TRANS CONV CHAIN CLEAN AND INSPECT | 3957263
1997 | 0820-MEC-DD-168-PULPER 1 TRANS | CONV CHAIN CLEAN AND INSPECT | 30 | 28 | 2 - Subj Inspection | 0100820M | #ERROR! | #ERROR! |  |  |  | Drive chains | DD | MEC | Visual Inspection | Wear | Misaligned |  | 168 |  |  |  | JDE |  | BALE HANDLING | Route Created. Pending develop data | 0820-MEC-DD-168-PULPER 1 TRANS CONV CHAIN CLEAN AND INSPECT | 3957263
1998 | 0820-MEC-DD-168-PULPER 1 TRANS | CONV CHAIN CLEAN AND INSPECT | 30 | 28 | 2 - Subj Inspection | 0100820M | #ERROR! | #ERROR! |  |  |  | Sprockets | DD | MEC | Visual Inspection | Wear | Misaligned |  | 168 |  |  |  | JDE |  | BALE HANDLING | Route Created. Pending develop data | 0820-MEC-DD-168-PULPER 1 TRANS CONV CHAIN CLEAN AND INSPECT | 3957263
2025 | 0820-MEC-DD-168-PULPER 2 TRANS | CONV CHAIN CLEAN AND INSPECT | 30 | 28 | 2 - Subj Inspection | 0100820O | #ERROR! | #ERROR! |  |  |  | Conveyor chain | DD | MEC | Inspect, clean and lubricate the chain | Wear | Lack of Grease | Dirty | 168 |  |  |  | JDE |  | BALE HANDLING | Route Created. Pending develop data | 0820-MEC-DD-168-PULPER 2 TRANS CONV CHAIN CLEAN AND INSPECT | 3957264
2026 | 0820-MEC-DD-168-PULPER 2 TRANS | CONV CHAIN CLEAN AND INSPECT | 30 | 28 | 2 - Subj Inspection | 0100820O | #ERROR! | #ERROR! |  |  |  | Gearbox | DD | MEC | Perform visual inspection and clean surface | Leaks | Noise | Loose bolts | 168 |  |  |  | JDE |  | BALE HANDLING | Route Created. Pending develop data | 0820-MEC-DD-168-PULPER 2 TRANS CONV CHAIN CLEAN AND INSPECT | 3957264
2027 | 0820-MEC-DD-168-PULPER 2 TRANS | CONV CHAIN CLEAN AND INSPECT | 30 | 28 | 2 - Subj Inspection | 0100820O | #ERROR! | #ERROR! |  |  |  | Drive chains | DD | MEC | Visual Inspection | Wear | Misaligned |  | 168 |  |  |  | JDE |  | BALE HANDLING | Route Created. Pending develop data | 0820-MEC-DD-168-PULPER 2 TRANS CONV CHAIN CLEAN AND INSPECT | 3957264
2028 | 0820-MEC-DD-168-PULPER 2 TRANS | CONV CHAIN CLEAN AND INSPECT | 30 | 28 | 2 - Subj Inspection | 0100820O | #ERROR! | #ERROR! |  |  |  | Sprockets | DD | MEC | Visual Inspection | Wear | Misaligned |  | 168 |  |  |  | JDE |  | BALE HANDLING | Route Created. Pending develop data | 0820-MEC-DD-168-PULPER 2 TRANS CONV CHAIN CLEAN AND INSPECT | 3957264
2114 | 0820-MEC-DD-168-WIRE COLIER | RAM LINER GAP CHECK | 27 | 19 | 3 - Obj Inspection | 0100820U | #ERROR! | #ERROR! |  |  |  | Ram Liners | DD | MEC | Measure Top Liner/Gib bar Gap. It should never exceed 1/4". | Clearance | Out of Tolerance |  | 168 |  | If the gap is not within specifications after the liners are replaced, it may indicate the gib bars also need replacement or the floor is excessively worn. |  | JDE |  | BALE HANDLING | Route Created. Pending develop data | 0820-MEC-DD-168-WIRE COLIER RAM LINER GAP CHECK | 3957265
2182 | 0828-ELE-DD-168-BROKE AND CORE | SEMIANNUAL DEVICE INSPECTION | 30 | 28 | 2 - Subj Inspection | 010082827 | #ERROR! | #ERROR! |  |  |  | Limit Switches | DD | E&I | Check operation of limit switches | Looseness | Malfunction |  | 168 |  | See section 27.0 of the Baler Manual for location of all Limit Switches |  | JDE |  | BROKE AND CORE | Route Created. Pending develop data | 0828-ELE-DD-168-BROKE AND CORE SEMIANNUAL DEVICE INSPECTION | 3957266
2299 | 0828-ELE-DD-168-BROKE AND CORE | SEMIANNUAL DEVICE INSPECTION | 30 | 28 | 2 - Subj Inspection | 010082828 | #ERROR! | #ERROR! |  |  |  | Limit Switches | DD | E&I | Check operation of limit switches | Looseness | Malfunction |  | 168 |  | See section 27.0 of the Baler Manual for location of all Limit Switches |  | JDE |  | BROKE AND CORE | Route Created. Pending develop data | 0828-ELE-DD-168-BROKE AND CORE SEMIANNUAL DEVICE INSPECTION | 3957266
2313 | 0828-ELE-DD-168-BROKE AND CORE | SEMIANNUAL DEVICE INSPECTION | 30 | 28 | 2 - Subj Inspection | 010082843 | #ERROR! | #ERROR! |  |  |  | Switches | DD | E&I | Visually inspect general condition | Malfunction | Looseness | Wear | 168 |  | Traversing girder: 3 proximity switches Middle leg right: 3 limit switches Center unit: 4 limit switches Arm : 4 proximity switches Leg 1: 6 proximity switches Knife girder: 4 proximity switches Upper beam: 4 proximity switches Traversing carriage: 4 limit switches |  | JDE |  | BROKE AND CORE | Route Created. Pending develop data | 0828-ELE-DD-168-BROKE AND CORE SEMIANNUAL DEVICE INSPECTION | 3957266
2314 | 0828-ELE-DD-168-BROKE AND CORE | SEMIANNUAL DEVICE INSPECTION | 30 | 28 | 2 - Subj Inspection | 010082843 | #ERROR! | #ERROR! |  |  |  | Actuators | DD | E&I | Visually inspect general condition | Malfunction | Blockage |  | 168 |  | Center unit: 5 actuators Knife unit: 1 actuator Traversing carriage: 1 actuator |  | JDE |  | BROKE AND CORE | Route Created. Pending develop data | 0828-ELE-DD-168-BROKE AND CORE SEMIANNUAL DEVICE INSPECTION | 3957266
2315 | 0828-ELE-DD-168-BROKE AND CORE | SEMIANNUAL DEVICE INSPECTION | 30 | 28 | 2 - Subj Inspection | 010082843 | #ERROR! | #ERROR! |  |  |  | Valves | DD | E&I | Visually inspect general condition | Malfunction | Leak |  | 168 |  | Leg 1: 4 Solenoid valves Upper beam: 1 Solenoid valve Knife unit: 2 Solenoid valves Core cleaning station: 4 choke valves. |  | JDE |  | BROKE AND CORE | Route Created. Pending develop data | 0828-ELE-DD-168-BROKE AND CORE SEMIANNUAL DEVICE INSPECTION | 3957266
2188 | 0828-MEC-DD-168-LINE 1 BALER | SEMIANNUAL INSPECTION | 28 | 21 | 3 - Obj Inspection | 010082827 | #ERROR! | #ERROR! |  |  |  | Gib bars | DD | MEC | Mesure gap between ram liners and gib bar and create an order to replace or adjust gib bars if required | Out of Tolerance |  |  | 168 |  | If the gap is over 1/4" after liner is replaced, it may indicate the gib bars also need replacement or the floor is excessively worn. |  | JDE |  | BROKE AND CORE | Route Created. Pending develop data | 0828-MEC-DD-168-LINE 1 BALER SEMIANNUAL INSPECTION | 3957267
2190 | 0828-MEC-DD-168-LINE 1 BALER | SEMIANNUAL INSPECTION | 28 | 21 | 3 - Obj Inspection | 010082827 | #ERROR! | #ERROR! |  |  |  | Ram | DD | MEC | Measure clearance between the floor and bottom of the ram face. If clearance is over 1/32". Create an order to repair the ram face, it might need welding and re-machining. | Out of Tolerance |  |  | 168 |  |  |  | JDE |  | BROKE AND CORE | Route Created. Pending develop data | 0828-MEC-DD-168-LINE 1 BALER SEMIANNUAL INSPECTION | 3957267
2204 | 0828-MEC-DD-168-LINE 1 BALER | SEMIANNUAL INSPECTION | 28 | 21 | 2 - Subj Inspection | 010082827 | #ERROR! | #ERROR! |  |  |  | Hose clamps | DD | MEC | Visually inspect general condition and tighten if needed | Looseness | Wear |  | 168 |  |  |  | JDE |  | BROKE AND CORE | Route Created. Pending develop data | 0828-MEC-DD-168-LINE 1 BALER SEMIANNUAL INSPECTION | 3957267
2205 | 0828-MEC-DD-168-LINE 1 BALER | SEMIANNUAL INSPECTION | 28 | 21 | 2 - Subj Inspection | 010082827 | #ERROR! | #ERROR! |  |  |  | Hose connections. | DD | MEC | Visually inspect general condition and tighten if needed | Looseness | Wear |  | 168 |  |  |  | JDE |  | BROKE AND CORE | Route Created. Pending develop data | 0828-MEC-DD-168-LINE 1 BALER SEMIANNUAL INSPECTION | 3957267
2233 | 0828-MEC-DD-168-LINE 1 BALER | SEMIANNUAL INSPECTION | 28 | 21 | 2 - Subj Inspection | 010082827 | #ERROR! | #ERROR! | 010082827A | #ERROR! | #ERROR! | Coupling | DD | MEC | Check alignment | Misaligned |  |  | 168 |  |  |  | JDE |  | BROKE AND CORE | Route Created. Pending develop data | 0828-MEC-DD-168-LINE 1 BALER SEMIANNUAL INSPECTION | 3957267
2234 | 0828-MEC-DD-168-LINE 1 BALER | SEMIANNUAL INSPECTION | 28 | 21 | 2 - Subj Inspection | 010082827 | #ERROR! | #ERROR! | 010082827A | #ERROR! | #ERROR! | Coupling | DD | MEC | Inspect elastomer/flexible element for wear. Create an order to replace if wear is found. | Wear |  |  | 168 |  |  |  | JDE |  | BROKE AND CORE | Route Created. Pending develop data | 0828-MEC-DD-168-LINE 1 BALER SEMIANNUAL INSPECTION | 3957267
2235 | 0828-MEC-DD-168-LINE 1 BALER | SEMIANNUAL INSPECTION | 28 | 21 | 2 - Subj Inspection | 010082827 | #ERROR! | #ERROR! | 010082827A | #ERROR! | #ERROR! | Coupling | DD | MEC | Check tightening torques | Looseness |  |  | 168 |  |  |  | JDE |  | BROKE AND CORE | Route Created. Pending develop data | 0828-MEC-DD-168-LINE 1 BALER SEMIANNUAL INSPECTION | 3957267
2301 | 0828-MEC-DD-168-LINE 2 BALER | SEMIANNUAL INSPECTION | 28 | 21 | 3 - Obj Inspection | 010082828 | #ERROR! | #ERROR! |  |  |  | Gib bars | DD | MEC | Mesure gap between ram liners and gib bar and create an order to replace or adjust gib bars if required | Out of Tolerance |  |  | 168 |  | If the gap is over 1/4" after liner is replaced, it may indicate the gib bars also need replacement or the floor is excessively worn. |  | JDE |  | BROKE AND CORE | Route Created. Pending develop data | 0828-MEC-DD-168-LINE 2 BALER SEMIANNUAL INSPECTION | 3957268
2302 | 0828-MEC-DD-168-LINE 2 BALER | SEMIANNUAL INSPECTION | 28 | 21 | 3 - Obj Inspection | 010082828 | #ERROR! | #ERROR! |  |  |  | Ram | DD | MEC | Measure clearance between the floor and bottom of the ram face. If clearance is over 1/32". Create an order to repair the ram face, it might need welding and re-machining. | Out of Tolerance |  |  | 168 |  |  |  | JDE |  | BROKE AND CORE | Route Created. Pending develop data | 0828-MEC-DD-168-LINE 2 BALER SEMIANNUAL INSPECTION | 3957268
2304 | 0828-MEC-DD-168-LINE 2 BALER | SEMIANNUAL INSPECTION | 28 | 21 | 2 - Subj Inspection | 010082828 | #ERROR! | #ERROR! |  |  |  | Hose clamps | DD | MEC | Visually inspect general condition and tighten if needed | Looseness | Wear |  | 168 |  |  |  | JDE |  | BROKE AND CORE | Route Created. Pending develop data | 0828-MEC-DD-168-LINE 2 BALER SEMIANNUAL INSPECTION | 3957268
2305 | 0828-MEC-DD-168-LINE 2 BALER | SEMIANNUAL INSPECTION | 28 | 21 | 2 - Subj Inspection | 010082828 | #ERROR! | #ERROR! |  |  |  | Hose connections. | DD | MEC | Visually inspect general condition and tighten if needed | Looseness | Wear |  | 168 |  |  |  | JDE |  | BROKE AND CORE | Route Created. Pending develop data | 0828-MEC-DD-168-LINE 2 BALER SEMIANNUAL INSPECTION | 3957268
2306 | 0828-MEC-DD-168-LINE 2 BALER | SEMIANNUAL INSPECTION | 28 | 21 | 2 - Subj Inspection | 010082828 | #ERROR! | #ERROR! | 010082828A | #ERROR! | #ERROR! | Coupling | DD | MEC | Check alignment | Misaligned |  |  | 168 |  |  |  | JDE |  | BROKE AND CORE | Route Created. Pending develop data | 0828-MEC-DD-168-LINE 2 BALER SEMIANNUAL INSPECTION | 3957268
2307 | 0828-MEC-DD-168-LINE 2 BALER | SEMIANNUAL INSPECTION | 28 | 21 | 2 - Subj Inspection | 010082828 | #ERROR! | #ERROR! | 010082828A | #ERROR! | #ERROR! | Coupling | DD | MEC | Inspect elastomer/flexible element for wear. Create an order to replace if wear is found. | Wear |  |  | 168 |  |  |  | JDE |  | BROKE AND CORE | Route Created. Pending develop data | 0828-MEC-DD-168-LINE 2 BALER SEMIANNUAL INSPECTION | 3957268
2308 | 0828-MEC-DD-168-LINE 2 BALER | SEMIANNUAL INSPECTION | 28 | 21 | 2 - Subj Inspection | 010082828 | #ERROR! | #ERROR! | 010082828A | #ERROR! | #ERROR! | Coupling | DD | MEC | Check tightening torques | Looseness |  |  | 168 |  |  |  | JDE |  | BROKE AND CORE | Route Created. Pending develop data | 0828-MEC-DD-168-LINE 2 BALER SEMIANNUAL INSPECTION | 3957268
2316 | 0828-MEC-DD-168-AUTO CORE | INSPECTION SEMIANNUAL | 25 | 21 | 2 - Subj Inspection | 010082843 | #ERROR! | #ERROR! |  |  |  | Wheels | DD | MEC | Visually check for good condition and create an order to replace if needed. | Wear |  |  | 168 |  |  |  | JDE |  | BROKE AND CORE | Route Created. Pending develop data | 0828-MEC-DD-168-AUTO CORE INSPECTION SEMIANNUAL | 3957269
2317 | 0828-MEC-DD-168-AUTO CORE | INSPECTION SEMIANNUAL | 25 | 21 | 2 - Subj Inspection | 010082843 | #ERROR! | #ERROR! |  |  |  | Gearbox | DD | MEC | Visually inspect gearbox for a possible bearing damage. | Noise | Vibration | Leak | 168 |  |  |  | JDE |  | BROKE AND CORE | Route Created. Pending develop data | 0828-MEC-DD-168-AUTO CORE INSPECTION SEMIANNUAL | 3957269
2323 | 0828-MEC-DD-168-CORE CLEANING | SYSTEM SEMIANNUAL INSPECTION | 29 | 28 | 3 - Obj Inspection | 0100828V | #ERROR! | #ERROR! | 0100828SA | #ERROR! | #ERROR! | Arm side movement Rack Belts | DD | MEC | Use tension gauge to measure belt tension. Report values and create an order to tension if required. | Loose | Tension |  | 168 |  | The rack belt shall be until a stretching of 0,25 mm/m is obtained. Loosen the straining screws so that the rack belt becomes completely loose. Make two markings on the belt with exactly 2000 mm space. Stretch the belt until the space between the markings is 2000,5 mm |  | JDE |  | BROKE AND CORE | Route Created. Pending develop data | 0828-MEC-DD-168-CORE CLEANING SYSTEM SEMIANNUAL INSPECTION | 3957270
2324 | 0828-MEC-DD-168-CORE CLEANING | SYSTEM SEMIANNUAL INSPECTION | 29 | 28 | 2 - Subj Inspection | 0100828V | #ERROR! | #ERROR! | 0100828SA | #ERROR! | #ERROR! | Arm side movement Rack Belts | DD | MEC | Visually inspect general condition | Damaged | Wear | Noise | 168 |  |  |  | JDE |  | BROKE AND CORE | Route Created. Pending develop data | 0828-MEC-DD-168-CORE CLEANING SYSTEM SEMIANNUAL INSPECTION | 3957270
2325 | 0828-MEC-DD-168-CORE CLEANING | SYSTEM SEMIANNUAL INSPECTION | 29 | 28 | 2 - Subj Inspection | 0100828V | #ERROR! | #ERROR! | 0100828SA | #ERROR! | #ERROR! | Drive unit arms Gearboxes. | DD | MEC | Visually inspect general condition | Leak | Wear | Damaged | 168 |  | 2 Gearboxes |  | JDE |  | BROKE AND CORE | Route Created. Pending develop data | 0828-MEC-DD-168-CORE CLEANING SYSTEM SEMIANNUAL INSPECTION | 3957270
2327 | 0828-MEC-DD-168-CORE CLEANING | SYSTEM SEMIANNUAL INSPECTION | 29 | 28 | 2 - Subj Inspection | 0100828V | #ERROR! | #ERROR! | 0100828SA | #ERROR! | #ERROR! | Center Unit Gearboxes | DD | MEC | Visually inspect general condition | Leak | Wear | Damaged | 168 |  | 2 Gearboxes |  | JDE |  | BROKE AND CORE | Route Created. Pending develop data | 0828-MEC-DD-168-CORE CLEANING SYSTEM SEMIANNUAL INSPECTION | 3957270
2329 | 0828-MEC-DD-168-CORE CLEANING | SYSTEM SEMIANNUAL INSPECTION | 29 | 28 | 2 - Subj Inspection | 0100828V | #ERROR! | #ERROR! | 0100828SA | #ERROR! | #ERROR! | Knife rotation Gearbox | DD | MEC | Visually inspect general condition | Leak | Wear | Damaged | 168 |  |  |  | JDE |  | BROKE AND CORE | Route Created. Pending develop data | 0828-MEC-DD-168-CORE CLEANING SYSTEM SEMIANNUAL INSPECTION | 3957270
2331 | 0828-MEC-DD-168-CORE CLEANING | SYSTEM SEMIANNUAL INSPECTION | 29 | 28 | 2 - Subj Inspection | 0100828V | #ERROR! | #ERROR! | 0100828SA | #ERROR! | #ERROR! | Knife girder Gearbox | DD | MEC | Visually inspect general condition | Leak | Wear | Damaged | 168 |  |  |  | JDE |  | BROKE AND CORE | Route Created. Pending develop data | 0828-MEC-DD-168-CORE CLEANING SYSTEM SEMIANNUAL INSPECTION | 3957270
2333 | 0828-MEC-DD-168-CORE CLEANING | SYSTEM SEMIANNUAL INSPECTION | 29 | 28 | 2 - Subj Inspection | 0100828V | #ERROR! | #ERROR! | 0100828SA | #ERROR! | #ERROR! | Middle leg left Chain. | DD | MEC | Check chain tension | Out of Tolerance |  |  | 168 |  |  |  | JDE |  | BROKE AND CORE | Route Created. Pending develop data | 0828-MEC-DD-168-CORE CLEANING SYSTEM SEMIANNUAL INSPECTION | 3957270
2335 | 0828-MEC-DD-168-CORE CLEANING | SYSTEM SEMIANNUAL INSPECTION | 29 | 28 | 3 - Obj Inspection | 0100828V | #ERROR! | #ERROR! | 0100828SA | #ERROR! | #ERROR! | Middle leg left Chain. | DD | MEC | Measure chain elongation. If >3%, chain wear is enough to require a replacement. | Out of Tolerance |  |  | 168 |  |  |  | JDE |  | BROKE AND CORE | Route Created. Pending develop data | 0828-MEC-DD-168-CORE CLEANING SYSTEM SEMIANNUAL INSPECTION | 3957270
2336 | 0828-MEC-DD-168-CORE CLEANING | SYSTEM SEMIANNUAL INSPECTION | 29 | 28 | 2 - Subj Inspection | 0100828V | #ERROR! | #ERROR! | 0100828SA | #ERROR! | #ERROR! | Middle leg right chain | DD | MEC | Check chain tension | Out of Tolerance |  |  | 168 |  |  |  | JDE |  | BROKE AND CORE | Route Created. Pending develop data | 0828-MEC-DD-168-CORE CLEANING SYSTEM SEMIANNUAL INSPECTION | 3957270
2338 | 0828-MEC-DD-168-CORE CLEANING | SYSTEM SEMIANNUAL INSPECTION | 29 | 28 | 3 - Obj Inspection | 0100828V | #ERROR! | #ERROR! | 0100828SA | #ERROR! | #ERROR! | Middle leg right chain | DD | MEC | Measure chain elongation. If >3%, chain wear is enough to require a replacement. | Out of Tolerance |  |  | 168 |  |  |  | JDE |  | BROKE AND CORE | Route Created. Pending develop data | 0828-MEC-DD-168-CORE CLEANING SYSTEM SEMIANNUAL INSPECTION | 3957270
2339 | 0828-MEC-DD-168-CORE CLEANING | SYSTEM SEMIANNUAL INSPECTION | 29 | 28 | 2 - Subj Inspection | 0100828V | #ERROR! | #ERROR! | 0100828SA | #ERROR! | #ERROR! | Roll cutter Arm chain | DD | MEC | Check chain tension | Out of Tolerance |  |  | 168 |  |  |  | JDE |  | BROKE AND CORE | Route Created. Pending develop data | 0828-MEC-DD-168-CORE CLEANING SYSTEM SEMIANNUAL INSPECTION | 3957270
2341 | 0828-MEC-DD-168-CORE CLEANING | SYSTEM SEMIANNUAL INSPECTION | 29 | 28 | 3 - Obj Inspection | 0100828V | #ERROR! | #ERROR! | 0100828SA | #ERROR! | #ERROR! | Roll cutter Arm chain | DD | MEC | Measure chain elongation. If >3%, chain wear is enough to require a replacement. | Out of Tolerance |  |  | 168 |  |  |  | JDE |  | BROKE AND CORE | Route Created. Pending develop data | 0828-MEC-DD-168-CORE CLEANING SYSTEM SEMIANNUAL INSPECTION | 3957270
2342 | 0828-MEC-DD-168-CORE CLEANING | SYSTEM SEMIANNUAL INSPECTION | 29 | 28 | 2 - Subj Inspection | 0100828V | #ERROR! | #ERROR! | 0100828SA | #ERROR! | #ERROR! | Roll cutter leg Chain | DD | MEC | Check chain tension | Out of Tolerance |  |  | 168 |  |  |  | JDE |  | BROKE AND CORE | Route Created. Pending develop data | 0828-MEC-DD-168-CORE CLEANING SYSTEM SEMIANNUAL INSPECTION | 3957270
2344 | 0828-MEC-DD-168-CORE CLEANING | SYSTEM SEMIANNUAL INSPECTION | 29 | 28 | 3 - Obj Inspection | 0100828V | #ERROR! | #ERROR! | 0100828SA | #ERROR! | #ERROR! | Roll cutter leg Chain | DD | MEC | Measure chain elongation. If >3%, chain wear is enough to require a replacement. | Out of Tolerance |  |  | 168 |  |  |  | JDE |  | BROKE AND CORE | Route Created. Pending develop data | 0828-MEC-DD-168-CORE CLEANING SYSTEM SEMIANNUAL INSPECTION | 3957270
2345 | 0828-MEC-DD-168-CORE CLEANING | SYSTEM SEMIANNUAL INSPECTION | 29 | 28 | 2 - Subj Inspection | 0100828V | #ERROR! | #ERROR! | 0100828SA | #ERROR! | #ERROR! | Knife beam Gearbox | DD | MEC | Visually inspect general condition | Leak | Wear | Damaged | 168 |  |  |  | JDE |  | BROKE AND CORE | Route Created. Pending develop data | 0828-MEC-DD-168-CORE CLEANING SYSTEM SEMIANNUAL INSPECTION | 3957270
2364 | 0828-MEC-DD-168-CORE CLEANING | SYSTEM SEMIANNUAL INSPECTION | 29 | 28 | 2 - Subj Inspection | 0100828V | #ERROR! | #ERROR! | 0100828TB | #ERROR! | #ERROR! | Upper beam gearboxes | DD | MEC | Visually inspect general condition | Leak | Wear | Damaged | 168 |  | 2 Gearboxes |  | JDE |  | BROKE AND CORE | Route Created. Pending develop data | 0828-MEC-DD-168-CORE CLEANING SYSTEM SEMIANNUAL INSPECTION | 3957270
2366 | 0828-MEC-DD-168-CORE CLEANING | SYSTEM SEMIANNUAL INSPECTION | 29 | 28 | 2 - Subj Inspection | 0100828V | #ERROR! | #ERROR! | 0100828TB | #ERROR! | #ERROR! | Traversing girder gearbox | DD | MEC | Visually inspect general condition | Leak | Wear | Damaged | 168 |  |  |  | JDE |  | BROKE AND CORE | Route Created. Pending develop data | 0828-MEC-DD-168-CORE CLEANING SYSTEM SEMIANNUAL INSPECTION | 3957270
2384 | 0828-MEC-DD-168-CORE CLEANING | SYSTEM SEMIANNUAL INSPECTION | 29 | 28 | 2 - Subj Inspection | 0100828V | #ERROR! | #ERROR! | 0100828UC | #ERROR! | #ERROR! | Polyurethane wheels | IRD | MEC | Check the wear of the polyurethane wheels. Measure the diameter of the pair of wheels are equal. If wear is uneven, create an order to replace. | Wear | Damaged |  | 168 |  |  |  | JDE |  | BROKE AND CORE | Route Created. Pending develop data | 0828-MEC-DD-168-CORE CLEANING SYSTEM SEMIANNUAL INSPECTION | 3957270
2385 | 0828-MEC-DD-168-CORE CLEANING | SYSTEM SEMIANNUAL INSPECTION | 29 | 28 | 2 - Subj Inspection | 0100828V | #ERROR! | #ERROR! | 0100828UC | #ERROR! | #ERROR! | Conveyor Gearbox | DD | MEC | Visually inspect general condition | Leak | Wear | Damaged | 168 |  |  |  | JDE |  | BROKE AND CORE | Route Created. Pending develop data | 0828-MEC-DD-168-CORE CLEANING SYSTEM SEMIANNUAL INSPECTION | 3957270
2387 | 0828-MEC-DD-168-CORE CLEANING | SYSTEM SEMIANNUAL INSPECTION | 29 | 28 | 2 - Subj Inspection | 0100828V | #ERROR! | #ERROR! | 0100828UC | #ERROR! | #ERROR! | Gripping arm gearboxes | DD | MEC | Visually inspect general condition | Leak | Wear | Damaged | 168 |  | 2 Gearboxes |  | JDE |  | BROKE AND CORE | Route Created. Pending develop data | 0828-MEC-DD-168-CORE CLEANING SYSTEM SEMIANNUAL INSPECTION | 3957270
2403 | 0828-ELE-DD-168-BIN TIPPER | LOAD CELL CALIBRATION CHECK | 26 | 27 | 2 - Subj Inspection | 0100828F | #ERROR! | #ERROR! | 0100828G | #ERROR! | #ERROR! | Load Cell | DD | E&I | Check Load Cell and Calibrate if needed | Leak | Looseness | Breakage | 168 |  |  |  | JDE |  | BROKE AND CORE | Route Created. Pending develop data | 0828-ELE-DD-168-BIN TIPPER LOAD CELL CALIBRATION CHECK | 3957271
2475 | 0828-MEC-DD-168-SPENT ROLL | CONV 1 SEMIANNUAL INSPECTION | 26 | 28 | 2 - Subj Inspection | 0100828L | #ERROR! | #ERROR! |  |  |  | Screws | DD | MEC | Visually inspect general condition and tighten if needed. | looseness | Wear | Damaged | 168 |  |  |  | JDE |  | BROKE AND CORE | Route Created. Pending develop data | 0828-MEC-DD-168-SPENT ROLL CONV 1 SEMIANNUAL INSPECTION | 3957272
2478 | 0828-MEC-DD-168-SPENT ROLL | CONV 1 SEMIANNUAL INSPECTION | 26 | 28 | 3 - Obj Inspection | 0100828L | #ERROR! | #ERROR! |  |  |  | Drive chain | DD | MEC | Measure Drive chain elongation | Out of Tolerance |  |  | 168 |  | Measure chain elongation. If >3%, chain wear is enough to require a replacement. |  | JDE |  | BROKE AND CORE | Route Created. Pending develop data | 0828-MEC-DD-168-SPENT ROLL CONV 1 SEMIANNUAL INSPECTION | 3957272
2497 | 0828-MEC-DD-168-SPENT ROLL | CONV 2 SEMIANNUAL INSPECTION | 26 | 28 | 2 - Subj Inspection | 0100828M | #ERROR! | #ERROR! |  |  |  | Screws | DD | MEC | Visually inspect general condition and tighten if needed. | looseness | Wear | Damaged | 168 |  |  |  | JDE |  | BROKE AND CORE | Route Created. Pending develop data | 0828-MEC-DD-168-SPENT ROLL CONV 2 SEMIANNUAL INSPECTION | 3957273
2500 | 0828-MEC-DD-168-SPENT ROLL | CONV 2 SEMIANNUAL INSPECTION | 26 | 28 | 3 - Obj Inspection | 0100828M | #ERROR! | #ERROR! |  |  |  | Drive chain | DD | MEC | Measure Drive chain elongation | Out of Tolerance |  |  | 168 |  | Measure chain elongation. If >3%, chain wear is enough to require a replacement. |  | JDE |  | BROKE AND CORE | Route Created. Pending develop data | 0828-MEC-DD-168-SPENT ROLL CONV 2 SEMIANNUAL INSPECTION | 3957273
2519 | 0828-MEC-DD-168-SPENT ROLL | CONV 3 SEMIANNUAL INSPECTION | 26 | 28 | 2 - Subj Inspection | 0100828N | #ERROR! | #ERROR! |  |  |  | Screws | DD | MEC | Visually inspect general condition and tighten if needed. | looseness | Wear | Damaged | 168 |  |  |  | JDE |  | BROKE AND CORE | Route Created. Pending develop data | 0828-MEC-DD-168-SPENT ROLL CONV 3 SEMIANNUAL INSPECTION | 3957274
2522 | 0828-MEC-DD-168-SPENT ROLL | CONV 3 SEMIANNUAL INSPECTION | 26 | 28 | 3 - Obj Inspection | 0100828N | #ERROR! | #ERROR! |  |  |  | Drive chain | DD | MEC | Measure Drive chain elongation | Out of Tolerance |  |  | 168 |  | Measure chain elongation. If >3%, chain wear is enough to require a replacement. |  | JDE |  | BROKE AND CORE | Route Created. Pending develop data | 0828-MEC-DD-168-SPENT ROLL CONV 3 SEMIANNUAL INSPECTION | 3957274
2541 | 0828-MEC-DD-168-SPENT ROLL | CONV 4 SEMIANNUAL INSPECTION | 26 | 28 | 2 - Subj Inspection | 0100828O | #ERROR! | #ERROR! |  |  |  | Screws | DD | MEC | Visually inspect general condition and tighten if needed. | looseness | Wear | Damaged | 168 |  |  |  | JDE |  | BROKE AND CORE | Route Created. Pending develop data | 0828-MEC-DD-168-SPENT ROLL CONV 4 SEMIANNUAL INSPECTION | 3957275
2544 | 0828-MEC-DD-168-SPENT ROLL | CONV 4 SEMIANNUAL INSPECTION | 26 | 28 | 3 - Obj Inspection | 0100828O | #ERROR! | #ERROR! |  |  |  | Drive chain | DD | MEC | Measure Drive chain elongation | Out of Tolerance |  |  | 168 |  | Measure chain elongation. If >3%, chain wear is enough to require a replacement. |  | JDE |  | BROKE AND CORE | Route Created. Pending develop data | 0828-MEC-DD-168-SPENT ROLL CONV 4 SEMIANNUAL INSPECTION | 3957275
2563 | 0828-MEC-DD-168-SPENT ROLL | CONV 5 SEMIANNUAL INSPECTION | 26 | 28 | 2 - Subj Inspection | 0100828P | #ERROR! | #ERROR! |  |  |  | Screws | DD | MEC | Visually inspect general condition and tighten if needed. | looseness | Wear | Damaged | 168 |  |  |  | JDE |  | BROKE AND CORE | Route Created. Pending develop data | 0828-MEC-DD-168-SPENT ROLL CONV 5 SEMIANNUAL INSPECTION | 3957276
2566 | 0828-MEC-DD-168-SPENT ROLL | CONV 5 SEMIANNUAL INSPECTION | 26 | 28 | 3 - Obj Inspection | 0100828P | #ERROR! | #ERROR! |  |  |  | Drive chain | DD | MEC | Measure Drive chain elongation | Out of Tolerance |  |  | 168 |  | Measure chain elongation. If >3%, chain wear is enough to require a replacement. |  | JDE |  | BROKE AND CORE | Route Created. Pending develop data | 0828-MEC-DD-168-SPENT ROLL CONV 5 SEMIANNUAL INSPECTION | 3957276
2620 | 0828-MEC-DD-168-BALER FEED | SHUTTLE CONV CHAIN INSPECT | 26 | 26 | 3 - Obj Inspection | 0100828S | #ERROR! | #ERROR! |  |  |  | Motor to gearbox Drive belt | DD | MEC | Use tension gauge to measure belt tension. Report values and create an order to adjust if required. | Tension | Tracking |  | 168 |  |  |  | JDE |  | BROKE AND CORE | Route Created. Pending develop data | 0828-MEC-DD-168-BALER FEED SHUTTLE CONV CHAIN INSPECT | 3957277
2760 | 0828-MEC-DD-168-CORE TRANSFER | CONVEYORS SEMIANNUAL INSPECT | 29 | 28 | 2 - Subj Inspection | 0100828W | #ERROR! | #ERROR! |  |  |  | Motor/ Gearbox mounts | DD | MEC | Visually inspect general condition and tighten if needed. | looseness | Wear | Damaged | 168 |  |  |  | JDE |  | BROKE AND CORE | Route Created. Pending develop data | 0828-MEC-DD-168-CORE TRANSFER CONVEYORS SEMIANNUAL INSPECT | 3957278
2761 | 0828-MEC-DD-168-CORE TRANSFER | CONVEYORS SEMIANNUAL INSPECT | 29 | 28 | 2 - Subj Inspection | 0100828W | #ERROR! | #ERROR! |  |  |  | Setscrews | DD | MEC | Visually inspect general condition and tighten if needed. | looseness | Wear | Damaged | 168 |  |  |  | JDE |  | BROKE AND CORE | Route Created. Pending develop data | 0828-MEC-DD-168-CORE TRANSFER CONVEYORS SEMIANNUAL INSPECT | 3957278
2770 | 0828-MEC-DD-168-CORE TRANSFER | CONVEYORS SEMIANNUAL INSPECT | 29 | 28 | 2 - Subj Inspection | 0100828W | #ERROR! | #ERROR! |  |  |  | Torque limiter | DD | MEC | Visually inspect the torque limiter operations and adjust in needed | Non-functional | Malfunction |  | 168 |  |  |  | JDE |  | BROKE AND CORE | Route Created. Pending develop data | 0828-MEC-DD-168-CORE TRANSFER CONVEYORS SEMIANNUAL INSPECT | 3957278
2782 | 0828-MEC-DD-168-CORE TRANSFER | CONVEYORS SEMIANNUAL INSPECT | 29 | 28 | 2 - Subj Inspection | 0100828X | #ERROR! | #ERROR! |  |  |  | Motor/Gearbox mounts | DD | MEC | Visually inspect general condition and tighten the bolts if needed. | looseness | Wear | Damaged | 168 |  |  |  | JDE |  | BROKE AND CORE | Route Created. Pending develop data | 0828-MEC-DD-168-CORE TRANSFER CONVEYORS SEMIANNUAL INSPECT | 3957278
2783 | 0828-MEC-DD-168-CORE TRANSFER | CONVEYORS SEMIANNUAL INSPECT | 29 | 28 | 2 - Subj Inspection | 0100828X | #ERROR! | #ERROR! |  |  |  | Setscrews | DD | MEC | Visually inspect general condition and tighten if needed. | looseness | Wear | Damaged | 168 |  |  |  | JDE |  | BROKE AND CORE | Route Created. Pending develop data | 0828-MEC-DD-168-CORE TRANSFER CONVEYORS SEMIANNUAL INSPECT | 3957278
2802 | 0828-MEC-DD-168-CORE TRANSFER | CONVEYORS SEMIANNUAL INSPECT | 29 | 28 | 2 - Subj Inspection | 0100828Y | #ERROR! | #ERROR! |  |  |  | Motor/Gearbox mounts | DD | MEC | Visually inspect general condition and tighten the bolts if needed. | looseness | Wear | Damaged | 168 |  |  |  | JDE |  | BROKE AND CORE | Route Created. Pending develop data | 0828-MEC-DD-168-CORE TRANSFER CONVEYORS SEMIANNUAL INSPECT | 3957278
2803 | 0828-MEC-DD-168-CORE TRANSFER | CONVEYORS SEMIANNUAL INSPECT | 29 | 28 | 2 - Subj Inspection | 0100828Y | #ERROR! | #ERROR! |  |  |  | Setscrews | DD | MEC | Visually inspect general condition and tighten if needed. | looseness | Wear | Damaged | 168 |  |  |  | JDE |  | BROKE AND CORE | Route Created. Pending develop data | 0828-MEC-DD-168-CORE TRANSFER CONVEYORS SEMIANNUAL INSPECT | 3957278
2822 | 0828-MEC-DD-168-CORE TRANSFER | CONVEYORS SEMIANNUAL INSPECT | 29 | 28 | 2 - Subj Inspection | 0100828Z | #ERROR! | #ERROR! |  |  |  | Motor/Gearbox mounts | DD | MEC | Visually inspect general condition and tighten the bolts if needed. | looseness | Wear | Damaged | 168 |  |  |  | JDE |  | BROKE AND CORE | Route Created. Pending develop data | 0828-MEC-DD-168-CORE TRANSFER CONVEYORS SEMIANNUAL INSPECT | 3957278
2823 | 0828-MEC-DD-168-CORE TRANSFER | CONVEYORS SEMIANNUAL INSPECT | 29 | 28 | 2 - Subj Inspection | 0100828Z | #ERROR! | #ERROR! |  |  |  | Setscrews | DD | MEC | Visually inspect general condition and tighten if needed. | looseness | Wear | Damaged | 168 |  |  |  | JDE |  | BROKE AND CORE | Route Created. Pending develop data | 0828-MEC-DD-168-CORE TRANSFER CONVEYORS SEMIANNUAL INSPECT | 3957278
2861 | 0828-MEC-DD-168-CORE DISCHARGE | CONV 1 SEMIANNUAL INSPECTION | 30 | 28 | 2 - Subj Inspection | 010082838 | #ERROR! | #ERROR! |  |  |  | Screws | DD | MEC | Visually inspect general condition and tighten if needed. | looseness | Wear | Damaged | 168 |  |  |  | JDE |  | BROKE AND CORE | Route Created. Pending develop data | 0828-MEC-DD-168-CORE DISCHARGE CONV 1 SEMIANNUAL INSPECTION | 3957279
2864 | 0828-MEC-DD-168-CORE DISCHARGE | CONV 1 SEMIANNUAL INSPECTION | 30 | 28 | 3 - Obj Inspection | 010082838 | #ERROR! | #ERROR! |  |  |  | Drive chain | DD | MEC | Measure Drive chain elongation | Out of Tolerance |  |  | 168 |  | Measure chain elongation. If >3%, chain wear is enough to require a replacement. |  | JDE |  | BROKE AND CORE | Route Created. Pending develop data | 0828-MEC-DD-168-CORE DISCHARGE CONV 1 SEMIANNUAL INSPECTION | 3957279
2883 | 0828-MEC-DD-168-CORE HOLDING | CONVEYOR SEMIANNUAL INSPECTION | 28 | 30 | 2 - Subj Inspection | 010082839 | #ERROR! | #ERROR! |  |  |  | Screws | DD | MEC | Visually inspect general condition and tighten if needed. | looseness | Wear | Damaged | 168 |  |  |  | JDE |  | BROKE AND CORE | Route Created. Pending develop data | 0828-MEC-DD-168-CORE HOLDING CONVEYOR SEMIANNUAL INSPECTION | 3957280
2886 | 0828-MEC-DD-168-CORE HOLDING | CONVEYOR SEMIANNUAL INSPECTION | 28 | 30 | 3 - Obj Inspection | 010082839 | #ERROR! | #ERROR! |  |  |  | Drive chain | DD | MEC | Measure Drive chain elongation | Out of Tolerance |  |  | 168 |  | Measure chain elongation. If >3%, chain wear is enough to require a replacement. |  | JDE |  | BROKE AND CORE | Route Created. Pending develop data | 0828-MEC-DD-168-CORE HOLDING CONVEYOR SEMIANNUAL INSPECTION | 3957280
2903 | 0828-MEC-DD-168-CORE ASRS | SEMIANNUAL INSPECTION | 25 | 21 | 2 - Subj Inspection | 010082842 | #ERROR! | #ERROR! |  |  |  | Gearboxes | DD | MEC | Perform visual inspection and clean surface | Leaks | Noise | Loose bolts | 168 |  |  |  | JDE |  | BROKE AND CORE | Route Created. Pending develop data | 0828-MEC-DD-168-CORE ASRS SEMIANNUAL INSPECTION | 3957281
2912 | 0828-MEC-DD-168-CORE ASRS | SEMIANNUAL INSPECTION | 25 | 21 | 2 - Subj Inspection | 010082842 | #ERROR! | #ERROR! |  |  |  | Chain | DD | MEC | Visually inspect general condition and clean if needed. | Tension | Wear |  | 168 |  |  |  | JDE |  | BROKE AND CORE | Route Created. Pending develop data | 0828-MEC-DD-168-CORE ASRS SEMIANNUAL INSPECTION | 3957281
2913 | 0828-MEC-DD-168-CORE ASRS | SEMIANNUAL INSPECTION | 25 | 21 | 2 - Subj Inspection | 010082842 | #ERROR! | #ERROR! |  |  |  | Motors | DD | MEC | Visually inspect general condition | Wear | Noise | Vibration | 168 |  |  |  | JDE |  | BROKE AND CORE | Route Created. Pending develop data | 0828-MEC-DD-168-CORE ASRS SEMIANNUAL INSPECTION | 3957281
2924 | 0828-MEC-DD-168-WIRE COILER | SEMIANNUAL INSPECTION | 27 | 21 | 2 - Subj Inspection | 010082836 | #ERROR! | #ERROR! |  |  |  | Gearbox | DD | MEC | Perform visual inspection and clean surface | Leaks | Noise | Loose bolts | 168 |  |  |  | JDE |  | BROKE AND CORE | Route Created. Pending develop data | 0828-MEC-DD-168-WIRE COILER SEMIANNUAL INSPECTION | 3957282
2934 | 0828-MEC-DD-168-WIRE COILER | SEMIANNUAL INSPECTION | 27 | 21 | 2 - Subj Inspection | 010082836 | #ERROR! | #ERROR! |  |  |  | Chain | DD | MEC | Visually inspect general condition and clean if needed. | Tension | Wear |  | 168 |  |  |  | JDE |  | BROKE AND CORE | Route Created. Pending develop data | 0828-MEC-DD-168-WIRE COILER SEMIANNUAL INSPECTION | 3957282
2941 | 0828-MEC-DD-168-PULPER FEED | BATCH CONV SEMIANNUAL INSPECT | 27 | 29 | 2 - Subj Inspection | 010082832 | #ERROR! | #ERROR! |  |  |  | Gearbox | DD | MEC | Perform visual inspection and clean surface | Leaks | Noise | Loose bolts | 168 |  |  |  | JDE |  | BROKE AND CORE | Route Created. Pending develop data | 0828-MEC-DD-168-PULPER FEED BATCH CONV SEMIANNUAL INSPECT | 3957283
3032 | 0828-MEC-DD-168-CORE TABLE | FEED SEMIANNUAL INSPECTION | 26 | 26 | 2 - Subj Inspection | 010082846 | #ERROR! | #ERROR! |  |  |  | Gearbox | DD | MEC | Perform visual inspection and clean surface | Leaks | Noise | Loose bolts | 168 |  |  |  | JDE |  | BROKE AND CORE | Route Created. Pending develop data | 0828-MEC-DD-168-CORE TABLE FEED SEMIANNUAL INSPECTION | 3957284
3040 | 0828-MEC-DD-168-CORE TABLE | FEED SEMIANNUAL INSPECTION | 26 | 26 | 2 - Subj Inspection | 010082846 | #ERROR! | #ERROR! |  |  |  | Chain | DD | MEC | Visually inspect general condition and clean if needed. | Tension | Wear |  | 168 |  |  |  | JDE |  | BROKE AND CORE | Route Created. Pending develop data | 0828-MEC-DD-168-CORE TABLE FEED SEMIANNUAL INSPECTION | 3957284
3048 | 0828-MEC-DD-168-CORE DISCHARGE | CONV 2 SEMIANNUAL INSPECTION | 30 | 28 | 2 - Subj Inspection | 010082840 | #ERROR! | #ERROR! |  |  |  | Screws | DD | MEC | Visually inspect general condition and tighten if needed. | looseness | Wear | Damaged | 168 |  |  |  | JDE |  | BROKE AND CORE | Route Created. Pending develop data | 0828-MEC-DD-168-CORE DISCHARGE CONV 2 SEMIANNUAL INSPECTION | 3957285
3051 | 0828-MEC-DD-168-CORE DISCHARGE | CONV 2 SEMIANNUAL INSPECTION | 30 | 28 | 3 - Obj Inspection | 010082840 | #ERROR! | #ERROR! |  |  |  | Drive chain | DD | MEC | Measure Drive chain elongation | Out of Tolerance |  |  | 168 |  | Measure chain elongation. If >3%, chain wear is enough to require a replacement. |  | JDE |  | BROKE AND CORE | Route Created. Pending develop data | 0828-MEC-DD-168-CORE DISCHARGE CONV 2 SEMIANNUAL INSPECTION | 3957285
3067 | 0045-UFO-DD-168-SCREW PRESS 1 | SEMIANNUAL INSPECTION | 29 | 21 | 2 - Subj Inspection | 5050045AH | #ERROR! | #ERROR! | 5050045AHA | #ERROR! | #ERROR! | Gearbox AD cover | DD | UFO | Visually check the adapter for leakage | Leak |  |  | 168 |  |  |  | JDE |  | UTILITIES | Route Created. Pending develop data | 0045-UFO-DD-168-SCREW PRESS 1 SEMIANNUAL INSPECTION | 3957286
3068 | 0045-UFO-DD-168-SCREW PRESS 1 | SEMIANNUAL INSPECTION | 29 | 21 | 2 - Subj Inspection | 5050045AH | #ERROR! | #ERROR! | 5050045AHA | #ERROR! | #ERROR! | Gearbox AD cover | DD | UFO | Check torque play |  |  |  | 168 |  |  |  | JDE |  | UTILITIES | Route Created. Pending develop data | 0045-UFO-DD-168-SCREW PRESS 1 SEMIANNUAL INSPECTION | 3957286
3069 | 0045-UFO-DD-168-SCREW PRESS 1 | SEMIANNUAL INSPECTION | 29 | 21 | 2 - Subj Inspection | 5050045AH | #ERROR! | #ERROR! | 5050045AHA | #ERROR! | #ERROR! | Gearbox adapter | DD | UFO | Visually check the coupling elastic element. If wear or damage is found, create an order to replace. | Wear | Damaged |  | 168 |  | Ensure that there is no play on the shaft and no wear on the part. |  | JDE |  | UTILITIES | Route Created. Pending develop data | 0045-UFO-DD-168-SCREW PRESS 1 SEMIANNUAL INSPECTION | 3957286
3070 | 0045-UFO-DD-168-SCREW PRESS 1 | SEMIANNUAL INSPECTION | 29 | 21 | 2 - Subj Inspection | 5050045AH | #ERROR! | #ERROR! | 5050045AHA | #ERROR! | #ERROR! | Gearbox adapter | DD | UFO | Check running noise for possible bearing damage | Noise | Damaged |  | 168 |  |  |  | JDE |  | UTILITIES | Route Created. Pending develop data | 0045-UFO-DD-168-SCREW PRESS 1 SEMIANNUAL INSPECTION | 3957286
3071 | 0045-UFO-DD-168-SCREW PRESS 1 | SEMIANNUAL INSPECTION | 29 | 21 | 2 - Subj Inspection | 5050045AH | #ERROR! | #ERROR! | 5050045AHA | #ERROR! | #ERROR! | Gearbox adapter | DD | UFO | Visually check the adapter for leakage | Leak |  |  | 168 |  |  |  | JDE |  | UTILITIES | Route Created. Pending develop data | 0045-UFO-DD-168-SCREW PRESS 1 SEMIANNUAL INSPECTION | 3957286
3087 | 0045-UFO-DD-168-SCREW PRESS 1 | SEMIANNUAL INSPECTION | 29 | 21 | 2 - Subj Inspection | 5050045AH | #ERROR! | #ERROR! | 5050045AHA | #ERROR! | #ERROR! | Primary Gearbox | DD | UFO | Visual inspection of the seals for leakage | Leak |  |  | 168 |  |  |  | JDE |  | UTILITIES | Route Created. Pending develop data | 0045-UFO-DD-168-SCREW PRESS 1 SEMIANNUAL INSPECTION | 3957286
3088 | 0045-UFO-DD-168-SCREW PRESS 1 | SEMIANNUAL INSPECTION | 29 | 21 | 2 - Subj Inspection | 5050045AH | #ERROR! | #ERROR! | 5050045AHA | #ERROR! | #ERROR! | Planetary Gearbox | DD | UFO | Check running noise for possible bearing damage | Noise | Damaged |  | 168 |  |  |  | JDE |  | UTILITIES | Route Created. Pending develop data | 0045-UFO-DD-168-SCREW PRESS 1 SEMIANNUAL INSPECTION | 3957286
3121 | 0045-UFO-DD-168-SCREW PRESS 1 | SEMIANNUAL INSPECTION | 29 | 21 | 2 - Subj Inspection | 5050045AH | #ERROR! | #ERROR! |  |  |  | Outlet stand bearing | DD | UFO | Check drainage pattern | Wear |  |  | 168 |  |  |  | JDE |  | UTILITIES | Route Created. Pending develop data | 0045-UFO-DD-168-SCREW PRESS 1 SEMIANNUAL INSPECTION | 3957286
3122 | 0045-UFO-DD-168-SCREW PRESS 1 | SEMIANNUAL INSPECTION | 29 | 21 | 2 - Subj Inspection | 5050045AH | #ERROR! | #ERROR! |  |  |  | Screw with shaft | DD | UFO | Clean and coat arbor nut threads | Dirty |  |  | 168 |  | Disassemble the spring cone arbors about six months after initial operation, clean thoroughly, coat arbor nut threads with anti-seize compound, g. Check for free movement of the spring arbor shaft. |  | JDE |  | UTILITIES | Route Created. Pending develop data | 0045-UFO-DD-168-SCREW PRESS 1 SEMIANNUAL INSPECTION | 3957286
3131 | 0045-UFO-DD-168-SCREW PRESS 1 | SEMIANNUAL INSPECTION | 29 | 21 | 3 - Obj Inspection | 5050045AH | #ERROR! | #ERROR! |  |  |  | Drive shaft bearings | DD | UFO | Check running noise for possible bearing damage | Noise | Damaged |  | 168 |  |  |  | JDE |  | UTILITIES | Route Created. Pending develop data | 0045-UFO-DD-168-SCREW PRESS 1 SEMIANNUAL INSPECTION | 3957286
3232 | 0045-UFO-DD-168-SCREW PRESS 1 | SEMIANNUAL INSPECTION | 29 | 21 | 2 - Subj Inspection | 5050045AH | #ERROR! | #ERROR! |  |  |  | Motor Coupling | DD | UFO | Check screw flight | Blocked | Clearance | Wear | 168 |  |  |  | JDE |  | UTILITIES | Route Created. Pending develop data | 0045-UFO-DD-168-SCREW PRESS 1 SEMIANNUAL INSPECTION | 3957286
3233 | 0045-UFO-DD-168-SCREW PRESS 1 | SEMIANNUAL INSPECTION | 29 | 21 | 2 - Subj Inspection | 5050045AH | #ERROR! | #ERROR! |  |  |  | Screw with shaft | DD | UFO | Check spring arbors for free movement | Blocked | Wear |  | 168 |  |  |  | JDE |  | UTILITIES | Route Created. Pending develop data | 0045-UFO-DD-168-SCREW PRESS 1 SEMIANNUAL INSPECTION | 3957286
3091 | 0045-UFO-DD-168-SCREW PRESS 2 | SEMIANNUAL INSPECTION | 29 | 21 | 2 - Subj Inspection | 5050045AI | #ERROR! | #ERROR! | 5050045AIA | #ERROR! | #ERROR! | Primary Gearbox | DD | UFO | Check running noise for possible bearing damage | Noise | Damaged |  | 168 |  |  |  | JDE |  | UTILITIES | Route Created. Pending develop data | 0045-UFO-DD-168-SCREW PRESS 2 SEMIANNUAL INSPECTION | 3957287
3094 | 0045-UFO-DD-168-SCREW PRESS 2 | SEMIANNUAL INSPECTION | 29 | 21 | 2 - Subj Inspection | 5050045AI | #ERROR! | #ERROR! | 5050045AIA | #ERROR! | #ERROR! | Gearbox AD cover | DD | UFO | Visually check the adapter for leakage | Leak |  |  | 168 |  |  |  | JDE |  | UTILITIES | Route Created. Pending develop data | 0045-UFO-DD-168-SCREW PRESS 2 SEMIANNUAL INSPECTION | 3957287
3095 | 0045-UFO-DD-168-SCREW PRESS 2 | SEMIANNUAL INSPECTION | 29 | 21 | 2 - Subj Inspection | 5050045AI | #ERROR! | #ERROR! | 5050045AIA | #ERROR! | #ERROR! | Gearbox AD cover | DD | UFO | Check torque play |  |  |  | 168 |  |  |  | JDE |  | UTILITIES | Route Created. Pending develop data | 0045-UFO-DD-168-SCREW PRESS 2 SEMIANNUAL INSPECTION | 3957287
3096 | 0045-UFO-DD-168-SCREW PRESS 2 | SEMIANNUAL INSPECTION | 29 | 21 | 2 - Subj Inspection | 5050045AI | #ERROR! | #ERROR! | 5050045AIA | #ERROR! | #ERROR! | Gearbox adapter | DD | UFO | Visually check the coupling elastic element. If wear or damage is found, create an order to replace. | Wear | Damaged |  | 168 |  | Ensure that there is no play on the shaft and no wear on the part. |  | JDE |  | UTILITIES | Route Created. Pending develop data | 0045-UFO-DD-168-SCREW PRESS 2 SEMIANNUAL INSPECTION | 3957287
3097 | 0045-UFO-DD-168-SCREW PRESS 2 | SEMIANNUAL INSPECTION | 29 | 21 | 2 - Subj Inspection | 5050045AI | #ERROR! | #ERROR! | 5050045AIA | #ERROR! | #ERROR! | Gearbox adapter | DD | UFO | Check running noise for possible bearing damage | Noise | Damaged |  | 168 |  |  |  | JDE |  | UTILITIES | Route Created. Pending develop data | 0045-UFO-DD-168-SCREW PRESS 2 SEMIANNUAL INSPECTION | 3957287
3098 | 0045-UFO-DD-168-SCREW PRESS 2 | SEMIANNUAL INSPECTION | 29 | 21 | 2 - Subj Inspection | 5050045AI | #ERROR! | #ERROR! | 5050045AIA | #ERROR! | #ERROR! | Gearbox adapter | DD | UFO | Visually check the adapter for leakage | Leak |  |  | 168 |  |  |  | JDE |  | UTILITIES | Route Created. Pending develop data | 0045-UFO-DD-168-SCREW PRESS 2 SEMIANNUAL INSPECTION | 3957287
3114 | 0045-UFO-DD-168-SCREW PRESS 2 | SEMIANNUAL INSPECTION | 29 | 21 | 2 - Subj Inspection | 5050045AI | #ERROR! | #ERROR! | 5050045AIA | #ERROR! | #ERROR! | Primary Gearbox | DD | UFO | Visual inspection of the seals for leakage | Leak |  |  | 168 |  |  |  | JDE |  | UTILITIES | Route Created. Pending develop data | 0045-UFO-DD-168-SCREW PRESS 2 SEMIANNUAL INSPECTION | 3957287
3115 | 0045-UFO-DD-168-SCREW PRESS 2 | SEMIANNUAL INSPECTION | 29 | 21 | 2 - Subj Inspection | 5050045AI | #ERROR! | #ERROR! | 5050045AIA | #ERROR! | #ERROR! | Planetary Gearbox | DD | UFO | Check running noise for possible bearing damage | Noise | Damaged |  | 168 |  |  |  | JDE |  | UTILITIES | Route Created. Pending develop data | 0045-UFO-DD-168-SCREW PRESS 2 SEMIANNUAL INSPECTION | 3957287
3238 | 0045-UFO-DD-168-SCREW PRESS 2 | SEMIANNUAL INSPECTION | 29 | 21 | 2 - Subj Inspection | 5050045AI | #ERROR! | #ERROR! |  |  |  | Outlet stand bearing | DD | UFO | Check drainage pattern | Wear |  |  | 168 |  |  |  | JDE |  | UTILITIES | Route Created. Pending develop data | 0045-UFO-DD-168-SCREW PRESS 2 SEMIANNUAL INSPECTION | 3957287
3239 | 0045-UFO-DD-168-SCREW PRESS 2 | SEMIANNUAL INSPECTION | 29 | 21 | 2 - Subj Inspection | 5050045AI | #ERROR! | #ERROR! |  |  |  | Screw with shaft | DD | UFO | Clean and coat arbor nut threads | Dirty |  |  | 168 |  | Disassemble the spring cone arbors about six months after initial operation, clean thoroughly, coat arbor nut threads with anti-seize compound, g. Check for free movement of the spring arbor shaft. |  | JDE |  | UTILITIES | Route Created. Pending develop data | 0045-UFO-DD-168-SCREW PRESS 2 SEMIANNUAL INSPECTION | 3957287
3248 | 0045-UFO-DD-168-SCREW PRESS 2 | SEMIANNUAL INSPECTION | 29 | 21 | 3 - Obj Inspection | 5050045AI | #ERROR! | #ERROR! |  |  |  | Drive shaft bearings | DD | UFO | Check running noise for possible bearing damage | Noise | Damaged |  | 168 |  |  |  | JDE |  | UTILITIES | Route Created. Pending develop data | 0045-UFO-DD-168-SCREW PRESS 2 SEMIANNUAL INSPECTION | 3957287
3253 | 0045-UFO-DD-168-SCREW PRESS 2 | SEMIANNUAL INSPECTION | 29 | 21 | 2 - Subj Inspection | 5050045AI | #ERROR! | #ERROR! |  |  |  | Motor Coupling | DD | UFO | Check screw flight | Blocked | Clearance | Wear | 168 |  |  |  | JDE |  | UTILITIES | Route Created. Pending develop data | 0045-UFO-DD-168-SCREW PRESS 2 SEMIANNUAL INSPECTION | 3957287
3254 | 0045-UFO-DD-168-SCREW PRESS 2 | SEMIANNUAL INSPECTION | 29 | 21 | 2 - Subj Inspection | 5050045AI | #ERROR! | #ERROR! |  |  |  | Screw with shaft | DD | UFO | Check spring arbors for free movement | Blocked | Wear |  | 168 |  |  |  | JDE |  | UTILITIES | Route Created. Pending develop data | 0045-UFO-DD-168-SCREW PRESS 2 SEMIANNUAL INSPECTION | 3957287
3165 | 0045-MEC-DD-168-PRETHICKENER 1 | INSPECTION AND SERVICE | 30 | 22 | 2 - Subj Inspection | 5050045AF | #ERROR! | #ERROR! |  |  |  | Drum screens | DD | MEC | inspect and create an order to replace if needed | Excessive thinning | Damaged |  | 168 |  | Screen life is directly related to the amount of abrasive material in the sludge. Replace thinned screens during scheduled shutdowns to avoid the more costly unscheduled shutdowns |  | JDE |  | UTILITIES | Route Created. Pending develop data | 0045-MEC-DD-168-PRETHICKENER 1 INSPECTION AND SERVICE | 3957288
3172 | 0045-MEC-DD-168-PRETHICKENER 1 | INSPECTION AND SERVICE | 30 | 22 | 2 - Subj Inspection | 5050045AF | #ERROR! | #ERROR! |  |  |  | Drum lip seal | DD | MEC | Inspect for proper adjustment and wear. Create an order to replace necessary. | Wear |  |  | 168 |  |  |  | JDE |  | UTILITIES | Route Created. Pending develop data | 0045-MEC-DD-168-PRETHICKENER 1 INSPECTION AND SERVICE | 3957288
3173 | 0045-MEC-DD-168-PRETHICKENER 1 | INSPECTION AND SERVICE | 30 | 22 | 2 - Subj Inspection | 5050045AF | #ERROR! | #ERROR! |  |  |  | Drum shaft bearings | DD | MEC | Inspect for wear and contamination. Create an order to replace if necessary. | Wear | Contaminated |  | 168 |  |  |  | JDE |  | UTILITIES | Route Created. Pending develop data | 0045-MEC-DD-168-PRETHICKENER 1 INSPECTION AND SERVICE | 3957288
3174 | 0045-MEC-DD-168-PRETHICKENER 1 | INSPECTION AND SERVICE | 30 | 22 | 2 - Subj Inspection | 5050045AF | #ERROR! | #ERROR! |  |  |  | Drums | DD | MEC | Inspect general condition | Wear |  |  | 168 |  | Remove the side covers and inspect the poly shafts, drums and screw for excessive or uneven wear on contact surfaces. Some wear and mild pitting is normal. Excessive wear on the poly shaft contact surface can occur after years of normal operation or extremely hard use. If excessive or uneven wear is discovered then the poly shafts should be replaced. |  | JDE |  | UTILITIES | Route Created. Pending develop data | 0045-MEC-DD-168-PRETHICKENER 1 INSPECTION AND SERVICE | 3957288
3175 | 0045-MEC-DD-168-PRETHICKENER 1 | INSPECTION AND SERVICE | 30 | 22 | 2 - Subj Inspection | 5050045AF | #ERROR! | #ERROR! |  |  |  | Oil seals | DD | MEC | Inspect for wear and contamination. Create an order to replace if necessary. | Contaminated |  |  | 168 |  |  |  | JDE |  | UTILITIES | Route Created. Pending develop data | 0045-MEC-DD-168-PRETHICKENER 1 INSPECTION AND SERVICE | 3957288
3176 | 0045-MEC-DD-168-PRETHICKENER 1 | INSPECTION AND SERVICE | 30 | 22 | 2 - Subj Inspection | 5050045AF | #ERROR! | #ERROR! |  |  |  | Poly shafts | DD | MEC | Inspect general condition | Wear | LOOSE |  | 168 |  | Remove the side covers and inspect the poly shafts, drums and screw for excessive or uneven wear on contact surfaces. Some wear and mild pitting is normal. Excessive wear on the poly shaft contact surface can occur after years of normal operation or extremely hard use. If excessive or uneven wear is discovered then the poly shafts should be replaced. |  | JDE |  | UTILITIES | Route Created. Pending develop data | 0045-MEC-DD-168-PRETHICKENER 1 INSPECTION AND SERVICE | 3957288
3177 | 0045-MEC-DD-168-PRETHICKENER 1 | INSPECTION AND SERVICE | 30 | 22 | 2 - Subj Inspection | 5050045AF | #ERROR! | #ERROR! |  |  |  | Screws | DD | MEC | Inspect general condition | Wear | LOOSE |  | 168 |  | Remove the side covers and inspect the poly shafts, drums and screw for excessive or uneven wear on contact surfaces. Some wear and mild pitting is normal. Excessive wear on the poly shaft contact surface can occur after years of normal operation or extremely hard use. If excessive or uneven wear is discovered then the poly shafts should be replaced. |  | JDE |  | UTILITIES | Route Created. Pending develop data | 0045-MEC-DD-168-PRETHICKENER 1 INSPECTION AND SERVICE | 3957288
3178 | 0045-MEC-DD-168-PRETHICKENER 1 | INSPECTION AND SERVICE | 30 | 22 | 2 - Subj Inspection | 5050045AF | #ERROR! | #ERROR! |  |  |  | Screw lip seal | DD | MEC | Inspect for proper adjustment and wear. Create an order to replace necessary. | Wear |  |  | 168 |  |  |  | JDE |  | UTILITIES | Route Created. Pending develop data | 0045-MEC-DD-168-PRETHICKENER 1 INSPECTION AND SERVICE | 3957288
3179 | 0045-MEC-DD-168-PRETHICKENER 1 | INSPECTION AND SERVICE | 30 | 22 | 2 - Subj Inspection | 5050045AF | #ERROR! | #ERROR! |  |  |  | Screw shaft Bearings | DD | MEC | Inspect for wear and contamination. Create an order to replace if necessary. | Wear | Contaminated |  | 168 |  |  |  | JDE |  | UTILITIES | Route Created. Pending develop data | 0045-MEC-DD-168-PRETHICKENER 1 INSPECTION AND SERVICE | 3957288
3180 | 0045-MEC-DD-168-PRETHICKENER 1 | INSPECTION AND SERVICE | 30 | 22 | 2 - Subj Inspection | 5050045AF | #ERROR! | #ERROR! |  |  |  | Shower header nozzle | DD | MEC | Visual Inspection. Create and order to replace if needed | Plugged | Erosion |  | 168 |  | Flush water header prior to re-installing nozzles. |  | JDE |  | UTILITIES | Route Created. Pending develop data | 0045-MEC-DD-168-PRETHICKENER 1 INSPECTION AND SERVICE | 3957288
3181 | 0045-MEC-DD-168-PRETHICKENER 1 | INSPECTION AND SERVICE | 30 | 22 | 2 - Subj Inspection | 5050045AF | #ERROR! | #ERROR! |  |  |  | Shower sealing ring | DD | MEC | Check the sealing ring for wear. If excess leakage occurs at the flushout valve when it is fully closed, create an order to replace the ring. | Wear | Leak |  | 168 |  |  |  | JDE |  | UTILITIES | Route Created. Pending develop data | 0045-MEC-DD-168-PRETHICKENER 1 INSPECTION AND SERVICE | 3957288
3196 | 0045-MEC-DD-168-PRETHICKENER 2 | INSPECTION AND SERVICE | 30 | 22 | 2 - Subj Inspection | 5050045AG | #ERROR! | #ERROR! |  |  |  | Drum shaft bearings | DD | MEC | Inspect for wear and contamination. Create an order to replace if necessary. | Wear | Contaminated |  | 168 |  |  |  | JDE |  | UTILITIES | Route Created. Pending develop data | 0045-MEC-DD-168-PRETHICKENER 2 INSPECTION AND SERVICE | 3957289
3198 | 0045-MEC-DD-168-PRETHICKENER 2 | INSPECTION AND SERVICE | 30 | 22 | 2 - Subj Inspection | 5050045AG | #ERROR! | #ERROR! |  |  |  | Drums | DD | MEC | Inspect general condition | Wear |  |  | 168 |  | Remove the side covers and inspect the poly shafts, drums and screw for excessive or uneven wear on contact surfaces. Some wear and mild pitting is normal. Excessive wear on the poly shaft contact surface can occur after years of normal operation or extremely hard use. If excessive or uneven wear is discovered then the poly shafts should be replaced. |  | JDE |  | UTILITIES | Route Created. Pending develop data | 0045-MEC-DD-168-PRETHICKENER 2 INSPECTION AND SERVICE | 3957289
3212 | 0045-MEC-DD-168-PRETHICKENER 2 | INSPECTION AND SERVICE | 30 | 22 | 2 - Subj Inspection | 5050045AG | #ERROR! | #ERROR! |  |  |  | Shower sealing ring | DD | MEC | Check the sealing ring for wear. If excess leakage occurs at the flushout valve when it is fully closed, create an order to replace the ring. | Wear | Leak |  | 168 |  |  |  | JDE |  | UTILITIES | Route Created. Pending develop data | 0045-MEC-DD-168-PRETHICKENER 2 INSPECTION AND SERVICE | 3957289
3213 | 0045-MEC-DD-168-PRETHICKENER 2 | INSPECTION AND SERVICE | 30 | 22 | 2 - Subj Inspection | 5050045AG | #ERROR! | #ERROR! |  |  |  | Oil seals | DD | MEC | Inspect for wear and contamination. Create an order to replace if necessary. | Contaminated |  |  | 168 |  |  |  | JDE |  | UTILITIES | Route Created. Pending develop data | 0045-MEC-DD-168-PRETHICKENER 2 INSPECTION AND SERVICE | 3957289
3215 | 0045-MEC-DD-168-PRETHICKENER 2 | INSPECTION AND SERVICE | 30 | 22 | 2 - Subj Inspection | 5050045AG | #ERROR! | #ERROR! |  |  |  | Poly shafts | DD | MEC | Inspect general condition | Wear | LOOSE |  | 168 |  | Remove the side covers and inspect the poly shafts, drums and screw for excessive or uneven wear on contact surfaces. Some wear and mild pitting is normal. Excessive wear on the poly shaft contact surface can occur after years of normal operation or extremely hard use. If excessive or uneven wear is discovered then the poly shafts should be replaced. |  | JDE |  | UTILITIES | Route Created. Pending develop data | 0045-MEC-DD-168-PRETHICKENER 2 INSPECTION AND SERVICE | 3957289
3217 | 0045-MEC-DD-168-PRETHICKENER 2 | INSPECTION AND SERVICE | 30 | 22 | 2 - Subj Inspection | 5050045AG | #ERROR! | #ERROR! |  |  |  | Screws | DD | MEC | Inspect general condition | Wear | LOOSE |  | 168 |  | Remove the side covers and inspect the poly shafts, drums and screw for excessive or uneven wear on contact surfaces. Some wear and mild pitting is normal. Excessive wear on the poly shaft contact surface can occur after years of normal operation or extremely hard use. If excessive or uneven wear is discovered then the poly shafts should be replaced. |  | JDE |  | UTILITIES | Route Created. Pending develop data | 0045-MEC-DD-168-PRETHICKENER 2 INSPECTION AND SERVICE | 3957289
3218 | 0045-MEC-DD-168-PRETHICKENER 2 | INSPECTION AND SERVICE | 30 | 22 | 2 - Subj Inspection | 5050045AG | #ERROR! | #ERROR! |  |  |  | Screw lip seal | DD | MEC | Inspect for proper adjustment and wear. Create an order to replace necessary. | Wear |  |  | 168 |  |  |  | JDE |  | UTILITIES | Route Created. Pending develop data | 0045-MEC-DD-168-PRETHICKENER 2 INSPECTION AND SERVICE | 3957289
3219 | 0045-MEC-DD-168-PRETHICKENER 2 | INSPECTION AND SERVICE | 30 | 22 | 2 - Subj Inspection | 5050045AG | #ERROR! | #ERROR! |  |  |  | Screw shaft Bearings | DD | MEC | Inspect for wear and contamination. Create an order to replace if necessary. | Wear | Contaminated |  | 168 |  |  |  | JDE |  | UTILITIES | Route Created. Pending develop data | 0045-MEC-DD-168-PRETHICKENER 2 INSPECTION AND SERVICE | 3957289
3223 | 0045-MEC-DD-168-PRETHICKENER 2 | INSPECTION AND SERVICE | 30 | 22 | 2 - Subj Inspection | 5050045AG | #ERROR! | #ERROR! |  |  |  | Drum screens | DD | MEC | inspect and create an order to replace if needed | Excessive thinning | Damaged |  | 168 |  | Screen life is directly related to the amount of abrasive material in the sludge. Replace thinned screens during scheduled shutdowns to avoid the more costly unscheduled shutdowns |  | JDE |  | UTILITIES | Route Created. Pending develop data | 0045-MEC-DD-168-PRETHICKENER 2 INSPECTION AND SERVICE | 3957289
3226 | 0045-MEC-DD-168-PRETHICKENER 2 | INSPECTION AND SERVICE | 30 | 22 | 2 - Subj Inspection | 5050045AG | #ERROR! | #ERROR! |  |  |  | Drum lip seal | DD | MEC | Inspect for proper adjustment and wear. Create an order to replace necessary. | Wear |  |  | 168 |  |  |  | JDE |  | UTILITIES | Route Created. Pending develop data | 0045-MEC-DD-168-PRETHICKENER 2 INSPECTION AND SERVICE | 3957289
3227 | 0045-MEC-DD-168-PRETHICKENER 2 | INSPECTION AND SERVICE | 30 | 22 | 2 - Subj Inspection | 5050045AG | #ERROR! | #ERROR! |  |  |  | Shower header nozzle | DD | MEC | Visual Inspection. Create and order to replace if needed | Plugged | Erosion |  | 168 |  | Flush water header prior to re-installing nozzles. |  | JDE |  | UTILITIES | Route Created. Pending develop data | 0045-MEC-DD-168-PRETHICKENER 2 INSPECTION AND SERVICE | 3957289
3272 | 0045-UFO-QI-168-ETP DAF | GEARBOXES INSPECTION | 23 | 20 | 3 - Obj Inspection | 5050045BDB | #ERROR! | #ERROR! |  |  |  | Gearbox | QI | UFO | Check Oil Level. Refill if required | Low Oil Level |  |  | 168 |  |  |  | JDE |  | UTILITIES | Route Created. Pending develop data | 0045-UFO-QI-168-ETP DAF GEARBOXES INSPECTION | 3957290
3273 | 0045-UFO-QI-168-ETP DAF | GEARBOXES INSPECTION | 23 | 20 | 3 - Obj Inspection | 5050045BDC | #ERROR! | #ERROR! |  |  |  | Gearbox | QI | UFO | Check Oil Level. Refill if required | Low Oil Level |  |  | 168 |  |  |  | JDE |  | UTILITIES | Route Created. Pending develop data | 0045-UFO-QI-168-ETP DAF GEARBOXES INSPECTION | 3957290
3274 | 0045-UFO-QI-168-ETP DAF | GEARBOXES INSPECTION | 23 | 20 | 2 - Subj Inspection | 5050045BDB | #ERROR! | #ERROR! |  |  |  | Gearbox | QI | UFO | Inspect gearbox and motor | Noise | Vibration | Leak | 168 |  |  |  | JDE |  | UTILITIES | Route Created. Pending develop data | 0045-UFO-QI-168-ETP DAF GEARBOXES INSPECTION | 3957290
3275 | 0045-UFO-QI-168-ETP DAF | GEARBOXES INSPECTION | 23 | 20 | 2 - Subj Inspection | 5050045BDC | #ERROR! | #ERROR! |  |  |  | Gearbox | QI | UFO | Inspect gearbox and motor | Noise | Vibration | Leak | 168 |  |  |  | JDE |  | UTILITIES | Route Created. Pending develop data | 0045-UFO-QI-168-ETP DAF GEARBOXES INSPECTION | 3957290
3285 | 0045-MEC-DD-168-ETP DAF RECIRC | PUMP DRIVE INSPECTION | 30 | 21 | 1C - Clean | 5050045BDEA | #ERROR! | #ERROR! | 5050045BDEB | #ERROR! | #ERROR! | Motor | DD | MEC | Clean motor case and ventilation fan |  |  |  | 168 |  |  |  | JDE | If applicable. Frequency must be confirmed with motor OEM | UTILITIES | Route Created. Pending develop data | 0045-MEC-DD-168-ETP DAF RECIRC PUMP DRIVE INSPECTION | 3957291
3286 | 0045-MEC-DD-168-ETP DAF RECIRC | PUMP DRIVE INSPECTION | 30 | 21 | 2 - Subj Inspection | 5050045BDEA | #ERROR! | #ERROR! | 5050045BDEB | #ERROR! | #ERROR! | Foundation | DD | MEC | Visual Inspection | Loose bolts | Cracked | Corrosion | 168 |  |  |  | JDE | If applicable. Frequency must be confirmed with motor OEM | UTILITIES | Route Created. Pending develop data | 0045-MEC-DD-168-ETP DAF RECIRC PUMP DRIVE INSPECTION | 3957291
3287 | 0045-MEC-DD-168-ETP DAF RECIRC | PUMP DRIVE INSPECTION | 30 | 21 | 2 - Subj Inspection | 5050045BDEA | #ERROR! | #ERROR! |  |  |  | Foundation | DD | MEC | Visual Inspection | Loose bolts | Cracked | Corrosion | 168 |  |  |  | JDE | If applicable. Frequency must be confirmed with motor OEM | UTILITIES | Route Created. Pending develop data | 0045-MEC-DD-168-ETP DAF RECIRC PUMP DRIVE INSPECTION | 3957291
3290 | 0045-MEC-DD-168-ETP DAF RECIRC | PUMP DRIVE INSPECTION | 30 | 21 | 2 - Subj Inspection | 5050045BDEA | #ERROR! | #ERROR! |  |  |  | Rotary Joint | DD | MEC | Inspect joint. Create an order to replace if damage found | Leak | Wear | Damaged | 168 |  |  |  | JDE |  | UTILITIES | Route Created. Pending develop data | 0045-MEC-DD-168-ETP DAF RECIRC PUMP DRIVE INSPECTION | 3957291
3301 | 0045-MEC-DD-168-ETP DAF RECIRC | PUMP DRIVE INSPECTION | 30 | 21 | 3 - Obj Inspection | 5050045BDEA | #ERROR! | #ERROR! |  |  |  | Belt | DD | MEC | Use tension gauge to measure belt tension. Report values and create an order to tension if required | Loose | Tension |  | 168 |  | Adjust tension so that there is no slippage or abnormal noise when the pump is running. The belt tension should be 47 Hz for a new belt or 38 Hz for a used belt. |  | JDE |  | UTILITIES | Route Created. Pending develop data | 0045-MEC-DD-168-ETP DAF RECIRC PUMP DRIVE INSPECTION | 3957291
3302 | 0045-MEC-DD-168-ETP DAF RECIRC | PUMP DRIVE INSPECTION | 30 | 21 | 2 - Subj Inspection | 5050045BDEA | #ERROR! | #ERROR! |  |  |  | Belt | DD | MEC | Visual Inspection of belt. If wear or damage is found, create an order to replace | Wear | Breakage |  | 168 |  |  |  | JDE |  | UTILITIES | Route Created. Pending develop data | 0045-MEC-DD-168-ETP DAF RECIRC PUMP DRIVE INSPECTION | 3957291
3303 | 0045-MEC-DD-168-ETP DAF RECIRC | PUMP DRIVE INSPECTION | 30 | 21 | 3 - Obj Inspection | 5050045BDEA | #ERROR! | #ERROR! |  |  |  | Pulleys | DD | MEC | Inspect Pulleys. Measure alignment and fly. | Misaligned |  |  | 168 |  |  |  | JDE |  | UTILITIES | Route Created. Pending develop data | 0045-MEC-DD-168-ETP DAF RECIRC PUMP DRIVE INSPECTION | 3957291
3304 | 0045-MEC-DD-168-ETP DAF RECIRC | PUMP DRIVE INSPECTION | 30 | 21 | 3 - Obj Inspection | 5050045BDEA | #ERROR! | #ERROR! |  |  |  | Pulleys | DD | MEC | Inspect Pulleys. Measure pulley wear (use pulley wear gauge). Create an order to replace pulleys is wear is found over acceptable limit. | Wear |  |  | 168 |  |  |  | JDE |  | UTILITIES | Route Created. Pending develop data | 0045-MEC-DD-168-ETP DAF RECIRC PUMP DRIVE INSPECTION | 3957291
3305 | 0045-MEC-DD-168-ETP DAF RECIRC | PUMP DRIVE INSPECTION | 30 | 21 | 2 - Subj Inspection | 5050045BDEA | #ERROR! | #ERROR! |  |  |  | Pulley hub | DD | MEC | Inspect hubs. Ensure torque in hub bolts are tightened to OEM specifications (use torque-meter and hub torque chart) | Wear | Play | Looseness | 168 |  |  |  | JDE |  | UTILITIES | Route Created. Pending develop data | 0045-MEC-DD-168-ETP DAF RECIRC PUMP DRIVE INSPECTION | 3957291
3306 | 0045-MEC-DD-168-ETP DAF RECIRC | PUMP DRIVE INSPECTION | 30 | 21 | 1C - Clean | 5050045BDEA | #ERROR! | #ERROR! |  |  |  | Pulleys | DD | MEC | Clean the pulley and belt guard from dust or grease |  |  |  | 168 |  |  |  | JDE |  | UTILITIES | Route Created. Pending develop data | 0045-MEC-DD-168-ETP DAF RECIRC PUMP DRIVE INSPECTION | 3957291
3346 | 0050-MEC-DD-168-COMPRESSOR 1 | SEMIANUAL SERVICE | 28 | 17 | 2 - Subj Inspection | 5050050A | #ERROR! | #ERROR! |  |  |  | Coupling | DD | MEC | Ensure that there is no play on the shaft and no wear on the part. | Wear | Looseness | Clearance/alignment failure | 168 |  |  |  | JDE |  | UTILITIES | Route Created. Pending develop data | 0050-MEC-DD-168-COMPRESSOR 1 SEMIANUAL SERVICE | 3957292
3347 | 0050-MEC-DD-168-COMPRESSOR 1 | SEMIANUAL SERVICE | 28 | 17 | 2 - Subj Inspection | 5050050A | #ERROR! | #ERROR! | 5050050AA | #ERROR! | #ERROR! | Motor | DD | MEC | Verify motor alignment | Misaligned |  |  | 168 |  |  |  | JDE |  | UTILITIES | Route Created. Pending develop data | 0050-MEC-DD-168-COMPRESSOR 1 SEMIANUAL SERVICE | 3957292
3351 | 0050-MEC-DD-168-COMPRESSOR 1 | SEMIANUAL SERVICE | 28 | 17 | 1L - Lubricate | 5050050A | #ERROR! | #ERROR! |  |  |  | Bypass Valve | DD | MEC | Lubricate piston seals |  |  |  | 168 |  |  |  | JDE |  | UTILITIES | Route Created. Pending develop data | 0050-MEC-DD-168-COMPRESSOR 1 SEMIANUAL SERVICE | 3957292
3353 | 0050-MEC-DD-168-COMPRESSOR 1 | SEMIANUAL SERVICE | 28 | 17 | 1R - Replace | 5050050A | #ERROR! | #ERROR! |  |  |  | Bypass Valve | DD | MEC | Inspect piston seals. Replace the seal kit if required | Wear | Damaged |  | 168 |  |  |  | JDE |  | UTILITIES | Route Created. Pending develop data | 0050-MEC-DD-168-COMPRESSOR 1 SEMIANUAL SERVICE | 3957292
3355 | 0050-MEC-DD-168-COMPRESSOR 1 | SEMIANUAL SERVICE | 28 | 17 | 1C - Clean | 5050050A | #ERROR! | #ERROR! |  |  |  | Intercoolers | DD | MEC | Clean and visually inspect general condition | Wear | Dirty |  | 168 |  |  |  | JDE |  | UTILITIES | Route Created. Pending develop data | 0050-MEC-DD-168-COMPRESSOR 1 SEMIANUAL SERVICE | 3957292
3356 | 0050-MEC-DD-168-COMPRESSOR 1 | SEMIANUAL SERVICE | 28 | 17 | 1C - Clean | 5050050A | #ERROR! | #ERROR! |  |  |  | Aftercoolers | DD | MEC | Clean and visually inspect general condition | Wear | Dirty |  | 168 |  |  |  | JDE |  | UTILITIES | Route Created. Pending develop data | 0050-MEC-DD-168-COMPRESSOR 1 SEMIANUAL SERVICE | 3957292
3357 | 0050-MEC-DD-168-COMPRESSOR 1 | SEMIANUAL SERVICE | 28 | 17 | 2 - Subj Inspection | 5050050A | #ERROR! | #ERROR! |  |  |  | Inlet guide vane | DD | MEC | Visually inspect general condition | Wear | Malfunction |  | 168 |  |  |  | JDE |  | UTILITIES | Route Created. Pending develop data | 0050-MEC-DD-168-COMPRESSOR 1 SEMIANUAL SERVICE | 3957292
3358 | 0050-MEC-DD-168-COMPRESSOR 1 | SEMIANUAL SERVICE | 28 | 17 | 1L - Lubricate | 5050050A | #ERROR! | #ERROR! |  |  |  | Inlet guide vane actuator | DD | MEC | Lubricate the drive screw | Lack of lubricant |  |  | 168 |  |  |  | JDE |  | UTILITIES | Route Created. Pending develop data | 0050-MEC-DD-168-COMPRESSOR 1 SEMIANUAL SERVICE | 3957292
3359 | 0050-ELE-DD-168-COMPRESSOR 1 | ELECTRIC SEMIANNUAL SERVICE | 28 | 27 | 2 - Subj Inspection | 5050050A | #ERROR! | #ERROR! |  |  |  | Discharge Valves | DD | E&I | visually inspect general condition | Wear | Noise | Leak | 168 |  |  |  | JDE |  | UTILITIES | Route Created. Pending develop data | 0050-ELE-DD-168-COMPRESSOR 1 ELECTRIC SEMIANNUAL SERVICE | 3957293
3361 | 0050-ELE-DD-168-COMPRESSOR 1 | ELECTRIC SEMIANNUAL SERVICE | 28 | 27 | 2 - Subj Inspection | 5050050A | #ERROR! | #ERROR! |  |  |  | Dischare air check valve | IRD | E&I | Visually inspect general condition | Wear | Noise | Leak | 168 |  |  |  | JDE |  | UTILITIES | Route Created. Pending develop data | 0050-ELE-DD-168-COMPRESSOR 1 ELECTRIC SEMIANNUAL SERVICE | 3957293
3362 | 0050-ELE-DD-168-COMPRESSOR 1 | ELECTRIC SEMIANNUAL SERVICE | 28 | 27 | 4 - Cond Monitoring | 5050050A | #ERROR! | #ERROR! | 5050050V | #ERROR! | #ERROR! | Vibration monitoring system | DD | E&I | Verify vibration gap voltage |  |  |  | 168 |  |  |  | JDE |  | UTILITIES | Route Created. Pending develop data | 0050-ELE-DD-168-COMPRESSOR 1 ELECTRIC SEMIANNUAL SERVICE | 3957293
3363 | 0050-ELE-DD-168-COMPRESSOR 1 | ELECTRIC SEMIANNUAL SERVICE | 28 | 27 | 1A - Adjust | 5050050A | #ERROR! | #ERROR! |  |  |  | E-Stop circuit | QI | E&I | Test E-stop circuit | Non-functional |  |  | 168 |  |  |  | JDE |  | UTILITIES | Route Created. Pending develop data | 0050-ELE-DD-168-COMPRESSOR 1 ELECTRIC SEMIANNUAL SERVICE | 3957293
3378 | 0050-ELE-DD-168-COMPRESSOR 1 | ELECTRIC SEMIANNUAL SERVICE | 28 | 27 | 2 - Subj Inspection | 5050050A | #ERROR! | #ERROR! | 5050050V | #ERROR! | #ERROR! | Control Panel | IRD | E&I | Verify proper control panel setup | Out of Adjustment |  |  | 168 |  |  |  | JDE |  | UTILITIES | Route Created. Pending develop data | 0050-ELE-DD-168-COMPRESSOR 1 ELECTRIC SEMIANNUAL SERVICE | 3957293
3396 | 0050-UFO-DD-168-AIR DRYER 1 | FILTER CHANGE | 27 | 13 | 1R - Replace | 5050050D | #ERROR! | #ERROR! |  |  |  | Pre-filter | DD | UFO | Replace cartridge |  |  |  | 168 |  |  |  | JDE |  | UTILITIES | Route Created. Pending develop data | 0050-UFO-DD-168-AIR DRYER 1 FILTER CHANGE | 3957294
3397 | 0050-UFO-DD-168-AIR DRYER 1 | FILTER CHANGE | 27 | 13 | 1R - Replace | 5050050D | #ERROR! | #ERROR! |  |  |  | Post-filter | DD | UFO | Replace cartridge |  |  |  | 168 |  |  |  | JDE |  | UTILITIES | Route Created. Pending develop data | 0050-UFO-DD-168-AIR DRYER 1 FILTER CHANGE | 3957294
3403 | 0050-ELE-DD-168-AIR DRYER 1 | CHECK PRESSURE SWITCH VALVE | 28 | 27 | 2 - Subj Inspection | 5050050D | #ERROR! | #ERROR! |  |  |  | Pressure Switch valve | DD | E&I | Visually inspect the pressure switch valve and adjust if needed. | Out of Adjustment |  |  | 168 |  |  |  | JDE |  | UTILITIES | Route Created. Pending develop data | 0050-ELE-DD-168-AIR DRYER 1 CHECK PRESSURE SWITCH VALVE | 3957295
2186 | 0828-MEC-IRD-168-LINE 1 BALER | SEMIANNUAL INSPECTION | 29 | 21 | 2 - Subj Inspection | 010082827 | #ERROR! | #ERROR! |  |  |  | Access Cover Gaskets | DD | MEC | Visually inspect general condition and Create an order to replace if needed | Leak | Wear |  | 168 |  | Check section 19.6 of Original Instructions Service, Operation, and Training Manual for the gasket replacement procedure. |  | JDE |  | BROKE AND CORE | Route Created. Pending develop data | 0828-MEC-IRD-168-LINE 1 BALER SEMIANNUAL INSPECTION | 3957296
2203 | 0828-MEC-IRD-168-LINE 1 BALER | SEMIANNUAL INSPECTION | 29 | 21 | 2 - Subj Inspection | 010082827 | #ERROR! | #ERROR! |  |  |  | Nuts and bolts | DD | MEC | Visually inspect general condition and tighten if needed | Looseness | Wear |  | 168 |  |  |  | JDE |  | BROKE AND CORE | Route Created. Pending develop data | 0828-MEC-IRD-168-LINE 1 BALER SEMIANNUAL INSPECTION | 3957296
3491 | 0050-MEC-DD-168-COMPRESSOR 2 | SEMIANUAL SERVICE | 28 | 17 | 1L - Lubricate | 5050050B | #ERROR! | #ERROR! |  |  |  | Bypass Valve | DD | MEC | Lubricate piston seals |  |  |  | 168 |  |  |  | JDE |  | UTILITIES | Route Created. Pending develop data | 0050-MEC-DD-168-COMPRESSOR 2 SEMIANUAL SERVICE | 3957297
3492 | 0050-MEC-DD-168-COMPRESSOR 2 | SEMIANUAL SERVICE | 28 | 17 | 1R - Replace | 5050050B | #ERROR! | #ERROR! |  |  |  | Bypass Valve | DD | MEC | Inspect piston seals. Replace the seal kit if required | Wear | Damaged |  | 168 |  |  |  | JDE |  | UTILITIES | Route Created. Pending develop data | 0050-MEC-DD-168-COMPRESSOR 2 SEMIANUAL SERVICE | 3957297
3498 | 0050-MEC-DD-168-COMPRESSOR 2 | SEMIANUAL SERVICE | 28 | 17 | 2 - Subj Inspection | 5050050B | #ERROR! | #ERROR! |  |  |  | Coupling | DD | MEC | Ensure that there is no play on the shaft and no wear on the part. | Wear | Looseness | Clearance/alignment failure | 168 |  |  |  | JDE |  | UTILITIES | Route Created. Pending develop data | 0050-MEC-DD-168-COMPRESSOR 2 SEMIANUAL SERVICE | 3957297
3499 | 0050-MEC-DD-168-COMPRESSOR 2 | SEMIANUAL SERVICE | 28 | 17 | 2 - Subj Inspection | 5050050B | #ERROR! | #ERROR! | 5050050BA | #ERROR! | #ERROR! | Motor | DD | MEC | Verify motor alignment | Misaligned |  |  | 168 |  |  |  | JDE |  | UTILITIES | Route Created. Pending develop data | 0050-MEC-DD-168-COMPRESSOR 2 SEMIANUAL SERVICE | 3957297
3504 | 0050-MEC-DD-168-COMPRESSOR 2 | SEMIANUAL SERVICE | 28 | 17 | 1C - Clean | 5050050B | #ERROR! | #ERROR! |  |  |  | Intercoolers | DD | MEC | Clean and visually inspect general condition | Wear | Dirty |  | 168 |  |  |  | JDE |  | UTILITIES | Route Created. Pending develop data | 0050-MEC-DD-168-COMPRESSOR 2 SEMIANUAL SERVICE | 3957297
3505 | 0050-MEC-DD-168-COMPRESSOR 2 | SEMIANUAL SERVICE | 28 | 17 | 1C - Clean | 5050050B | #ERROR! | #ERROR! |  |  |  | Aftercoolers | DD | MEC | Clean and visually inspect general condition | Wear | Dirty |  | 168 |  |  |  | JDE |  | UTILITIES | Route Created. Pending develop data | 0050-MEC-DD-168-COMPRESSOR 2 SEMIANUAL SERVICE | 3957297
3506 | 0050-MEC-DD-168-COMPRESSOR 2 | SEMIANUAL SERVICE | 28 | 17 | 2 - Subj Inspection | 5050050B | #ERROR! | #ERROR! |  |  |  | Inlet guide vane | DD | MEC | Visually inspect general condition | Wear | Malfunction |  | 168 |  |  |  | JDE |  | UTILITIES | Route Created. Pending develop data | 0050-MEC-DD-168-COMPRESSOR 2 SEMIANUAL SERVICE | 3957297
3507 | 0050-MEC-DD-168-COMPRESSOR 2 | SEMIANUAL SERVICE | 28 | 17 | 1L - Lubricate | 5050050B | #ERROR! | #ERROR! |  |  |  | Inlet guide vane actuator | DD | MEC | Lubricate the drive screw | Lack of lubricant |  |  | 168 |  |  |  | JDE |  | UTILITIES | Route Created. Pending develop data | 0050-MEC-DD-168-COMPRESSOR 2 SEMIANUAL SERVICE | 3957297
3510 | 0050-ELE-DD-168-COMPRESSOR 2 | ELECTRIC SEMIANNUAL SERVICE | 28 | 27 | 4 - Cond Monitoring | 5050050B | #ERROR! | #ERROR! | 5050050W | #ERROR! | #ERROR! | Vibration monitoring system | DD | E&I | Verify vibration gap voltage |  |  |  | 168 |  |  |  | JDE |  | UTILITIES | Route Created. Pending develop data | 0050-ELE-DD-168-COMPRESSOR 2 ELECTRIC SEMIANNUAL SERVICE | 3957298
3511 | 0050-ELE-DD-168-COMPRESSOR 2 | ELECTRIC SEMIANNUAL SERVICE | 28 | 27 | 1A - Adjust | 5050050B | #ERROR! | #ERROR! |  |  |  | E-Stop circuit | QI | E&I | Test E-stop circuit | Non-functional |  |  | 168 |  |  |  | JDE |  | UTILITIES | Route Created. Pending develop data | 0050-ELE-DD-168-COMPRESSOR 2 ELECTRIC SEMIANNUAL SERVICE | 3957298
3526 | 0050-ELE-DD-168-COMPRESSOR 2 | ELECTRIC SEMIANNUAL SERVICE | 28 | 27 | 2 - Subj Inspection | 5050050B | #ERROR! | #ERROR! | 5050050W | #ERROR! | #ERROR! | Control Panel | IRD | E&I | Verify proper control panel setup | Out of Adjustment |  |  | 168 |  |  |  | JDE |  | UTILITIES | Route Created. Pending develop data | 0050-ELE-DD-168-COMPRESSOR 2 ELECTRIC SEMIANNUAL SERVICE | 3957298
3531 | 0050-ELE-DD-168-COMPRESSOR 2 | ELECTRIC SEMIANNUAL SERVICE | 28 | 27 | 2 - Subj Inspection | 5050050B | #ERROR! | #ERROR! |  |  |  | Dischare air check valve | IRD | E&I | Visually inspect general condition | Wear | Noise | Leak | 168 |  |  |  | JDE |  | UTILITIES | Route Created. Pending develop data | 0050-ELE-DD-168-COMPRESSOR 2 ELECTRIC SEMIANNUAL SERVICE | 3957298
3535 | 0050-ELE-DD-168-COMPRESSOR 2 | ELECTRIC SEMIANNUAL SERVICE | 28 | 27 | 2 - Subj Inspection | 5050050B | #ERROR! | #ERROR! |  |  |  | Discharge Valves | DD | E&I | visually inspect general condition | Wear | Noise | Leak | 168 |  |  |  | JDE |  | UTILITIES | Route Created. Pending develop data | 0050-ELE-DD-168-COMPRESSOR 2 ELECTRIC SEMIANNUAL SERVICE | 3957298
3559 | 0050-MEC-DD-168-COMPRESSOR 3 | SEMIANUAL SERVICE | 28 | 17 | 1L - Lubricate | 5050050C | #ERROR! | #ERROR! |  |  |  | Bypass Valve | DD | MEC | Lubricate piston seals |  |  |  | 168 |  |  |  | JDE |  | UTILITIES | Route Created. Pending develop data | 0050-MEC-DD-168-COMPRESSOR 3 SEMIANUAL SERVICE | 3957299
3560 | 0050-MEC-DD-168-COMPRESSOR 3 | SEMIANUAL SERVICE | 28 | 17 | 1R - Replace | 5050050C | #ERROR! | #ERROR! |  |  |  | Bypass Valve | DD | MEC | Inspect piston seals. Replace the seal kit if required | Wear | Damaged |  | 168 |  |  |  | JDE |  | UTILITIES | Route Created. Pending develop data | 0050-MEC-DD-168-COMPRESSOR 3 SEMIANUAL SERVICE | 3957299
3566 | 0050-MEC-DD-168-COMPRESSOR 3 | SEMIANUAL SERVICE | 28 | 17 | 2 - Subj Inspection | 5050050C | #ERROR! | #ERROR! |  |  |  | Coupling | DD | MEC | Ensure that there is no play on the shaft and no wear on the part. | Wear | Looseness | Clearance/alignment failure | 168 |  |  |  | JDE |  | UTILITIES | Route Created. Pending develop data | 0050-MEC-DD-168-COMPRESSOR 3 SEMIANUAL SERVICE | 3957299
3567 | 0050-MEC-DD-168-COMPRESSOR 3 | SEMIANUAL SERVICE | 28 | 17 | 2 - Subj Inspection | 5050050C | #ERROR! | #ERROR! | 5050050CA | #ERROR! | #ERROR! | Motor | DD | MEC | Verify motor alignment | Misaligned |  |  | 168 |  |  |  | JDE |  | UTILITIES | Route Created. Pending develop data | 0050-MEC-DD-168-COMPRESSOR 3 SEMIANUAL SERVICE | 3957299
3572 | 0050-MEC-DD-168-COMPRESSOR 3 | SEMIANUAL SERVICE | 28 | 17 | 1C - Clean | 5050050C | #ERROR! | #ERROR! |  |  |  | Intercoolers | DD | MEC | Clean and visually inspect general condition | Wear | Dirty |  | 168 |  |  |  | JDE |  | UTILITIES | Route Created. Pending develop data | 0050-MEC-DD-168-COMPRESSOR 3 SEMIANUAL SERVICE | 3957299
3573 | 0050-MEC-DD-168-COMPRESSOR 3 | SEMIANUAL SERVICE | 28 | 17 | 1C - Clean | 5050050C | #ERROR! | #ERROR! |  |  |  | Aftercoolers | DD | MEC | Clean and visually inspect general condition | Wear | Dirty |  | 168 |  |  |  | JDE |  | UTILITIES | Route Created. Pending develop data | 0050-MEC-DD-168-COMPRESSOR 3 SEMIANUAL SERVICE | 3957299
3574 | 0050-MEC-DD-168-COMPRESSOR 3 | SEMIANUAL SERVICE | 28 | 17 | 2 - Subj Inspection | 5050050C | #ERROR! | #ERROR! |  |  |  | Inlet guide vane | DD | MEC | Visually inspect general condition | Wear | Malfunction |  | 168 |  |  |  | JDE |  | UTILITIES | Route Created. Pending develop data | 0050-MEC-DD-168-COMPRESSOR 3 SEMIANUAL SERVICE | 3957299
3575 | 0050-MEC-DD-168-COMPRESSOR 3 | SEMIANUAL SERVICE | 28 | 17 | 1L - Lubricate | 5050050C | #ERROR! | #ERROR! |  |  |  | Inlet guide vane actuator | DD | MEC | Lubricate the drive screw | Lack of lubricant |  |  | 168 |  |  |  | JDE |  | UTILITIES | Route Created. Pending develop data | 0050-MEC-DD-168-COMPRESSOR 3 SEMIANUAL SERVICE | 3957299
3578 | 0050-ELE-DD-168-COMPRESSOR 3 | ELECTRIC SEMIANNUAL SERVICE | 28 | 27 | 4 - Cond Monitoring | 5050050C | #ERROR! | #ERROR! | 5050050X | #ERROR! | #ERROR! | Vibration monitoring system | DD | E&I | Verify vibration gap voltage |  |  |  | 168 |  |  |  | JDE |  | UTILITIES | Route Created. Pending develop data | 0050-ELE-DD-168-COMPRESSOR 3 ELECTRIC SEMIANNUAL SERVICE | 3957300
3579 | 0050-ELE-DD-168-COMPRESSOR 3 | ELECTRIC SEMIANNUAL SERVICE | 28 | 27 | 1A - Adjust | 5050050C | #ERROR! | #ERROR! |  |  |  | E-Stop circuit | QI | E&I | Test E-stop circuit | Non-functional |  |  | 168 |  |  |  | JDE |  | UTILITIES | Route Created. Pending develop data | 0050-ELE-DD-168-COMPRESSOR 3 ELECTRIC SEMIANNUAL SERVICE | 3957300
3594 | 0050-ELE-DD-168-COMPRESSOR 3 | ELECTRIC SEMIANNUAL SERVICE | 28 | 27 | 2 - Subj Inspection | 5050050C | #ERROR! | #ERROR! | 5050050X | #ERROR! | #ERROR! | Control Panel | IRD | E&I | Verify proper control panel setup | Out of Adjustment |  |  | 168 |  |  |  | JDE |  | UTILITIES | Route Created. Pending develop data | 0050-ELE-DD-168-COMPRESSOR 3 ELECTRIC SEMIANNUAL SERVICE | 3957300
3599 | 0050-ELE-DD-168-COMPRESSOR 3 | ELECTRIC SEMIANNUAL SERVICE | 28 | 27 | 2 - Subj Inspection | 5050050C | #ERROR! | #ERROR! |  |  |  | Dischare air check valve | IRD | E&I | Visually inspect general condition | Wear | Noise | Leak | 168 |  |  |  | JDE |  | UTILITIES | Route Created. Pending develop data | 0050-ELE-DD-168-COMPRESSOR 3 ELECTRIC SEMIANNUAL SERVICE | 3957300
3603 | 0050-ELE-DD-168-COMPRESSOR 3 | ELECTRIC SEMIANNUAL SERVICE | 28 | 27 | 2 - Subj Inspection | 5050050C | #ERROR! | #ERROR! |  |  |  | Discharge Valves | DD | E&I | visually inspect general condition | Wear | Noise | Leak | 168 |  |  |  | JDE |  | UTILITIES | Route Created. Pending develop data | 0050-ELE-DD-168-COMPRESSOR 3 ELECTRIC SEMIANNUAL SERVICE | 3957300
3617 | 0050-UFO-DD-168-AIR DRYER 2 | FILTER CHANGE | 27 | 13 | 1R - Replace | 5050050E | #ERROR! | #ERROR! |  |  |  | Pre-filter | DD | UFO | Replace cartridge |  |  |  | 168 |  |  |  | JDE |  | UTILITIES | Route Created. Pending develop data | 0050-UFO-DD-168-AIR DRYER 2 FILTER CHANGE | 4660000
3618 | 0050-UFO-DD-168-AIR DRYER 2 | FILTER CHANGE | 27 | 13 | 1R - Replace | 5050050E | #ERROR! | #ERROR! |  |  |  | Post-filter | DD | UFO | Replace cartridge |  |  |  | 168 |  |  |  | JDE |  | UTILITIES | Route Created. Pending develop data | 0050-UFO-DD-168-AIR DRYER 2 FILTER CHANGE | 4660000
3624 | 0050-ELE-DD-168-AIR DRYER 2 | CHECK PRESSURE SWITCH VALVE | 27 | 27 | 2 - Subj Inspection | 5050050E | #ERROR! | #ERROR! |  |  |  | Pressure Switch valve | DD | E&I | Visually inspect the pressure switch valve and adjust if needed. | Out of Adjustment |  |  | 168 |  |  |  | JDE |  | UTILITIES | Route Created. Pending develop data | 0050-ELE-DD-168-AIR DRYER 2 CHECK PRESSURE SWITCH VALVE | 4660001
3657 | 0050-UFO-DD-168-AIR DRYER 3 | FILTER CHANGE | 27 | 13 | 1R - Replace | 5050050F | #ERROR! | #ERROR! |  |  |  | Pre-filter | DD | UFO | Replace cartridge |  |  |  | 168 |  |  |  | JDE |  | UTILITIES | Route Created. Pending develop data | 0050-UFO-DD-168-AIR DRYER 3 FILTER CHANGE | 4660002
3658 | 0050-UFO-DD-168-AIR DRYER 3 | FILTER CHANGE | 27 | 13 | 1R - Replace | 5050050F | #ERROR! | #ERROR! |  |  |  | Post-filter | DD | UFO | Replace cartridge |  |  |  | 168 |  |  |  | JDE |  | UTILITIES | Route Created. Pending develop data | 0050-UFO-DD-168-AIR DRYER 3 FILTER CHANGE | 4660002
3664 | 0050-ELE-DD-168-AIR DRYER 3 | CHECK PRESSURE SWITCH VALVE | 27 | 27 | 2 - Subj Inspection | 5050050F | #ERROR! | #ERROR! |  |  |  | Pressure Switch valve | DD | E&I | Visually inspect the pressure switch valve and adjust if needed. | Out of Adjustment |  |  | 168 |  |  |  | JDE |  | UTILITIES | Route Created. Pending develop data | 0050-ELE-DD-168-AIR DRYER 3 CHECK PRESSURE SWITCH VALVE | 4660003
2300 | 0828-MEC-IRD-168-LINE 2 BALER | SEMIANNUAL INSPECTION | 29 | 21 | 2 - Subj Inspection | 010082828 | #ERROR! | #ERROR! |  |  |  | Access Cover Gaskets | DD | MEC | Visually inspect general condition and Create an order to replace if needed | Leak | Wear |  | 168 |  | Check section 19.6 of Original Instructions Service, Operation, and Training Manual for the gasket replacement procedure. |  | JDE |  | BROKE AND CORE | Route Created. Pending develop data | 0828-MEC-IRD-168-LINE 2 BALER SEMIANNUAL INSPECTION | 4660004
2303 | 0828-MEC-IRD-168-LINE 2 BALER | SEMIANNUAL INSPECTION | 29 | 21 | 2 - Subj Inspection | 010082828 | #ERROR! | #ERROR! |  |  |  | Nuts and bolts | DD | MEC | Visually inspect general condition and tighten if needed | Looseness | Wear |  | 168 |  |  |  | JDE |  | BROKE AND CORE | Route Created. Pending develop data | 0828-MEC-IRD-168-LINE 2 BALER SEMIANNUAL INSPECTION | 4660004
2413 | 0828-MEC-IRD-168-BIN TIPPER | DSCHRG CONV SEMIANNUAL INSPECT | 27 | 30 | 2 - Subj Inspection | 0100828H | #ERROR! | #ERROR! |  |  |  | Gearbox | IRD | MEC | Perform visual inspection and clean surface | Leaks | Noise | Loose bolts | 168 |  |  |  | JDE |  | BROKE AND CORE | Route Created. Pending develop data | 0828-MEC-IRD-168-BIN TIPPER DSCHRG CONV SEMIANNUAL INSPECT | 4660005
2428 | 0828-MEC-IRD-168-BIN TIPPER | DSCHRG CONV SEMIANNUAL INSPECT | 27 | 30 | 2 - Subj Inspection | 0100828H | #ERROR! | #ERROR! |  |  |  | Drive chain | DD | MEC | Visually inspect general condition | Wear | Elongated |  | 168 |  |  |  | JDE |  | BROKE AND CORE | Route Created. Pending develop data | 0828-MEC-IRD-168-BIN TIPPER DSCHRG CONV SEMIANNUAL INSPECT | 4660005
2444 | 0828-MEC-IRD-168-TIPPER | GUILLOTINE HPU SEMIANNUAL | 23 | 25 | 2 - Subj Inspection | 0100828J | #ERROR! | #ERROR! |  |  |  | Motor | DD | MEC | Visually inspect general condition | Wear | Noise | Vibration | 168 |  |  |  | JDE |  | BROKE AND CORE | Route Created. Pending develop data | 0828-MEC-IRD-168-TIPPER GUILLOTINE HPU SEMIANNUAL | 4660006
2448 | 0828-MEC-IRD-168-TIPPER | GUILLOTINE HPU SEMIANNUAL | 23 | 25 | 2 - Subj Inspection | 0100828J | #ERROR! | #ERROR! |  |  |  | Couplings | DD | MEC | Ensure that there is no play on the shaft and no wear on the part. | Wear | Looseness | Clearance/alignment failure | 168 |  | Motor Shaft Coupling Pump shaft coupling |  | JDE |  | BROKE AND CORE | Route Created. Pending develop data | 0828-MEC-IRD-168-TIPPER GUILLOTINE HPU SEMIANNUAL | 4660006
2449 | 0828-MEC-IRD-168-TIPPER | GUILLOTINE HPU SEMIANNUAL | 23 | 25 | 2 - Subj Inspection | 0100828J | #ERROR! | #ERROR! |  |  |  | Couplings | DD | MEC | Visually inspect general condition | Wear | Vibration | Alignment | 168 |  | Motor Shaft Coupling Pump shaft coupling |  | JDE |  | BROKE AND CORE | Route Created. Pending develop data | 0828-MEC-IRD-168-TIPPER GUILLOTINE HPU SEMIANNUAL | 4660006
3853 | 0045-MEC-DD-168-SCREW PRESS | DISCHARGE CONV DRIVE ADJUST | 27 | 27 | 3 - Obj Inspection | 5050045AL | #ERROR! | #ERROR! |  |  |  | Belt | DD | MEC | Use tension gauge to measure belt tension. Report values and create an order to tension if required. | Loose | Tension |  | 168 |  |  |  | JDE |  | UTILITIES | Route Created. Pending develop data | 0045-MEC-DD-168-SCREW PRESS DISCHARGE CONV DRIVE ADJUST | 4660007
3854 | 0045-MEC-DD-168-SCREW PRESS | DISCHARGE CONV DRIVE ADJUST | 27 | 27 | 2 - Subj Inspection | 5050045AL | #ERROR! | #ERROR! |  |  |  | Torque Arm connection | DD | MEC | Check torque arm connection for shaft mount reducer. | Play | Looseness |  | 168 |  |  |  | JDE |  | UTILITIES | Route Created. Pending develop data | 0045-MEC-DD-168-SCREW PRESS DISCHARGE CONV DRIVE ADJUST | 4660007
3856 | 0045-MEC-DD-168-SCREW PRESS | DISCHARGE CONV DRIVE ADJUST | 27 | 27 | 3 - Obj Inspection | 5050045AL | #ERROR! | #ERROR! |  |  |  | Pulleys | DD | MEC | Inspect Pulleys. Measure alignment and fly. | Misaligned |  |  | 168 |  |  |  | JDE |  | UTILITIES | Route Created. Pending develop data | 0045-MEC-DD-168-SCREW PRESS DISCHARGE CONV DRIVE ADJUST | 4660007
3857 | 0045-MEC-DD-168-SCREW PRESS | DISCHARGE CONV DRIVE ADJUST | 27 | 27 | 3 - Obj Inspection | 5050045AL | #ERROR! | #ERROR! |  |  |  | Pulleys | DD | MEC | Inspect Pulleys. Measure pulley wear (use pulley wear gauge). Create an order to replace pulleys if wear is found over acceptable limits. | Wear |  |  | 168 |  |  |  | JDE |  | UTILITIES | Route Created. Pending develop data | 0045-MEC-DD-168-SCREW PRESS DISCHARGE CONV DRIVE ADJUST | 4660007
3858 | 0045-MEC-DD-168-SCREW PRESS | DISCHARGE CONV DRIVE ADJUST | 27 | 27 | 2 - Subj Inspection | 5050045AL | #ERROR! | #ERROR! |  |  |  | Pulley hub | DD | MEC | Inspect hubs. Ensure torque in hub bolts are tightened to OEM specifications (use torque-meter and hub torque chart). | Wear | Play | Looseness | 168 |  |  |  | JDE |  | UTILITIES | Route Created. Pending develop data | 0045-MEC-DD-168-SCREW PRESS DISCHARGE CONV DRIVE ADJUST | 4660007
3859 | 0045-MEC-DD-168-SCREW PRESS | DISCHARGE CONV DRIVE ADJUST | 27 | 27 | 1C - Clean | 5050045AL | #ERROR! | #ERROR! |  |  |  | Pulleys | DD | MEC | Clean the pulley and belt guard from dust or grease. |  |  |  | 168 |  |  |  | JDE |  | UTILITIES | Route Created. Pending develop data | 0045-MEC-DD-168-SCREW PRESS DISCHARGE CONV DRIVE ADJUST | 4660007
3860 | 0045-MEC-DD-168-SCREW PRESS | DISCHARGE CONV DRIVE ADJUST | 27 | 27 | 2 - Subj Inspection | 5050045AL | #ERROR! | #ERROR! |  |  |  | Belt | DD | MEC | Visual Inspection of belt. If wear or damage is found, create an order to replace. | Wear | Breakage |  | 168 |  |  |  | JDE |  | UTILITIES | Route Created. Pending develop data | 0045-MEC-DD-168-SCREW PRESS DISCHARGE CONV DRIVE ADJUST | 4660007
3861 | 0045-MEC-DD-168-SCREW PRESS | DISCHARGE CONV DRIVE ADJUST | 27 | 27 | 2 - Subj Inspection | 5050045AL | #ERROR! | #ERROR! |  |  |  | Screw | DD | MEC | Visually inspect general condition | Wear | Loose bolts |  | 168 |  |  |  | JDE |  | UTILITIES | Route Created. Pending develop data | 0045-MEC-DD-168-SCREW PRESS DISCHARGE CONV DRIVE ADJUST | 4660007
3862 | 0045-ELE-DD-168-SLUDGE CONV | ZERO SPEED SWITCH TEST | 27 | 22 | 1A - Adjust | 5050045AL | #ERROR! | #ERROR! |  |  |  | Zero speed switch | DD | E&I | Test the switch. Create an order to replace if needed. | Dysfunction | Blocked |  | 168 |  |  |  | JDE |  | UTILITIES | Route Created. Pending develop data | 0045-ELE-DD-168-SLUDGE CONV ZERO SPEED SWITCH TEST | 4660008
3887 | 0045-ELE-DD-168-SLUDGE CONV | ZERO SPEED SWITCH TEST | 27 | 22 | 1A - Adjust | 5050045AJ | #ERROR! | #ERROR! |  |  |  | Zero speed switch | DD | E&I | Test the switch. Create an order to replace if needed. | Dysfunction | Blocked |  | 168 |  |  |  | JDE |  | UTILITIES | Route Created. Pending develop data | 0045-ELE-DD-168-SLUDGE CONV ZERO SPEED SWITCH TEST | 4660008
3912 | 0045-ELE-DD-168-SLUDGE CONV | ZERO SPEED SWITCH TEST | 27 | 22 | 1A - Adjust | 5050045AK | #ERROR! | #ERROR! |  |  |  | Zero speed switch | DD | E&I | Test the switch. Create an order to replace if needed. | Dysfunction | Blocked |  | 168 |  |  |  | JDE |  | UTILITIES | Route Created. Pending develop data | 0045-ELE-DD-168-SLUDGE CONV ZERO SPEED SWITCH TEST | 4660008
3878 | 0045-MEC-DD-168-BIN DIST CONV1 | GEARBOX DRIVE ADJUST | 30 | 20 | 3 - Obj Inspection | 5050045AJ | #ERROR! | #ERROR! |  |  |  | Belt | DD | MEC | Use tension gauge to measure belt tension. Report values and create an order to tension if required. | Loose | Tension |  | 168 |  |  |  | JDE |  | UTILITIES | Route Created. Pending develop data | 0045-MEC-DD-168-BIN DIST CONV1 GEARBOX DRIVE ADJUST | 4660009
3879 | 0045-MEC-DD-168-BIN DIST CONV1 | GEARBOX DRIVE ADJUST | 30 | 20 | 2 - Subj Inspection | 5050045AJ | #ERROR! | #ERROR! |  |  |  | Torque Arm connection | DD | MEC | Check torque arm connection for shaft mount reducer. | Play | Looseness |  | 168 |  |  |  | JDE |  | UTILITIES | Route Created. Pending develop data | 0045-MEC-DD-168-BIN DIST CONV1 GEARBOX DRIVE ADJUST | 4660009
3881 | 0045-MEC-DD-168-BIN DIST CONV1 | GEARBOX DRIVE ADJUST | 30 | 20 | 3 - Obj Inspection | 5050045AJ | #ERROR! | #ERROR! |  |  |  | Pulleys | DD | MEC | Inspect Pulleys. Measure alignment and fly. | Misaligned |  |  | 168 |  |  |  | JDE |  | UTILITIES | Route Created. Pending develop data | 0045-MEC-DD-168-BIN DIST CONV1 GEARBOX DRIVE ADJUST | 4660009
3882 | 0045-MEC-DD-168-BIN DIST CONV1 | GEARBOX DRIVE ADJUST | 30 | 20 | 3 - Obj Inspection | 5050045AJ | #ERROR! | #ERROR! |  |  |  | Pulleys | DD | MEC | Inspect Pulleys. Measure pulley wear (use pulley wear gauge). Create an order to replace pulleys if wear is found over acceptable limits. | Wear |  |  | 168 |  |  |  | JDE |  | UTILITIES | Route Created. Pending develop data | 0045-MEC-DD-168-BIN DIST CONV1 GEARBOX DRIVE ADJUST | 4660009
3883 | 0045-MEC-DD-168-BIN DIST CONV1 | GEARBOX DRIVE ADJUST | 30 | 20 | 2 - Subj Inspection | 5050045AJ | #ERROR! | #ERROR! |  |  |  | Pulley hub | DD | MEC | Inspect hubs. Ensure torque in hub bolts are tightened to OEM specifications (use torque-meter and hub torque chart). | Wear | Play | Looseness | 168 |  |  |  | JDE |  | UTILITIES | Route Created. Pending develop data | 0045-MEC-DD-168-BIN DIST CONV1 GEARBOX DRIVE ADJUST | 4660009
3884 | 0045-MEC-DD-168-BIN DIST CONV1 | GEARBOX DRIVE ADJUST | 30 | 20 | 1C - Clean | 5050045AJ | #ERROR! | #ERROR! |  |  |  | Pulleys | DD | MEC | Clean the pulley and belt guard from dust or grease. |  |  |  | 168 |  |  |  | JDE |  | UTILITIES | Route Created. Pending develop data | 0045-MEC-DD-168-BIN DIST CONV1 GEARBOX DRIVE ADJUST | 4660009
3885 | 0045-MEC-DD-168-BIN DIST CONV1 | GEARBOX DRIVE ADJUST | 30 | 20 | 2 - Subj Inspection | 5050045AJ | #ERROR! | #ERROR! |  |  |  | Belt | DD | MEC | Visual Inspection of belt. If wear or damage is found, create an order to replace. | Wear | Breakage |  | 168 |  |  |  | JDE |  | UTILITIES | Route Created. Pending develop data | 0045-MEC-DD-168-BIN DIST CONV1 GEARBOX DRIVE ADJUST | 4660009
3886 | 0045-MEC-DD-168-BIN DIST CONV1 | GEARBOX DRIVE ADJUST | 30 | 20 | 2 - Subj Inspection | 5050045AJ | #ERROR! | #ERROR! |  |  |  | Screw | DD | MEC | Visually inspect general condition | Wear | Loose bolts |  | 168 |  |  |  | JDE |  | UTILITIES | Route Created. Pending develop data | 0045-MEC-DD-168-BIN DIST CONV1 GEARBOX DRIVE ADJUST | 4660009
3903 | 0045-MEC-DD-168-BIN DIST CONV2 | GEARBOX DRIVE ADJUST | 30 | 20 | 3 - Obj Inspection | 5050045AK | #ERROR! | #ERROR! |  |  |  | Belt | DD | MEC | Use tension gauge to measure belt tension. Report values and create an order to tension if required. | Loose | Tension |  | 168 |  |  |  | JDE |  | UTILITIES | Route Created. Pending develop data | 0045-MEC-DD-168-BIN DIST CONV2 GEARBOX DRIVE ADJUST | 4660010
3904 | 0045-MEC-DD-168-BIN DIST CONV2 | GEARBOX DRIVE ADJUST | 30 | 20 | 2 - Subj Inspection | 5050045AK | #ERROR! | #ERROR! |  |  |  | Torque Arm connection | DD | MEC | Check torque arm connection for shaft mount reducer. | Play | Looseness |  | 168 |  |  |  | JDE |  | UTILITIES | Route Created. Pending develop data | 0045-MEC-DD-168-BIN DIST CONV2 GEARBOX DRIVE ADJUST | 4660010
3906 | 0045-MEC-DD-168-BIN DIST CONV2 | GEARBOX DRIVE ADJUST | 30 | 20 | 3 - Obj Inspection | 5050045AK | #ERROR! | #ERROR! |  |  |  | Pulleys | DD | MEC | Inspect Pulleys. Measure alignment and fly. | Misaligned |  |  | 168 |  |  |  | JDE |  | UTILITIES | Route Created. Pending develop data | 0045-MEC-DD-168-BIN DIST CONV2 GEARBOX DRIVE ADJUST | 4660010
3907 | 0045-MEC-DD-168-BIN DIST CONV2 | GEARBOX DRIVE ADJUST | 30 | 20 | 3 - Obj Inspection | 5050045AK | #ERROR! | #ERROR! |  |  |  | Pulleys | DD | MEC | Inspect Pulleys. Measure pulley wear (use pulley wear gauge). Create an order to replace pulleys if wear is found over acceptable limits. | Wear |  |  | 168 |  |  |  | JDE |  | UTILITIES | Route Created. Pending develop data | 0045-MEC-DD-168-BIN DIST CONV2 GEARBOX DRIVE ADJUST | 4660010
3908 | 0045-MEC-DD-168-BIN DIST CONV2 | GEARBOX DRIVE ADJUST | 30 | 20 | 2 - Subj Inspection | 5050045AK | #ERROR! | #ERROR! |  |  |  | Pulley hub | DD | MEC | Inspect hubs. Ensure torque in hub bolts are tightened to OEM specifications (use torque-meter and hub torque chart). | Wear | Play | Looseness | 168 |  |  |  | JDE |  | UTILITIES | Route Created. Pending develop data | 0045-MEC-DD-168-BIN DIST CONV2 GEARBOX DRIVE ADJUST | 4660010
3909 | 0045-MEC-DD-168-BIN DIST CONV2 | GEARBOX DRIVE ADJUST | 30 | 20 | 1C - Clean | 5050045AK | #ERROR! | #ERROR! |  |  |  | Pulleys | DD | MEC | Clean the pulley and belt guard from dust or grease. |  |  |  | 168 |  |  |  | JDE |  | UTILITIES | Route Created. Pending develop data | 0045-MEC-DD-168-BIN DIST CONV2 GEARBOX DRIVE ADJUST | 4660010
3910 | 0045-MEC-DD-168-BIN DIST CONV2 | GEARBOX DRIVE ADJUST | 30 | 20 | 2 - Subj Inspection | 5050045AK | #ERROR! | #ERROR! |  |  |  | Belt | DD | MEC | Visual Inspection of belt. If wear or damage is found, create an order to replace. | Wear | Breakage |  | 168 |  |  |  | JDE |  | UTILITIES | Route Created. Pending develop data | 0045-MEC-DD-168-BIN DIST CONV2 GEARBOX DRIVE ADJUST | 4660010
3911 | 0045-MEC-DD-168-BIN DIST CONV2 | GEARBOX DRIVE ADJUST | 30 | 20 | 2 - Subj Inspection | 5050045AK | #ERROR! | #ERROR! |  |  |  | Screw | DD | MEC | Visually inspect general condition | Wear | Loose bolts |  | 168 |  |  |  | JDE |  | UTILITIES | Route Created. Pending develop data | 0045-MEC-DD-168-BIN DIST CONV2 GEARBOX DRIVE ADJUST | 4660010
2594 | 0828-MEC-IRD-168-LIFT TABLES | HPU SEMIANNUAL INSPECTION | 28 | 25 | 2 - Subj Inspection | 0100828R | #ERROR! | #ERROR! |  |  |  | Motor | DD | MEC | Visually inspect general condition | Wear | Noise | Vibration | 168 |  |  |  | JDE |  | BROKE AND CORE | Route Created. Pending develop data | 0828-MEC-IRD-168-LIFT TABLES HPU SEMIANNUAL INSPECTION | 4660011
2598 | 0828-MEC-IRD-168-LIFT TABLES | HPU SEMIANNUAL INSPECTION | 28 | 25 | 2 - Subj Inspection | 0100828R | #ERROR! | #ERROR! |  |  |  | Couplings | DD | MEC | Ensure that there is no play on the shaft and no wear on the part. | Wear | Looseness | Clearance/alignment failure | 168 |  | Motor Shaft Coupling Pump shaft coupling |  | JDE |  | BROKE AND CORE | Route Created. Pending develop data | 0828-MEC-IRD-168-LIFT TABLES HPU SEMIANNUAL INSPECTION | 4660011
2599 | 0828-MEC-IRD-168-LIFT TABLES | HPU SEMIANNUAL INSPECTION | 28 | 25 | 2 - Subj Inspection | 0100828R | #ERROR! | #ERROR! |  |  |  | Couplings | DD | MEC | Visually inspect general condition | Wear | Vibration | Alignment | 168 |  | Motor Shaft Coupling Pump shaft coupling |  | JDE |  | BROKE AND CORE | Route Created. Pending develop data | 0828-MEC-IRD-168-LIFT TABLES HPU SEMIANNUAL INSPECTION | 4660011
2710 | 0828-MEC-IRD-168-BALER FEED | CONVEYORS DRIVES INSPECTION | 27 | 27 | 2 - Subj Inspection | 0100828T | #ERROR! | #ERROR! |  |  |  | Gearbox | DD | MEC | Perform visual inspection and clean surface | Leaks | Noise | Loose bolts | 168 |  |  |  | JDE |  | BROKE AND CORE | Route Created. Pending develop data | 0828-MEC-IRD-168-BALER FEED CONVEYORS DRIVES INSPECTION | 4660012
2713 | 0828-MEC-IRD-168-BALER FEED | CONVEYORS DRIVES INSPECTION | 27 | 27 | 2 - Subj Inspection | 0100828T | #ERROR! | #ERROR! |  |  |  | Motor | DD | MEC | Visually inspect general condition | Wear | Noise | Vibration | 168 |  |  |  | JDE |  | BROKE AND CORE | Route Created. Pending develop data | 0828-MEC-IRD-168-BALER FEED CONVEYORS DRIVES INSPECTION | 4660012
2736 | 0828-MEC-IRD-168-BALER FEED | CONVEYORS DRIVES INSPECTION | 27 | 27 | 2 - Subj Inspection | 0100828U | #ERROR! | #ERROR! |  |  |  | Gearbox | DD | MEC | Perform visual inspection and clean surface | Leaks | Noise | Loose bolts | 168 |  |  |  | JDE |  | BROKE AND CORE | Route Created. Pending develop data | 0828-MEC-IRD-168-BALER FEED CONVEYORS DRIVES INSPECTION | 4660012
2739 | 0828-MEC-IRD-168-BALER FEED | CONVEYORS DRIVES INSPECTION | 27 | 27 | 2 - Subj Inspection | 0100828U | #ERROR! | #ERROR! |  |  |  | Motor | DD | MEC | Visually inspect general condition | Wear | Noise | Vibration | 168 |  |  |  | JDE |  | BROKE AND CORE | Route Created. Pending develop data | 0828-MEC-IRD-168-BALER FEED CONVEYORS DRIVES INSPECTION | 4660012
3915 | 0880-MEC-DD-168-WFW DILUTION | SEMIANNUAL PUMP INSPECTION | 28 | 26 | 2 - Subj Inspection | 0100880B | #ERROR! | #ERROR! |  |  |  | Pump | IRD | MEC | Check the general state of the pump. Clean surface as needed. | Noise | Vibration | Dirty | 168 |  |  |  | JDE |  | SULZER PUMPS | Route Created. Pending develop data | 0880-MEC-DD-168-WFW DILUTION SEMIANNUAL PUMP INSPECTION | 4660013
3916 | 0880-MEC-DD-168-WFW DILUTION | SEMIANNUAL PUMP INSPECTION | 28 | 26 | 2 - Subj Inspection | 0100880B | #ERROR! | #ERROR! |  |  |  | Seal | QI | MEC | Inspect Seal and seal piping if applicable. | Wear | Leakage | Plugged | 168 |  |  |  | JDE |  | SULZER PUMPS | Route Created. Pending develop data | 0880-MEC-DD-168-WFW DILUTION SEMIANNUAL PUMP INSPECTION | 4660013
3917 | 0880-MEC-DD-168-WFW DILUTION | SEMIANNUAL PUMP INSPECTION | 28 | 26 | 2 - Subj Inspection | 0100880B | #ERROR! | #ERROR! |  |  |  | Coupling | DD | MEC | Ensure that there is no play on the shaft and no wear on the part. | Wear | Looseness | Clearance/alignment failure | 168 |  |  |  | JDE |  | SULZER PUMPS | Route Created. Pending develop data | 0880-MEC-DD-168-WFW DILUTION SEMIANNUAL PUMP INSPECTION | 4660013
3918 | 0880-MEC-DD-168-WFW DILUTION | SEMIANNUAL PUMP INSPECTION | 28 | 26 | 3 - Obj Inspection | 0100880B | #ERROR! | #ERROR! |  |  |  | Coupling | DD | MEC | Use laser equipment to measure alignment | Clearance/alignment failure |  |  | 168 |  |  |  | JDE |  | SULZER PUMPS | Route Created. Pending develop data | 0880-MEC-DD-168-WFW DILUTION SEMIANNUAL PUMP INSPECTION | 4660013
3919 | 0880-MEC-DD-168-WFW DILUTION | SEMIANNUAL PUMP INSPECTION | 28 | 26 | 2 - Subj Inspection | 0100880B | #ERROR! | #ERROR! |  |  |  | Fasteners | QI | MEC | Verify the integrity of the pump’s foundation and check the hold-down bolts for tightness | Wear | Looseness | Corrosion | 168 |  |  |  | JDE |  | SULZER PUMPS | Route Created. Pending develop data | 0880-MEC-DD-168-WFW DILUTION SEMIANNUAL PUMP INSPECTION | 4660013
3394 | 0050-UFO-IRD-168-AIR DRYERS | OPERATIONAL CHECK | 27 | 17 | 2 - Subj Inspection | 5050050D | #ERROR! | #ERROR! |  |  |  | Desiccant air dryer | IRD | UFO | Check the outlet dew point |  |  |  | 168 |  |  |  | JDE |  | UTILITIES | Route Created. Pending develop data | 0050-UFO-IRD-168-AIR DRYERS OPERATIONAL CHECK | 4660014
3395 | 0050-UFO-IRD-168-AIR DRYERS | OPERATIONAL CHECK | 27 | 17 | 2 - Subj Inspection | 5050050D | #ERROR! | #ERROR! |  |  |  | Heater | IRD | UFO | Check heater current draw |  |  |  | 168 |  |  |  | JDE |  | UTILITIES | Route Created. Pending develop data | 0050-UFO-IRD-168-AIR DRYERS OPERATIONAL CHECK | 4660014
3615 | 0050-UFO-IRD-168-AIR DRYERS | OPERATIONAL CHECK | 27 | 17 | 2 - Subj Inspection | 5050050E | #ERROR! | #ERROR! |  |  |  | Desiccant air dryer | IRD | UFO | Check the outlet dew point |  |  |  | 168 |  |  |  | JDE |  | UTILITIES | Route Created. Pending develop data | 0050-UFO-IRD-168-AIR DRYERS OPERATIONAL CHECK | 4660014
3616 | 0050-UFO-IRD-168-AIR DRYERS | OPERATIONAL CHECK | 27 | 17 | 2 - Subj Inspection | 5050050E | #ERROR! | #ERROR! |  |  |  | Heater | IRD | UFO | Check heater current draw |  |  |  | 168 |  |  |  | JDE |  | UTILITIES | Route Created. Pending develop data | 0050-UFO-IRD-168-AIR DRYERS OPERATIONAL CHECK | 4660014
3655 | 0050-UFO-IRD-168-AIR DRYERS | OPERATIONAL CHECK | 27 | 17 | 2 - Subj Inspection | 5050050F | #ERROR! | #ERROR! |  |  |  | Desiccant air dryer | IRD | UFO | Check the outlet dew point |  |  |  | 168 |  |  |  | JDE |  | UTILITIES | Route Created. Pending develop data | 0050-UFO-IRD-168-AIR DRYERS OPERATIONAL CHECK | 4660014
3656 | 0050-UFO-IRD-168-AIR DRYERS | OPERATIONAL CHECK | 27 | 17 | 2 - Subj Inspection | 5050050F | #ERROR! | #ERROR! |  |  |  | Heater | IRD | UFO | Check heater current draw |  |  |  | 168 |  |  |  | JDE |  | UTILITIES | Route Created. Pending develop data | 0050-UFO-IRD-168-AIR DRYERS OPERATIONAL CHECK | 4660014
3923 | 0832-MEC-DD-168-DAF RECIRC. | SEMIANNUAL PUMP INSPECTION | 27 | 26 | 2 - Subj Inspection | 0100832HF | #ERROR! | #ERROR! |  |  |  | Pump | IRD | MEC | Check the general state of the pump. Clean surface as needed. | Noise | Vibration | Dirty | 168 |  |  |  | JDE |  | SULZER PUMPS | Route Created. Pending develop data | 0832-MEC-DD-168-DAF RECIRC. SEMIANNUAL PUMP INSPECTION | 4660015
3924 | 0832-MEC-DD-168-DAF RECIRC. | SEMIANNUAL PUMP INSPECTION | 27 | 26 | 2 - Subj Inspection | 0100832HF | #ERROR! | #ERROR! |  |  |  | Seal | QI | MEC | Inspect Seal and seal piping if applicable. | Wear | Leakage | Plugged | 168 |  |  |  | JDE |  | SULZER PUMPS | Route Created. Pending develop data | 0832-MEC-DD-168-DAF RECIRC. SEMIANNUAL PUMP INSPECTION | 4660015
3925 | 0832-MEC-DD-168-DAF RECIRC. | SEMIANNUAL PUMP INSPECTION | 27 | 26 | 2 - Subj Inspection | 0100832HF | #ERROR! | #ERROR! |  |  |  | Coupling | DD | MEC | Ensure that there is no play on the shaft and no wear on the part. | Wear | Looseness | Clearance/alignment failure | 168 |  |  |  | JDE |  | SULZER PUMPS | Route Created. Pending develop data | 0832-MEC-DD-168-DAF RECIRC. SEMIANNUAL PUMP INSPECTION | 4660015
3926 | 0832-MEC-DD-168-DAF RECIRC. | SEMIANNUAL PUMP INSPECTION | 27 | 26 | 3 - Obj Inspection | 0100832HF | #ERROR! | #ERROR! |  |  |  | Coupling | DD | MEC | Use laser equipment to measure alignment | Clearance/alignment failure |  |  | 168 |  |  |  | JDE |  | SULZER PUMPS | Route Created. Pending develop data | 0832-MEC-DD-168-DAF RECIRC. SEMIANNUAL PUMP INSPECTION | 4660015
3927 | 0832-MEC-DD-168-DAF RECIRC. | SEMIANNUAL PUMP INSPECTION | 27 | 26 | 2 - Subj Inspection | 0100832HF | #ERROR! | #ERROR! |  |  |  | Fasteners | QI | MEC | Verify the integrity of the pump’s foundation and check the hold-down bolts for tightness | Wear | Looseness | Corrosion | 168 |  |  |  | JDE |  | SULZER PUMPS | Route Created. Pending develop data | 0832-MEC-DD-168-DAF RECIRC. SEMIANNUAL PUMP INSPECTION | 4660015
3931 | 0836-MEC-DD-168-LIQ RING WATER | SEMIANNUAL PUMP INSPECTION | 30 | 26 | 2 - Subj Inspection | 0100836S | #ERROR! | #ERROR! |  |  |  | Pump | IRD | MEC | Check the general state of the pump. Clean surface as needed. | Noise | Vibration | Dirty | 168 |  |  |  | JDE |  | SULZER PUMPS | Route Created. Pending develop data | 0836-MEC-DD-168-LIQ RING WATER SEMIANNUAL PUMP INSPECTION | 4660016
3932 | 0836-MEC-DD-168-LIQ RING WATER | SEMIANNUAL PUMP INSPECTION | 30 | 26 | 2 - Subj Inspection | 0100836S | #ERROR! | #ERROR! |  |  |  | Seal | QI | MEC | Inspect Seal and seal piping if applicable. | Wear | Leakage | Plugged | 168 |  |  |  | JDE |  | SULZER PUMPS | Route Created. Pending develop data | 0836-MEC-DD-168-LIQ RING WATER SEMIANNUAL PUMP INSPECTION | 4660016
3933 | 0836-MEC-DD-168-LIQ RING WATER | SEMIANNUAL PUMP INSPECTION | 30 | 26 | 2 - Subj Inspection | 0100836S | #ERROR! | #ERROR! |  |  |  | Coupling | DD | MEC | Ensure that there is no play on the shaft and no wear on the part. | Wear | Looseness | Clearance/alignment failure | 168 |  |  |  | JDE |  | SULZER PUMPS | Route Created. Pending develop data | 0836-MEC-DD-168-LIQ RING WATER SEMIANNUAL PUMP INSPECTION | 4660016
3934 | 0836-MEC-DD-168-LIQ RING WATER | SEMIANNUAL PUMP INSPECTION | 30 | 26 | 3 - Obj Inspection | 0100836S | #ERROR! | #ERROR! |  |  |  | Coupling | DD | MEC | Use laser equipment to measure alignment | Clearance/alignment failure |  |  | 168 |  |  |  | JDE |  | SULZER PUMPS | Route Created. Pending develop data | 0836-MEC-DD-168-LIQ RING WATER SEMIANNUAL PUMP INSPECTION | 4660016
3935 | 0836-MEC-DD-168-LIQ RING WATER | SEMIANNUAL PUMP INSPECTION | 30 | 26 | 2 - Subj Inspection | 0100836S | #ERROR! | #ERROR! |  |  |  | Fasteners | QI | MEC | Verify the integrity of the pump’s foundation and check the hold-down bolts for tightness | Wear | Looseness | Corrosion | 168 |  |  |  | JDE |  | SULZER PUMPS | Route Created. Pending develop data | 0836-MEC-DD-168-LIQ RING WATER SEMIANNUAL PUMP INSPECTION | 4660016
3939 | 0832-MEC-DD-168-EXCESS WW | SEMIANNUAL PUMP INSPECTION | 25 | 26 | 2 - Subj Inspection | 0100832I | #ERROR! | #ERROR! |  |  |  | Pump | IRD | MEC | Check the general state of the pump. Clean surface as needed. | Noise | Vibration | Dirty | 168 |  |  |  | JDE |  | SULZER PUMPS | Route Created. Pending develop data | 0832-MEC-DD-168-EXCESS WW SEMIANNUAL PUMP INSPECTION | 4660017
3940 | 0832-MEC-DD-168-EXCESS WW | SEMIANNUAL PUMP INSPECTION | 25 | 26 | 2 - Subj Inspection | 0100832I | #ERROR! | #ERROR! |  |  |  | Seal | QI | MEC | Inspect Seal and seal piping if applicable. | Wear | Leakage | Plugged | 168 |  |  |  | JDE |  | SULZER PUMPS | Route Created. Pending develop data | 0832-MEC-DD-168-EXCESS WW SEMIANNUAL PUMP INSPECTION | 4660017
3941 | 0832-MEC-DD-168-EXCESS WW | SEMIANNUAL PUMP INSPECTION | 25 | 26 | 2 - Subj Inspection | 0100832I | #ERROR! | #ERROR! |  |  |  | Coupling | DD | MEC | Ensure that there is no play on the shaft and no wear on the part. | Wear | Looseness | Clearance/alignment failure | 168 |  |  |  | JDE |  | SULZER PUMPS | Route Created. Pending develop data | 0832-MEC-DD-168-EXCESS WW SEMIANNUAL PUMP INSPECTION | 4660017
3942 | 0832-MEC-DD-168-EXCESS WW | SEMIANNUAL PUMP INSPECTION | 25 | 26 | 3 - Obj Inspection | 0100832I | #ERROR! | #ERROR! |  |  |  | Coupling | DD | MEC | Use laser equipment to measure alignment | Clearance/alignment failure |  |  | 168 |  |  |  | JDE |  | SULZER PUMPS | Route Created. Pending develop data | 0832-MEC-DD-168-EXCESS WW SEMIANNUAL PUMP INSPECTION | 4660017
3943 | 0832-MEC-DD-168-EXCESS WW | SEMIANNUAL PUMP INSPECTION | 25 | 26 | 2 - Subj Inspection | 0100832I | #ERROR! | #ERROR! |  |  |  | Fasteners | QI | MEC | Verify the integrity of the pump’s foundation and check the hold-down bolts for tightness | Wear | Looseness | Corrosion | 168 |  |  |  | JDE |  | SULZER PUMPS | Route Created. Pending develop data | 0832-MEC-DD-168-EXCESS WW SEMIANNUAL PUMP INSPECTION | 4660017
3947 | 0822-MEC-DD-168-DUMP CHEST 1 | SEMIANNUAL PUMP INSPECTION | 28 | 26 | 2 - Subj Inspection | 0100822AB | #ERROR! | #ERROR! |  |  |  | Pump | IRD | MEC | Check the general state of the pump. Clean surface as needed. | Noise | Vibration | Dirty | 168 |  |  |  | JDE |  | SULZER PUMPS | Route Created. Pending develop data | 0822-MEC-DD-168-DUMP CHEST 1 SEMIANNUAL PUMP INSPECTION | 4660018
3948 | 0822-MEC-DD-168-DUMP CHEST 1 | SEMIANNUAL PUMP INSPECTION | 28 | 26 | 2 - Subj Inspection | 0100822AB | #ERROR! | #ERROR! |  |  |  | Seal | QI | MEC | Inspect Seal and seal piping if applicable. | Wear | Leakage | Plugged | 168 |  |  |  | JDE |  | SULZER PUMPS | Route Created. Pending develop data | 0822-MEC-DD-168-DUMP CHEST 1 SEMIANNUAL PUMP INSPECTION | 4660018
3949 | 0822-MEC-DD-168-DUMP CHEST 1 | SEMIANNUAL PUMP INSPECTION | 28 | 26 | 2 - Subj Inspection | 0100822AB | #ERROR! | #ERROR! |  |  |  | Coupling | DD | MEC | Ensure that there is no play on the shaft and no wear on the part. | Wear | Looseness | Clearance/alignment failure | 168 |  |  |  | JDE |  | SULZER PUMPS | Route Created. Pending develop data | 0822-MEC-DD-168-DUMP CHEST 1 SEMIANNUAL PUMP INSPECTION | 4660018
3950 | 0822-MEC-DD-168-DUMP CHEST 1 | SEMIANNUAL PUMP INSPECTION | 28 | 26 | 3 - Obj Inspection | 0100822AB | #ERROR! | #ERROR! |  |  |  | Coupling | DD | MEC | Use laser equipment to measure alignment | Clearance/alignment failure |  |  | 168 |  |  |  | JDE |  | SULZER PUMPS | Route Created. Pending develop data | 0822-MEC-DD-168-DUMP CHEST 1 SEMIANNUAL PUMP INSPECTION | 4660018
3951 | 0822-MEC-DD-168-DUMP CHEST 1 | SEMIANNUAL PUMP INSPECTION | 28 | 26 | 2 - Subj Inspection | 0100822AB | #ERROR! | #ERROR! |  |  |  | Fasteners | QI | MEC | Verify the integrity of the pump’s foundation and check the hold-down bolts for tightness | Wear | Looseness | Corrosion | 168 |  |  |  | JDE |  | SULZER PUMPS | Route Created. Pending develop data | 0822-MEC-DD-168-DUMP CHEST 1 SEMIANNUAL PUMP INSPECTION | 4660018
3955 | 0822-MEC-DD-168-DUMP CHEST 2 | SEMIANNUAL PUMP INSPECTION | 28 | 26 | 2 - Subj Inspection | 0100824AB | #ERROR! | #ERROR! |  |  |  | Pump | IRD | MEC | Check the general state of the pump. Clean surface as needed. | Noise | Vibration | Dirty | 168 |  |  |  | JDE |  | SULZER PUMPS | Route Created. Pending develop data | 0822-MEC-DD-168-DUMP CHEST 2 SEMIANNUAL PUMP INSPECTION | 4660019
3956 | 0822-MEC-DD-168-DUMP CHEST 2 | SEMIANNUAL PUMP INSPECTION | 28 | 26 | 2 - Subj Inspection | 0100824AB | #ERROR! | #ERROR! |  |  |  | Seal | QI | MEC | Inspect Seal and seal piping if applicable. | Wear | Leakage | Plugged | 168 |  |  |  | JDE |  | SULZER PUMPS | Route Created. Pending develop data | 0822-MEC-DD-168-DUMP CHEST 2 SEMIANNUAL PUMP INSPECTION | 4660019
3957 | 0822-MEC-DD-168-DUMP CHEST 2 | SEMIANNUAL PUMP INSPECTION | 28 | 26 | 2 - Subj Inspection | 0100824AB | #ERROR! | #ERROR! |  |  |  | Coupling | DD | MEC | Ensure that there is no play on the shaft and no wear on the part. | Wear | Looseness | Clearance/alignment failure | 168 |  |  |  | JDE |  | SULZER PUMPS | Route Created. Pending develop data | 0822-MEC-DD-168-DUMP CHEST 2 SEMIANNUAL PUMP INSPECTION | 4660019
3958 | 0822-MEC-DD-168-DUMP CHEST 2 | SEMIANNUAL PUMP INSPECTION | 28 | 26 | 3 - Obj Inspection | 0100824AB | #ERROR! | #ERROR! |  |  |  | Coupling | DD | MEC | Use laser equipment to measure alignment | Clearance/alignment failure |  |  | 168 |  |  |  | JDE |  | SULZER PUMPS | Route Created. Pending develop data | 0822-MEC-DD-168-DUMP CHEST 2 SEMIANNUAL PUMP INSPECTION | 4660019
3959 | 0822-MEC-DD-168-DUMP CHEST 2 | SEMIANNUAL PUMP INSPECTION | 28 | 26 | 2 - Subj Inspection | 0100824AB | #ERROR! | #ERROR! |  |  |  | Fasteners | QI | MEC | Verify the integrity of the pump’s foundation and check the hold-down bolts for tightness | Wear | Looseness | Corrosion | 168 |  |  |  | JDE |  | SULZER PUMPS | Route Created. Pending develop data | 0822-MEC-DD-168-DUMP CHEST 2 SEMIANNUAL PUMP INSPECTION | 4660019
3963 | 0836-MEC-DD-168-VACUUM PIT | SEMIANNUAL PUMP INSPECTION | 26 | 26 | 2 - Subj Inspection | 0100836Z | #ERROR! | #ERROR! |  |  |  | Pump | IRD | MEC | Check the general state of the pump. Clean surface as needed. | Noise | Vibration | Dirty | 168 |  |  |  | JDE |  | SULZER PUMPS | Route Created. Pending develop data | 0836-MEC-DD-168-VACUUM PIT SEMIANNUAL PUMP INSPECTION | 4660020
3964 | 0836-MEC-DD-168-VACUUM PIT | SEMIANNUAL PUMP INSPECTION | 26 | 26 | 2 - Subj Inspection | 0100836Z | #ERROR! | #ERROR! |  |  |  | Seal | QI | MEC | Inspect Seal and seal piping if applicable. | Wear | Leakage | Plugged | 168 |  |  |  | JDE |  | SULZER PUMPS | Route Created. Pending develop data | 0836-MEC-DD-168-VACUUM PIT SEMIANNUAL PUMP INSPECTION | 4660020
3965 | 0836-MEC-DD-168-VACUUM PIT | SEMIANNUAL PUMP INSPECTION | 26 | 26 | 2 - Subj Inspection | 0100836Z | #ERROR! | #ERROR! |  |  |  | Coupling | DD | MEC | Ensure that there is no play on the shaft and no wear on the part. | Wear | Looseness | Clearance/alignment failure | 168 |  |  |  | JDE |  | SULZER PUMPS | Route Created. Pending develop data | 0836-MEC-DD-168-VACUUM PIT SEMIANNUAL PUMP INSPECTION | 4660020
3966 | 0836-MEC-DD-168-VACUUM PIT | SEMIANNUAL PUMP INSPECTION | 26 | 26 | 3 - Obj Inspection | 0100836Z | #ERROR! | #ERROR! |  |  |  | Coupling | DD | MEC | Use laser equipment to measure alignment | Clearance/alignment failure |  |  | 168 |  |  |  | JDE |  | SULZER PUMPS | Route Created. Pending develop data | 0836-MEC-DD-168-VACUUM PIT SEMIANNUAL PUMP INSPECTION | 4660020
3967 | 0836-MEC-DD-168-VACUUM PIT | SEMIANNUAL PUMP INSPECTION | 26 | 26 | 2 - Subj Inspection | 0100836Z | #ERROR! | #ERROR! |  |  |  | Fasteners | QI | MEC | Verify the integrity of the pump’s foundation and check the hold-down bolts for tightness | Wear | Looseness | Corrosion | 168 |  |  |  | JDE |  | SULZER PUMPS | Route Created. Pending develop data | 0836-MEC-DD-168-VACUUM PIT SEMIANNUAL PUMP INSPECTION | 4660020
3971 | 0826-MEC-DD-168-BROKE TO ETP | SEMIANNUAL PUMP INSPECTION | 28 | 26 | 2 - Subj Inspection | 0100826L | #ERROR! | #ERROR! |  |  |  | Pump | IRD | MEC | Check the general state of the pump. Clean surface as needed. | Noise | Vibration | Dirty | 168 |  |  |  | JDE |  | SULZER PUMPS | Route Created. Pending develop data | 0826-MEC-DD-168-BROKE TO ETP SEMIANNUAL PUMP INSPECTION | 4660021
3972 | 0826-MEC-DD-168-BROKE TO ETP | SEMIANNUAL PUMP INSPECTION | 28 | 26 | 2 - Subj Inspection | 0100826L | #ERROR! | #ERROR! |  |  |  | Seal | QI | MEC | Inspect Seal and seal piping if applicable. | Wear | Leakage | Plugged | 168 |  |  |  | JDE |  | SULZER PUMPS | Route Created. Pending develop data | 0826-MEC-DD-168-BROKE TO ETP SEMIANNUAL PUMP INSPECTION | 4660021
3973 | 0826-MEC-DD-168-BROKE TO ETP | SEMIANNUAL PUMP INSPECTION | 28 | 26 | 2 - Subj Inspection | 0100826L | #ERROR! | #ERROR! |  |  |  | Coupling | DD | MEC | Ensure that there is no play on the shaft and no wear on the part. | Wear | Looseness | Clearance/alignment failure | 168 |  |  |  | JDE |  | SULZER PUMPS | Route Created. Pending develop data | 0826-MEC-DD-168-BROKE TO ETP SEMIANNUAL PUMP INSPECTION | 4660021
3974 | 0826-MEC-DD-168-BROKE TO ETP | SEMIANNUAL PUMP INSPECTION | 28 | 26 | 3 - Obj Inspection | 0100826L | #ERROR! | #ERROR! |  |  |  | Coupling | DD | MEC | Use laser equipment to measure alignment | Clearance/alignment failure |  |  | 168 |  |  |  | JDE |  | SULZER PUMPS | Route Created. Pending develop data | 0826-MEC-DD-168-BROKE TO ETP SEMIANNUAL PUMP INSPECTION | 4660021
3975 | 0826-MEC-DD-168-BROKE TO ETP | SEMIANNUAL PUMP INSPECTION | 28 | 26 | 2 - Subj Inspection | 0100826L | #ERROR! | #ERROR! |  |  |  | Fasteners | QI | MEC | Verify the integrity of the pump’s foundation and check the hold-down bolts for tightness | Wear | Looseness | Corrosion | 168 |  |  |  | JDE |  | SULZER PUMPS | Route Created. Pending develop data | 0826-MEC-DD-168-BROKE TO ETP SEMIANNUAL PUMP INSPECTION | 4660021
3979 | 0826-MEC-DD-168-UTM PULPER | SEMIANNUAL PUMP INSPECTION | 26 | 26 | 2 - Subj Inspection | 0100826MA | #ERROR! | #ERROR! |  |  |  | Pump | IRD | MEC | Check the general state of the pump. Clean surface as needed. | Noise | Vibration | Dirty | 168 |  |  |  | JDE |  | SULZER PUMPS | Route Created. Pending develop data | 0826-MEC-DD-168-UTM PULPER SEMIANNUAL PUMP INSPECTION | 4660022
3980 | 0826-MEC-DD-168-UTM PULPER | SEMIANNUAL PUMP INSPECTION | 26 | 26 | 2 - Subj Inspection | 0100826MA | #ERROR! | #ERROR! |  |  |  | Seal | QI | MEC | Inspect Seal and seal piping if applicable. | Wear | Leakage | Plugged | 168 |  |  |  | JDE |  | SULZER PUMPS | Route Created. Pending develop data | 0826-MEC-DD-168-UTM PULPER SEMIANNUAL PUMP INSPECTION | 4660022
3981 | 0826-MEC-DD-168-UTM PULPER | SEMIANNUAL PUMP INSPECTION | 26 | 26 | 2 - Subj Inspection | 0100826MA | #ERROR! | #ERROR! |  |  |  | Coupling | DD | MEC | Ensure that there is no play on the shaft and no wear on the part. | Wear | Looseness | Clearance/alignment failure | 168 |  |  |  | JDE |  | SULZER PUMPS | Route Created. Pending develop data | 0826-MEC-DD-168-UTM PULPER SEMIANNUAL PUMP INSPECTION | 4660022
3982 | 0826-MEC-DD-168-UTM PULPER | SEMIANNUAL PUMP INSPECTION | 26 | 26 | 3 - Obj Inspection | 0100826MA | #ERROR! | #ERROR! |  |  |  | Coupling | DD | MEC | Use laser equipment to measure alignment | Clearance/alignment failure |  |  | 168 |  |  |  | JDE |  | SULZER PUMPS | Route Created. Pending develop data | 0826-MEC-DD-168-UTM PULPER SEMIANNUAL PUMP INSPECTION | 4660022
3983 | 0826-MEC-DD-168-UTM PULPER | SEMIANNUAL PUMP INSPECTION | 26 | 26 | 2 - Subj Inspection | 0100826MA | #ERROR! | #ERROR! |  |  |  | Fasteners | QI | MEC | Verify the integrity of the pump’s foundation and check the hold-down bolts for tightness | Wear | Looseness | Corrosion | 168 |  |  |  | JDE |  | SULZER PUMPS | Route Created. Pending develop data | 0826-MEC-DD-168-UTM PULPER SEMIANNUAL PUMP INSPECTION | 4660022
3987 | 0830-MEC-DD-168-DILUTION | SEMIANNUAL PUMP INSPECTION | 24 | 26 | 2 - Subj Inspection | 0100830N | #ERROR! | #ERROR! |  |  |  | Pump | IRD | MEC | Check the general state of the pump. Clean surface as needed. | Noise | Vibration | Dirty | 168 |  |  |  | JDE |  | SULZER PUMPS | Route Created. Pending develop data | 0830-MEC-DD-168-DILUTION SEMIANNUAL PUMP INSPECTION | 4660023
3988 | 0830-MEC-DD-168-DILUTION | SEMIANNUAL PUMP INSPECTION | 24 | 26 | 2 - Subj Inspection | 0100830N | #ERROR! | #ERROR! |  |  |  | Seal | QI | MEC | Inspect Seal and seal piping if applicable. | Wear | Leakage | Plugged | 168 |  |  |  | JDE |  | SULZER PUMPS | Route Created. Pending develop data | 0830-MEC-DD-168-DILUTION SEMIANNUAL PUMP INSPECTION | 4660023
3989 | 0830-MEC-DD-168-DILUTION | SEMIANNUAL PUMP INSPECTION | 24 | 26 | 2 - Subj Inspection | 0100830N | #ERROR! | #ERROR! |  |  |  | Coupling | DD | MEC | Ensure that there is no play on the shaft and no wear on the part. | Wear | Looseness | Clearance/alignment failure | 168 |  |  |  | JDE |  | SULZER PUMPS | Route Created. Pending develop data | 0830-MEC-DD-168-DILUTION SEMIANNUAL PUMP INSPECTION | 4660023
3990 | 0830-MEC-DD-168-DILUTION | SEMIANNUAL PUMP INSPECTION | 24 | 26 | 3 - Obj Inspection | 0100830N | #ERROR! | #ERROR! |  |  |  | Coupling | DD | MEC | Use laser equipment to measure alignment | Clearance/alignment failure |  |  | 168 |  |  |  | JDE |  | SULZER PUMPS | Route Created. Pending develop data | 0830-MEC-DD-168-DILUTION SEMIANNUAL PUMP INSPECTION | 4660023
3991 | 0830-MEC-DD-168-DILUTION | SEMIANNUAL PUMP INSPECTION | 24 | 26 | 2 - Subj Inspection | 0100830N | #ERROR! | #ERROR! |  |  |  | Fasteners | QI | MEC | Verify the integrity of the pump’s foundation and check the hold-down bolts for tightness | Wear | Looseness | Corrosion | 168 |  |  |  | JDE |  | SULZER PUMPS | Route Created. Pending develop data | 0830-MEC-DD-168-DILUTION SEMIANNUAL PUMP INSPECTION | 4660023
3995 | 0830-MEC-DD-168-YANKEE FAN | SEMIANNUAL PUMP INSPECTION | 26 | 26 | 2 - Subj Inspection | 0100830K | #ERROR! | #ERROR! |  |  |  | Pump | IRD | MEC | Check the general state of the pump. Clean surface as needed. | Noise | Vibration | Dirty | 168 |  |  |  | JDE |  | SULZER PUMPS | Route Created. Pending develop data | 0830-MEC-DD-168-YANKEE FAN SEMIANNUAL PUMP INSPECTION | 4660024
3996 | 0830-MEC-DD-168-YANKEE FAN | SEMIANNUAL PUMP INSPECTION | 26 | 26 | 2 - Subj Inspection | 0100830K | #ERROR! | #ERROR! |  |  |  | Seal | QI | MEC | Inspect Seal and seal piping if applicable. | Wear | Leakage | Plugged | 168 |  |  |  | JDE |  | SULZER PUMPS | Route Created. Pending develop data | 0830-MEC-DD-168-YANKEE FAN SEMIANNUAL PUMP INSPECTION | 4660024
3997 | 0830-MEC-DD-168-YANKEE FAN | SEMIANNUAL PUMP INSPECTION | 26 | 26 | 2 - Subj Inspection | 0100830K | #ERROR! | #ERROR! |  |  |  | Coupling | DD | MEC | Ensure that there is no play on the shaft and no wear on the part. | Wear | Looseness | Clearance/alignment failure | 168 |  |  |  | JDE |  | SULZER PUMPS | Route Created. Pending develop data | 0830-MEC-DD-168-YANKEE FAN SEMIANNUAL PUMP INSPECTION | 4660024
3998 | 0830-MEC-DD-168-YANKEE FAN | SEMIANNUAL PUMP INSPECTION | 26 | 26 | 3 - Obj Inspection | 0100830K | #ERROR! | #ERROR! |  |  |  | Coupling | DD | MEC | Use laser equipment to measure alignment | Clearance/alignment failure |  |  | 168 |  |  |  | JDE |  | SULZER PUMPS | Route Created. Pending develop data | 0830-MEC-DD-168-YANKEE FAN SEMIANNUAL PUMP INSPECTION | 4660024
3999 | 0830-MEC-DD-168-YANKEE FAN | SEMIANNUAL PUMP INSPECTION | 26 | 26 | 2 - Subj Inspection | 0100830K | #ERROR! | #ERROR! |  |  |  | Fasteners | QI | MEC | Verify the integrity of the pump’s foundation and check the hold-down bolts for tightness | Wear | Looseness | Corrosion | 168 |  |  |  | JDE |  | SULZER PUMPS | Route Created. Pending develop data | 0830-MEC-DD-168-YANKEE FAN SEMIANNUAL PUMP INSPECTION | 4660024
4003 | 0830-MEC-DD-168-CORE FAN | SEMIANNUAL PUMP INSPECTION | 24 | 26 | 2 - Subj Inspection | 0100830G | #ERROR! | #ERROR! |  |  |  | Pump | IRD | MEC | Check the general state of the pump. Clean surface as needed. | Noise | Vibration | Dirty | 168 |  |  |  | JDE |  | SULZER PUMPS | Route Created. Pending develop data | 0830-MEC-DD-168-CORE FAN SEMIANNUAL PUMP INSPECTION | 4660025
4004 | 0830-MEC-DD-168-CORE FAN | SEMIANNUAL PUMP INSPECTION | 24 | 26 | 2 - Subj Inspection | 0100830G | #ERROR! | #ERROR! |  |  |  | Seal | QI | MEC | Inspect Seal and seal piping if applicable. | Wear | Leakage | Plugged | 168 |  |  |  | JDE |  | SULZER PUMPS | Route Created. Pending develop data | 0830-MEC-DD-168-CORE FAN SEMIANNUAL PUMP INSPECTION | 4660025
4005 | 0830-MEC-DD-168-CORE FAN | SEMIANNUAL PUMP INSPECTION | 24 | 26 | 2 - Subj Inspection | 0100830G | #ERROR! | #ERROR! |  |  |  | Coupling | DD | MEC | Ensure that there is no play on the shaft and no wear on the part. | Wear | Looseness | Clearance/alignment failure | 168 |  |  |  | JDE |  | SULZER PUMPS | Route Created. Pending develop data | 0830-MEC-DD-168-CORE FAN SEMIANNUAL PUMP INSPECTION | 4660025
4006 | 0830-MEC-DD-168-CORE FAN | SEMIANNUAL PUMP INSPECTION | 24 | 26 | 3 - Obj Inspection | 0100830G | #ERROR! | #ERROR! |  |  |  | Coupling | DD | MEC | Use laser equipment to measure alignment | Clearance/alignment failure |  |  | 168 |  |  |  | JDE |  | SULZER PUMPS | Route Created. Pending develop data | 0830-MEC-DD-168-CORE FAN SEMIANNUAL PUMP INSPECTION | 4660025
4007 | 0830-MEC-DD-168-CORE FAN | SEMIANNUAL PUMP INSPECTION | 24 | 26 | 2 - Subj Inspection | 0100830G | #ERROR! | #ERROR! |  |  |  | Fasteners | QI | MEC | Verify the integrity of the pump’s foundation and check the hold-down bolts for tightness | Wear | Looseness | Corrosion | 168 |  |  |  | JDE |  | SULZER PUMPS | Route Created. Pending develop data | 0830-MEC-DD-168-CORE FAN SEMIANNUAL PUMP INSPECTION | 4660025
4011 | 0830-MEC-DD-168-TAD FAN | SEMIANNUAL PUMP INSPECTION | 23 | 26 | 2 - Subj Inspection | 0100830C | #ERROR! | #ERROR! |  |  |  | Pump | IRD | MEC | Check the general state of the pump. Clean surface as needed. | Noise | Vibration | Dirty | 168 |  |  |  | JDE |  | SULZER PUMPS | Route Created. Pending develop data | 0830-MEC-DD-168-TAD FAN SEMIANNUAL PUMP INSPECTION | 4660026
4012 | 0830-MEC-DD-168-TAD FAN | SEMIANNUAL PUMP INSPECTION | 23 | 26 | 2 - Subj Inspection | 0100830C | #ERROR! | #ERROR! |  |  |  | Seal | QI | MEC | Inspect Seal and seal piping if applicable. | Wear | Leakage | Plugged | 168 |  |  |  | JDE |  | SULZER PUMPS | Route Created. Pending develop data | 0830-MEC-DD-168-TAD FAN SEMIANNUAL PUMP INSPECTION | 4660026
4013 | 0830-MEC-DD-168-TAD FAN | SEMIANNUAL PUMP INSPECTION | 23 | 26 | 2 - Subj Inspection | 0100830C | #ERROR! | #ERROR! |  |  |  | Coupling | DD | MEC | Ensure that there is no play on the shaft and no wear on the part. | Wear | Looseness | Clearance/alignment failure | 168 |  |  |  | JDE |  | SULZER PUMPS | Route Created. Pending develop data | 0830-MEC-DD-168-TAD FAN SEMIANNUAL PUMP INSPECTION | 4660026
4014 | 0830-MEC-DD-168-TAD FAN | SEMIANNUAL PUMP INSPECTION | 23 | 26 | 3 - Obj Inspection | 0100830C | #ERROR! | #ERROR! |  |  |  | Coupling | DD | MEC | Use laser equipment to measure alignment | Clearance/alignment failure |  |  | 168 |  |  |  | JDE |  | SULZER PUMPS | Route Created. Pending develop data | 0830-MEC-DD-168-TAD FAN SEMIANNUAL PUMP INSPECTION | 4660026
4015 | 0830-MEC-DD-168-TAD FAN | SEMIANNUAL PUMP INSPECTION | 23 | 26 | 2 - Subj Inspection | 0100830C | #ERROR! | #ERROR! |  |  |  | Fasteners | QI | MEC | Verify the integrity of the pump’s foundation and check the hold-down bolts for tightness | Wear | Looseness | Corrosion | 168 |  |  |  | JDE |  | SULZER PUMPS | Route Created. Pending develop data | 0830-MEC-DD-168-TAD FAN SEMIANNUAL PUMP INSPECTION | 4660026
3440 | 0050-ELE-IRD-168-DEMAND | EXPANDERS INSTRUMENT CHECK | 23 | 26 | 2 - Subj Inspection | 5050050H | #ERROR! | #ERROR! | 5050050UP | #ERROR! | #ERROR! | Pressure transmitter | IRD | E&I | Inspect general condition | Out of adjustment | Wear |  | 168 |  |  |  | JDE |  | UTILITIES | Route Created. Pending develop data | 0050-ELE-IRD-168-DEMAND EXPANDERS INSTRUMENT CHECK | 4660027
3443 | 0050-ELE-IRD-168-DEMAND | EXPANDERS INSTRUMENT CHECK | 23 | 26 | 2 - Subj Inspection | 5050050H | #ERROR! | #ERROR! | 5050050UT | #ERROR! | #ERROR! | Control Valve | IRD | E&I | Inspect general condition | Wear | Leak | Malfunction | 168 |  |  |  | JDE |  | UTILITIES | Route Created. Pending develop data | 0050-ELE-IRD-168-DEMAND EXPANDERS INSTRUMENT CHECK | 4660027
3446 | 0050-ELE-IRD-168-DEMAND | EXPANDERS INSTRUMENT CHECK | 23 | 26 | 2 - Subj Inspection | 5050050L | #ERROR! | #ERROR! | 5050050UZ | #ERROR! | #ERROR! | Pressure transmitter | IRD | E&I | Inspect general condition | Out of adjustment | Wear |  | 168 |  |  |  | JDE |  | UTILITIES | Route Created. Pending develop data | 0050-ELE-IRD-168-DEMAND EXPANDERS INSTRUMENT CHECK | 4660027
3451 | 0050-ELE-IRD-168-DEMAND | EXPANDERS INSTRUMENT CHECK | 23 | 26 | 2 - Subj Inspection | 5050050L | #ERROR! | #ERROR! | 5050050U29 | #ERROR! | #ERROR! | Control Valve | IRD | E&I | Inspect general condition | Wear | Leak | Malfunction | 168 |  |  |  | JDE |  | UTILITIES | Route Created. Pending develop data | 0050-ELE-IRD-168-DEMAND EXPANDERS INSTRUMENT CHECK | 4660027
3459 | 0050-ELE-IRD-168-DEMAND | EXPANDERS INSTRUMENT CHECK | 23 | 26 | 2 - Subj Inspection | 5050050Q | #ERROR! | #ERROR! | 5050050U36 | #ERROR! | #ERROR! | Pressure transmitter | IRD | E&I | Inspect general condition | Out of adjustment | Wear |  | 168 |  |  |  | JDE |  | UTILITIES | Route Created. Pending develop data | 0050-ELE-IRD-168-DEMAND EXPANDERS INSTRUMENT CHECK | 4660027
3461 | 0050-ELE-IRD-168-DEMAND | EXPANDERS INSTRUMENT CHECK | 23 | 26 | 2 - Subj Inspection | 5050050S | #ERROR! | #ERROR! | 5050050U37 | #ERROR! | #ERROR! | Pressure transmitter | IRD | E&I | Inspect general condition | Out of adjustment | Wear |  | 168 |  |  |  | JDE |  | UTILITIES | Route Created. Pending develop data | 0050-ELE-IRD-168-DEMAND EXPANDERS INSTRUMENT CHECK | 4660027
3464 | 0050-ELE-IRD-168-DEMAND | EXPANDERS INSTRUMENT CHECK | 23 | 26 | 2 - Subj Inspection | 5050050Q | #ERROR! | #ERROR! | 5050050U38 | #ERROR! | #ERROR! | Control Valve | IRD | E&I | Inspect general condition | Wear | Leak | Malfunction | 168 |  |  |  | JDE |  | UTILITIES | Route Created. Pending develop data | 0050-ELE-IRD-168-DEMAND EXPANDERS INSTRUMENT CHECK | 4660027
3467 | 0050-ELE-IRD-168-DEMAND | EXPANDERS INSTRUMENT CHECK | 23 | 26 | 2 - Subj Inspection | 5050050S | #ERROR! | #ERROR! | 5050050U39 | #ERROR! | #ERROR! | Control Valve | IRD | E&I | Inspect general condition | Wear | Leak | Malfunction | 168 |  |  |  | JDE |  | UTILITIES | Route Created. Pending develop data | 0050-ELE-IRD-168-DEMAND EXPANDERS INSTRUMENT CHECK | 4660027
4274 | 0045-MEC-IRD-180-ETP PUMPS | COUPLING STROBOSCOPE INSPECT | 26 | 28 | 2 - Subj Inspection | 5050045BI | #ERROR! | #ERROR! |  |  |  | Coupling | IRD | MEC | Verify the state of the coupling with a stroboscope (the metal-polymer junction). | Wear | Looseness | Clearance/alignment failure | 180 |  |  |  | JDE |  | SULZER PUMPS | Route Created. Pending develop data | 0045-MEC-IRD-180-ETP PUMPS COUPLING STROBOSCOPE INSPECT | 4660028
4282 | 0045-MEC-IRD-180-ETP PUMPS | COUPLING STROBOSCOPE INSPECT | 26 | 28 | 2 - Subj Inspection | 5050045BJ | #ERROR! | #ERROR! |  |  |  | Coupling | IRD | MEC | Verify the state of the coupling with a stroboscope (the metal-polymer junction). | Wear | Looseness | Clearance/alignment failure | 180 |  |  |  | JDE |  | SULZER PUMPS | Route Created. Pending develop data | 0045-MEC-IRD-180-ETP PUMPS COUPLING STROBOSCOPE INSPECT | 4660028
4386 | 0045-MEC-IRD-180-ETP PUMPS | COUPLING STROBOSCOPE INSPECT | 26 | 28 | 2 - Subj Inspection | 5050045BB | #ERROR! | #ERROR! |  |  |  | Coupling | IRD | MEC | Verify the state of the coupling with a stroboscope (the metal-polymer junction). | Wear | Looseness | Clearance/alignment failure | 180 |  |  |  | JDE |  | SULZER PUMPS | Route Created. Pending develop data | 0045-MEC-IRD-180-ETP PUMPS COUPLING STROBOSCOPE INSPECT | 4660028
4394 | 0045-MEC-IRD-180-ETP PUMPS | COUPLING STROBOSCOPE INSPECT | 26 | 28 | 2 - Subj Inspection | 5050045BC | #ERROR! | #ERROR! |  |  |  | Coupling | IRD | MEC | Verify the state of the coupling with a stroboscope (the metal-polymer junction). | Wear | Looseness | Clearance/alignment failure | 180 |  |  |  | JDE |  | SULZER PUMPS | Route Created. Pending develop data | 0045-MEC-IRD-180-ETP PUMPS COUPLING STROBOSCOPE INSPECT | 4660028
4402 | 0045-MEC-IRD-180-ETP PUMPS | COUPLING STROBOSCOPE INSPECT | 26 | 28 | 2 - Subj Inspection | 5050045BF | #ERROR! | #ERROR! |  |  |  | Coupling | IRD | MEC | Verify the state of the coupling with a stroboscope (the metal-polymer junction). | Wear | Looseness | Clearance/alignment failure | 180 |  |  |  | JDE |  | SULZER PUMPS | Route Created. Pending develop data | 0045-MEC-IRD-180-ETP PUMPS COUPLING STROBOSCOPE INSPECT | 4660028
4410 | 0045-MEC-IRD-180-ETP PUMPS | COUPLING STROBOSCOPE INSPECT | 26 | 28 | 2 - Subj Inspection | 5050045BG | #ERROR! | #ERROR! |  |  |  | Coupling | IRD | MEC | Verify the state of the coupling with a stroboscope (the metal-polymer junction). | Wear | Looseness | Clearance/alignment failure | 180 |  |  |  | JDE |  | SULZER PUMPS | Route Created. Pending develop data | 0045-MEC-IRD-180-ETP PUMPS COUPLING STROBOSCOPE INSPECT | 4660028
4418 | 0045-MEC-IRD-180-ETP PUMPS | COUPLING STROBOSCOPE INSPECT | 26 | 28 | 2 - Subj Inspection | 5050045AC | #ERROR! | #ERROR! |  |  |  | Coupling | IRD | MEC | Verify the state of the coupling with a stroboscope (the metal-polymer junction). | Wear | Looseness | Clearance/alignment failure | 180 |  |  |  | JDE |  | SULZER PUMPS | Route Created. Pending develop data | 0045-MEC-IRD-180-ETP PUMPS COUPLING STROBOSCOPE INSPECT | 4660028
4426 | 0045-MEC-IRD-180-ETP PUMPS | COUPLING STROBOSCOPE INSPECT | 26 | 28 | 2 - Subj Inspection | 5050045AD | #ERROR! | #ERROR! |  |  |  | Coupling | IRD | MEC | Verify the state of the coupling with a stroboscope (the metal-polymer junction). | Wear | Looseness | Clearance/alignment failure | 180 |  |  |  | JDE |  | SULZER PUMPS | Route Created. Pending develop data | 0045-MEC-IRD-180-ETP PUMPS COUPLING STROBOSCOPE INSPECT | 4660028
4290 | 0800-MEC-IRD-180-M8 PUMPS | COUPLING STROBOSCOPE INSPECT 3 | 25 | 30 | 2 - Subj Inspection | 0100834G | #ERROR! | #ERROR! |  |  |  | Coupling | IRD | MEC | Verify the state of the coupling with a stroboscope (the metal-polymer junction). | Wear | Looseness | Clearance/alignment failure | 180 |  |  |  | JDE |  | SULZER PUMPS | Route Created. Pending develop data | 0800-MEC-IRD-180-M8 PUMPS COUPLING STROBOSCOPE INSPECT 3 | 4660029
4298 | 0800-MEC-IRD-180-M8 PUMPS | COUPLING STROBOSCOPE INSPECT 3 | 25 | 30 | 2 - Subj Inspection | 0100880E | #ERROR! | #ERROR! |  |  |  | Coupling | IRD | MEC | Verify the state of the coupling with a stroboscope (the metal-polymer junction). | Wear | Looseness | Clearance/alignment failure | 180 |  |  |  | JDE |  | SULZER PUMPS | Route Created. Pending develop data | 0800-MEC-IRD-180-M8 PUMPS COUPLING STROBOSCOPE INSPECT 3 | 4660029
4306 | 0800-MEC-IRD-180-M8 PUMPS | COUPLING STROBOSCOPE INSPECT 3 | 25 | 30 | 2 - Subj Inspection | 0100880D | #ERROR! | #ERROR! |  |  |  | Coupling | IRD | MEC | Verify the state of the coupling with a stroboscope (the metal-polymer junction). | Wear | Looseness | Clearance/alignment failure | 180 |  |  |  | JDE |  | SULZER PUMPS | Route Created. Pending develop data | 0800-MEC-IRD-180-M8 PUMPS COUPLING STROBOSCOPE INSPECT 3 | 4660029
4314 | 0800-MEC-IRD-180-M8 PUMPS | COUPLING STROBOSCOPE INSPECT 3 | 25 | 30 | 2 - Subj Inspection | 0100836XA | #ERROR! | #ERROR! |  |  |  | Coupling | IRD | MEC | Verify the state of the coupling with a stroboscope (the metal-polymer junction). | Wear | Looseness | Clearance/alignment failure | 180 |  |  |  | JDE |  | SULZER PUMPS | Route Created. Pending develop data | 0800-MEC-IRD-180-M8 PUMPS COUPLING STROBOSCOPE INSPECT 3 | 4660029
4322 | 0800-MEC-IRD-180-M8 PUMPS | COUPLING STROBOSCOPE INSPECT 3 | 25 | 30 | 2 - Subj Inspection | 0100844BC | #ERROR! | #ERROR! |  |  |  | Coupling | IRD | MEC | Verify the state of the coupling with a stroboscope (the metal-polymer junction). | Wear | Looseness | Clearance/alignment failure | 180 |  |  |  | JDE |  | SULZER PUMPS | Route Created. Pending develop data | 0800-MEC-IRD-180-M8 PUMPS COUPLING STROBOSCOPE INSPECT 3 | 4660029
4330 | 0800-MEC-IRD-180-M8 PUMPS | COUPLING STROBOSCOPE INSPECT 3 | 25 | 30 | 2 - Subj Inspection | 0100844BD | #ERROR! | #ERROR! |  |  |  | Coupling | IRD | MEC | Verify the state of the coupling with a stroboscope (the metal-polymer junction). | Wear | Looseness | Clearance/alignment failure | 180 |  |  |  | JDE |  | SULZER PUMPS | Route Created. Pending develop data | 0800-MEC-IRD-180-M8 PUMPS COUPLING STROBOSCOPE INSPECT 3 | 4660029
4338 | 0800-MEC-IRD-180-M8 PUMPS | COUPLING STROBOSCOPE INSPECT 3 | 25 | 30 | 2 - Subj Inspection | 0100880H | #ERROR! | #ERROR! |  |  |  | Coupling | IRD | MEC | Verify the state of the coupling with a stroboscope (the metal-polymer junction). | Wear | Looseness | Clearance/alignment failure | 180 |  |  |  | JDE |  | SULZER PUMPS | Route Created. Pending develop data | 0800-MEC-IRD-180-M8 PUMPS COUPLING STROBOSCOPE INSPECT 3 | 4660029
4346 | 0800-MEC-IRD-180-M8 PUMPS | COUPLING STROBOSCOPE INSPECT 3 | 25 | 30 | 2 - Subj Inspection | 0100880I | #ERROR! | #ERROR! |  |  |  | Coupling | IRD | MEC | Verify the state of the coupling with a stroboscope (the metal-polymer junction). | Wear | Looseness | Clearance/alignment failure | 180 |  |  |  | JDE |  | SULZER PUMPS | Route Created. Pending develop data | 0800-MEC-IRD-180-M8 PUMPS COUPLING STROBOSCOPE INSPECT 3 | 4660029
4354 | 0800-MEC-IRD-180-M8 PUMPS | COUPLING STROBOSCOPE INSPECT 3 | 25 | 30 | 2 - Subj Inspection | 0100880J | #ERROR! | #ERROR! |  |  |  | Coupling | IRD | MEC | Verify the state of the coupling with a stroboscope (the metal-polymer junction). | Wear | Looseness | Clearance/alignment failure | 180 |  |  |  | JDE |  | SULZER PUMPS | Route Created. Pending develop data | 0800-MEC-IRD-180-M8 PUMPS COUPLING STROBOSCOPE INSPECT 3 | 4660029
4362 | 0800-MEC-IRD-180-M8 PUMPS | COUPLING STROBOSCOPE INSPECT 3 | 25 | 30 | 2 - Subj Inspection | 0100880K | #ERROR! | #ERROR! |  |  |  | Coupling | IRD | MEC | Verify the state of the coupling with a stroboscope (the metal-polymer junction). | Wear | Looseness | Clearance/alignment failure | 180 |  |  |  | JDE |  | SULZER PUMPS | Route Created. Pending develop data | 0800-MEC-IRD-180-M8 PUMPS COUPLING STROBOSCOPE INSPECT 3 | 4660029
4370 | 0800-MEC-IRD-180-M8 PUMPS | COUPLING STROBOSCOPE INSPECT 3 | 25 | 30 | 2 - Subj Inspection | 0100834E | #ERROR! | #ERROR! |  |  |  | Coupling | IRD | MEC | Verify the state of the coupling with a stroboscope (the metal-polymer junction). | Wear | Looseness | Clearance/alignment failure | 180 |  |  |  | JDE |  | SULZER PUMPS | Route Created. Pending develop data | 0800-MEC-IRD-180-M8 PUMPS COUPLING STROBOSCOPE INSPECT 3 | 4660029
4378 | 0800-MEC-IRD-180-M8 PUMPS | COUPLING STROBOSCOPE INSPECT 3 | 25 | 30 | 2 - Subj Inspection | 0100834F | #ERROR! | #ERROR! |  |  |  | Coupling | IRD | MEC | Verify the state of the coupling with a stroboscope (the metal-polymer junction). | Wear | Looseness | Clearance/alignment failure | 180 |  |  |  | JDE |  | SULZER PUMPS | Route Created. Pending develop data | 0800-MEC-IRD-180-M8 PUMPS COUPLING STROBOSCOPE INSPECT 3 | 4660029
3354 | 0050-REL-IRD-182-COMPRESSORS | TAKE COOLANT SAMPLE | 28 | 19 | 4 - Cond Monitoring | 5050050A | #ERROR! | #ERROR! |  |  |  | Cooler reservoir | IRD | REL | Sample coolant for chemical analysis | Contaminated | Dirty |  | 182 |  |  |  | LUBE-IT |  | UTILITIES | Route Created. Pending develop data | 0050-REL-IRD-182-COMPRESSORS TAKE COOLANT SAMPLE | 4660030
3503 | 0050-REL-IRD-182-COMPRESSORS | TAKE COOLANT SAMPLE | 28 | 19 | 4 - Cond Monitoring | 5050050B | #ERROR! | #ERROR! |  |  |  | Cooler reservoir | IRD | REL | Sample coolant for chemical analysis | Contaminated | Dirty |  | 182 |  |  |  | LUBE-IT |  | UTILITIES | Route Created. Pending develop data | 0050-REL-IRD-182-COMPRESSORS TAKE COOLANT SAMPLE | 4660030
3571 | 0050-REL-IRD-182-COMPRESSORS | TAKE COOLANT SAMPLE | 28 | 19 | 4 - Cond Monitoring | 5050050C | #ERROR! | #ERROR! |  |  |  | Cooler reservoir | IRD | REL | Sample coolant for chemical analysis | Contaminated | Dirty |  | 182 |  |  |  | LUBE-IT |  | UTILITIES | Route Created. Pending develop data | 0050-REL-IRD-182-COMPRESSORS TAKE COOLANT SAMPLE | 4660030
2202 | 0828-MEC-DD-252-LINE 1 BALER | BREATHER REPLACEMENT | 28 | 20 | 1R - Replace | 010082827 | #ERROR! | #ERROR! |  |  |  | Breather | DD | MEC | Replace breather |  |  |  | 252 |  |  |  | JDE |  | BROKE AND CORE | Route Created. Pending develop data | 0828-MEC-DD-252-LINE 1 BALER BREATHER REPLACEMENT | 4660031
2309 | 0828-MEC-DD-252-LINE 2 BALER | BREATHER REPLACEMENT | 28 | 20 | 1R - Replace | 010082828 | #ERROR! | #ERROR! |  |  |  | Breather | DD | MEC | Replace breather |  |  |  | 252 |  |  |  | JDE |  | BROKE AND CORE | Route Created. Pending develop data | 0828-MEC-DD-252-LINE 2 BALER BREATHER REPLACEMENT | 4660032
1507 | 0822-MEC-DD-336-DUMP CHEST 1 | AGITATOR ANNUAL SERVICE | 28 | 23 | 2 - Subj Inspection | 0100822AA | #ERROR! | #ERROR! |  |  |  | Bushings (Driver and driven) | DD | MEC | Ensure that there is no wear on the bushing. There must not be any play. | Wear |  |  | 336 |  |  |  | JDE |  | AGITATORS | Route Created. Pending develop data | 0822-MEC-DD-336-DUMP CHEST 1 AGITATOR ANNUAL SERVICE | 4660033
1508 | 0822-MEC-DD-336-DUMP CHEST 1 | AGITATOR ANNUAL SERVICE | 28 | 23 | 2 - Subj Inspection | 0100822AA | #ERROR! | #ERROR! |  |  |  | Impeller Blades | DD | MEC | Ensure that there is no wear and no looseness. Verify the adjustment of the blades according to the tolerance of the manufacturer. |  |  |  | 336 |  |  |  | JDE |  | AGITATORS | Route Created. Pending develop data | 0822-MEC-DD-336-DUMP CHEST 1 AGITATOR ANNUAL SERVICE | 4660033
1509 | 0822-MEC-DD-336-DUMP CHEST 1 | AGITATOR ANNUAL SERVICE | 28 | 23 | 2 - Subj Inspection | 0100822AA | #ERROR! | #ERROR! |  |  |  | Agitator Shaft | DD | MEC | Ensure that there are no traces of wear and no cracks on the rotor. |  |  |  | 336 |  |  |  | JDE |  | AGITATORS | Route Created. Pending develop data | 0822-MEC-DD-336-DUMP CHEST 1 AGITATOR ANNUAL SERVICE | 4660033
1510 | 0822-MEC-DD-336-DUMP CHEST 1 | AGITATOR ANNUAL SERVICE | 28 | 23 | 2 - Subj Inspection | 0100822AA | #ERROR! | #ERROR! |  |  |  | Impeller Blades | DD | MEC | Ensure impeller blade fasteners are properly torqued |  |  |  | 336 |  | Refer to section 9.5 of the Mix-Pro Manual for recommended torque values |  | JDE |  | AGITATORS | Route Created. Pending develop data | 0822-MEC-DD-336-DUMP CHEST 1 AGITATOR ANNUAL SERVICE | 4660033
1511 | 0822-MEC-DD-336-DUMP CHEST 1 | AGITATOR ANNUAL SERVICE | 28 | 23 | 2 - Subj Inspection | 0100822AA | #ERROR! | #ERROR! |  |  |  | Impeller Blades | DD | MEC | Visual inspection | Wear | Corrosion |  | 336 |  |  |  | JDE |  | AGITATORS | Route Created. Pending develop data | 0822-MEC-DD-336-DUMP CHEST 1 AGITATOR ANNUAL SERVICE | 4660033
1520 | 0824-MEC-DD-336-DUMP CHEST 2 | AGITATOR ANNUAL SERVICE | 28 | 23 | 2 - Subj Inspection | 0100824AA | #ERROR! | #ERROR! |  |  |  | Bushings (Driver and driven) | DD | MEC | Ensure that there is no wear on the bushing. There must not be any play. | Wear |  |  | 336 |  |  |  | JDE |  | AGITATORS | Route Created. Pending develop data | 0824-MEC-DD-336-DUMP CHEST 2 AGITATOR ANNUAL SERVICE | 4660034
1521 | 0824-MEC-DD-336-DUMP CHEST 2 | AGITATOR ANNUAL SERVICE | 28 | 23 | 2 - Subj Inspection | 0100824AA | #ERROR! | #ERROR! |  |  |  | Impeller Blades | DD | MEC | Ensure that there is no wear and no looseness. Verify the adjustment of the blades according to the tolerance of the manufacturer. |  |  |  | 336 |  |  |  | JDE |  | AGITATORS | Route Created. Pending develop data | 0824-MEC-DD-336-DUMP CHEST 2 AGITATOR ANNUAL SERVICE | 4660034
1522 | 0824-MEC-DD-336-DUMP CHEST 2 | AGITATOR ANNUAL SERVICE | 28 | 23 | 2 - Subj Inspection | 0100824AA | #ERROR! | #ERROR! |  |  |  | Agitator Shaft | DD | MEC | Ensure that there are no traces of wear and no cracks on the rotor. |  |  |  | 336 |  |  |  | JDE |  | AGITATORS | Route Created. Pending develop data | 0824-MEC-DD-336-DUMP CHEST 2 AGITATOR ANNUAL SERVICE | 4660034
1523 | 0824-MEC-DD-336-DUMP CHEST 2 | AGITATOR ANNUAL SERVICE | 28 | 23 | 2 - Subj Inspection | 0100824AA | #ERROR! | #ERROR! |  |  |  | Impeller Blades | DD | MEC | Ensure impeller blade fasteners are properly torqued |  |  |  | 336 |  | Refer to section 9.5 of the Mix-Pro Manual for recommended torque values |  | JDE |  | AGITATORS | Route Created. Pending develop data | 0824-MEC-DD-336-DUMP CHEST 2 AGITATOR ANNUAL SERVICE | 4660034
1524 | 0824-MEC-DD-336-DUMP CHEST 2 | AGITATOR ANNUAL SERVICE | 28 | 23 | 2 - Subj Inspection | 0100824AA | #ERROR! | #ERROR! |  |  |  | Impeller Blades | DD | MEC | Visual inspection | Wear | Corrosion |  | 336 |  |  |  | JDE |  | AGITATORS | Route Created. Pending develop data | 0824-MEC-DD-336-DUMP CHEST 2 AGITATOR ANNUAL SERVICE | 4660034
1533 | 0826-MEC-DD-336-BROKE DUMP | CHEST AGIT ANNUAL SERVICE | 26 | 25 | 2 - Subj Inspection | 0100826AA | #ERROR! | #ERROR! |  |  |  | Bushings (Driver and driven) | DD | MEC | Ensure that there is no wear on the bushing. There must not be any play. | Wear |  |  | 336 |  |  |  | JDE |  | AGITATORS | Route Created. Pending develop data | 0826-MEC-DD-336-BROKE DUMP CHEST AGIT ANNUAL SERVICE | 4660035
1534 | 0826-MEC-DD-336-BROKE DUMP | CHEST AGIT ANNUAL SERVICE | 26 | 25 | 2 - Subj Inspection | 0100826AA | #ERROR! | #ERROR! |  |  |  | Impeller Blades | DD | MEC | Ensure that there is no wear and no looseness. Verify the adjustment of the blades according to the tolerance of the manufacturer. |  |  |  | 336 |  |  |  | JDE |  | AGITATORS | Route Created. Pending develop data | 0826-MEC-DD-336-BROKE DUMP CHEST AGIT ANNUAL SERVICE | 4660035
1535 | 0826-MEC-DD-336-BROKE DUMP | CHEST AGIT ANNUAL SERVICE | 26 | 25 | 2 - Subj Inspection | 0100826AA | #ERROR! | #ERROR! |  |  |  | Agitator Shaft | DD | MEC | Ensure that there are no traces of wear and no cracks on the rotor. |  |  |  | 336 |  |  |  | JDE |  | AGITATORS | Route Created. Pending develop data | 0826-MEC-DD-336-BROKE DUMP CHEST AGIT ANNUAL SERVICE | 4660035
1536 | 0826-MEC-DD-336-BROKE DUMP | CHEST AGIT ANNUAL SERVICE | 26 | 25 | 2 - Subj Inspection | 0100826AA | #ERROR! | #ERROR! |  |  |  | Impeller Blades | DD | MEC | Ensure impeller blade fasteners are properly torqued |  |  |  | 336 |  | Refer to section 9.5 of the Mix-Pro Manual for recommended torque values |  | JDE |  | AGITATORS | Route Created. Pending develop data | 0826-MEC-DD-336-BROKE DUMP CHEST AGIT ANNUAL SERVICE | 4660035
1537 | 0826-MEC-DD-336-BROKE DUMP | CHEST AGIT ANNUAL SERVICE | 26 | 25 | 2 - Subj Inspection | 0100826AA | #ERROR! | #ERROR! |  |  |  | Impeller Blades | DD | MEC | Visual inspection | Wear | Corrosion |  | 336 |  |  |  | JDE |  | AGITATORS | Route Created. Pending develop data | 0826-MEC-DD-336-BROKE DUMP CHEST AGIT ANNUAL SERVICE | 4660035
1546 | 0826-MEC-DD-336-DEFLAKED BROKE | CHEST AGIT ANNUAL SERVICE | 30 | 25 | 2 - Subj Inspection | 0100826FA | #ERROR! | #ERROR! |  |  |  | Bushings (Driver and driven) | DD | MEC | Ensure that there is no wear on the bushing. There must not be any play. | Wear |  |  | 336 |  |  |  | JDE |  | AGITATORS | Route Created. Pending develop data | 0826-MEC-DD-336-DEFLAKED BROKE CHEST AGIT ANNUAL SERVICE | 4660036
1547 | 0826-MEC-DD-336-DEFLAKED BROKE | CHEST AGIT ANNUAL SERVICE | 30 | 25 | 2 - Subj Inspection | 0100826FA | #ERROR! | #ERROR! |  |  |  | Impeller Blades | DD | MEC | Ensure that there is no wear and no looseness. Verify the adjustment of the blades according to the tolerance of the manufacturer. |  |  |  | 336 |  |  |  | JDE |  | AGITATORS | Route Created. Pending develop data | 0826-MEC-DD-336-DEFLAKED BROKE CHEST AGIT ANNUAL SERVICE | 4660036
1548 | 0826-MEC-DD-336-DEFLAKED BROKE | CHEST AGIT ANNUAL SERVICE | 30 | 25 | 2 - Subj Inspection | 0100826FA | #ERROR! | #ERROR! |  |  |  | Agitator Shaft | DD | MEC | Ensure that there are no traces of wear and no cracks on the rotor. |  |  |  | 336 |  |  |  | JDE |  | AGITATORS | Route Created. Pending develop data | 0826-MEC-DD-336-DEFLAKED BROKE CHEST AGIT ANNUAL SERVICE | 4660036
1549 | 0826-MEC-DD-336-DEFLAKED BROKE | CHEST AGIT ANNUAL SERVICE | 30 | 25 | 2 - Subj Inspection | 0100826FA | #ERROR! | #ERROR! |  |  |  | Impeller Blades | DD | MEC | Ensure impeller blade fasteners are properly torqued |  |  |  | 336 |  | Refer to section 9.5 of the Mix-Pro Manual for recommended torque values |  | JDE |  | AGITATORS | Route Created. Pending develop data | 0826-MEC-DD-336-DEFLAKED BROKE CHEST AGIT ANNUAL SERVICE | 4660036
1550 | 0826-MEC-DD-336-DEFLAKED BROKE | CHEST AGIT ANNUAL SERVICE | 30 | 25 | 2 - Subj Inspection | 0100826FA | #ERROR! | #ERROR! |  |  |  | Impeller Blades | DD | MEC | Visual inspection | Wear | Corrosion |  | 336 |  |  |  | JDE |  | AGITATORS | Route Created. Pending develop data | 0826-MEC-DD-336-DEFLAKED BROKE CHEST AGIT ANNUAL SERVICE | 4660036
1559 | 0826-MEC-DD-336-BROKE ACCEPTS | TANK AGIT ANNUAL SERVICE | 29 | 24 | 2 - Subj Inspection | 0100826JA | #ERROR! | #ERROR! |  |  |  | Bushings (Driver and driven) | DD | MEC | Ensure that there is no wear on the bushing. There must not be any play. | Wear |  |  | 336 |  |  |  | JDE |  | AGITATORS | Route Created. Pending develop data | 0826-MEC-DD-336-BROKE ACCEPTS TANK AGIT ANNUAL SERVICE | 4660037
1560 | 0826-MEC-DD-336-BROKE ACCEPTS | TANK AGIT ANNUAL SERVICE | 29 | 24 | 2 - Subj Inspection | 0100826JA | #ERROR! | #ERROR! |  |  |  | Impeller Blades | DD | MEC | Ensure that there is no wear and no looseness. Verify the adjustment of the blades according to the tolerance of the manufacturer. |  |  |  | 336 |  |  |  | JDE |  | AGITATORS | Route Created. Pending develop data | 0826-MEC-DD-336-BROKE ACCEPTS TANK AGIT ANNUAL SERVICE | 4660037
1561 | 0826-MEC-DD-336-BROKE ACCEPTS | TANK AGIT ANNUAL SERVICE | 29 | 24 | 2 - Subj Inspection | 0100826JA | #ERROR! | #ERROR! |  |  |  | Agitator Shaft | DD | MEC | Ensure that there are no traces of wear and no cracks on the rotor. |  |  |  | 336 |  |  |  | JDE |  | AGITATORS | Route Created. Pending develop data | 0826-MEC-DD-336-BROKE ACCEPTS TANK AGIT ANNUAL SERVICE | 4660037
1562 | 0826-MEC-DD-336-BROKE ACCEPTS | TANK AGIT ANNUAL SERVICE | 29 | 24 | 2 - Subj Inspection | 0100826JA | #ERROR! | #ERROR! |  |  |  | Impeller Blades | DD | MEC | Ensure impeller blade fasteners are properly torqued |  |  |  | 336 |  | Refer to section 9.5 of the Mix-Pro Manual for recommended torque values |  | JDE |  | AGITATORS | Route Created. Pending develop data | 0826-MEC-DD-336-BROKE ACCEPTS TANK AGIT ANNUAL SERVICE | 4660037
1563 | 0826-MEC-DD-336-BROKE ACCEPTS | TANK AGIT ANNUAL SERVICE | 29 | 24 | 2 - Subj Inspection | 0100826JA | #ERROR! | #ERROR! |  |  |  | Impeller Blades | DD | MEC | Visual inspection | Wear | Corrosion |  | 336 |  |  |  | JDE |  | AGITATORS | Route Created. Pending develop data | 0826-MEC-DD-336-BROKE ACCEPTS TANK AGIT ANNUAL SERVICE | 4660037
1572 | 0826-MEC-DD-336-BROKE REJECTS | TANK AGIT ANNUAL SERVICE | 29 | 24 | 2 - Subj Inspection | 0100826KA | #ERROR! | #ERROR! |  |  |  | Bushings (Driver and driven) | DD | MEC | Ensure that there is no wear on the bushing. There must not be any play. | Wear |  |  | 336 |  |  |  | JDE |  | AGITATORS | Route Created. Pending develop data | 0826-MEC-DD-336-BROKE REJECTS TANK AGIT ANNUAL SERVICE | 4660038
1573 | 0826-MEC-DD-336-BROKE REJECTS | TANK AGIT ANNUAL SERVICE | 29 | 24 | 2 - Subj Inspection | 0100826KA | #ERROR! | #ERROR! |  |  |  | Impeller Blades | DD | MEC | Ensure that there is no wear and no looseness. Verify the adjustment of the blades according to the tolerance of the manufacturer. |  |  |  | 336 |  |  |  | JDE |  | AGITATORS | Route Created. Pending develop data | 0826-MEC-DD-336-BROKE REJECTS TANK AGIT ANNUAL SERVICE | 4660038
1574 | 0826-MEC-DD-336-BROKE REJECTS | TANK AGIT ANNUAL SERVICE | 29 | 24 | 2 - Subj Inspection | 0100826KA | #ERROR! | #ERROR! |  |  |  | Agitator Shaft | DD | MEC | Ensure that there are no traces of wear and no cracks on the rotor. |  |  |  | 336 |  |  |  | JDE |  | AGITATORS | Route Created. Pending develop data | 0826-MEC-DD-336-BROKE REJECTS TANK AGIT ANNUAL SERVICE | 4660038
1575 | 0826-MEC-DD-336-BROKE REJECTS | TANK AGIT ANNUAL SERVICE | 29 | 24 | 2 - Subj Inspection | 0100826KA | #ERROR! | #ERROR! |  |  |  | Impeller Blades | DD | MEC | Ensure impeller blade fasteners are properly torqued |  |  |  | 336 |  | Refer to section 9.5 of the Mix-Pro Manual for recommended torque values |  | JDE |  | AGITATORS | Route Created. Pending develop data | 0826-MEC-DD-336-BROKE REJECTS TANK AGIT ANNUAL SERVICE | 4660038
1576 | 0826-MEC-DD-336-BROKE REJECTS | TANK AGIT ANNUAL SERVICE | 29 | 24 | 2 - Subj Inspection | 0100826KA | #ERROR! | #ERROR! |  |  |  | Impeller Blades | DD | MEC | Visual inspection | Wear | Corrosion |  | 336 |  |  |  | JDE |  | AGITATORS | Route Created. Pending develop data | 0826-MEC-DD-336-BROKE REJECTS TANK AGIT ANNUAL SERVICE | 4660038
1585 | 0830-MEC-DD-336-TAD BLEND | CHEST AGIT ANNUAL SERVICE | 25 | 25 | 2 - Subj Inspection | 0100830AA | #ERROR! | #ERROR! |  |  |  | Bushings (Driver and driven) | DD | MEC | Ensure that there is no wear on the bushing. There must not be any play. | Wear |  |  | 336 |  |  |  | JDE |  | AGITATORS | Route Created. Pending develop data | 0830-MEC-DD-336-TAD BLEND CHEST AGIT ANNUAL SERVICE | 4660039
1586 | 0830-MEC-DD-336-TAD BLEND | CHEST AGIT ANNUAL SERVICE | 25 | 25 | 2 - Subj Inspection | 0100830AA | #ERROR! | #ERROR! |  |  |  | Impeller Blades | DD | MEC | Ensure that there is no wear and no looseness. Verify the adjustment of the blades according to the tolerance of the manufacturer. |  |  |  | 336 |  |  |  | JDE |  | AGITATORS | Route Created. Pending develop data | 0830-MEC-DD-336-TAD BLEND CHEST AGIT ANNUAL SERVICE | 4660039
1587 | 0830-MEC-DD-336-TAD BLEND | CHEST AGIT ANNUAL SERVICE | 25 | 25 | 2 - Subj Inspection | 0100830AA | #ERROR! | #ERROR! |  |  |  | Agitator Shaft | DD | MEC | Ensure that there are no traces of wear and no cracks on the rotor. |  |  |  | 336 |  |  |  | JDE |  | AGITATORS | Route Created. Pending develop data | 0830-MEC-DD-336-TAD BLEND CHEST AGIT ANNUAL SERVICE | 4660039
1588 | 0830-MEC-DD-336-TAD BLEND | CHEST AGIT ANNUAL SERVICE | 25 | 25 | 2 - Subj Inspection | 0100830AA | #ERROR! | #ERROR! |  |  |  | Impeller Blades | DD | MEC | Ensure impeller blade fasteners are properly torqued |  |  |  | 336 |  | Refer to section 9.5 of the Mix-Pro Manual for recommended torque values |  | JDE |  | AGITATORS | Route Created. Pending develop data | 0830-MEC-DD-336-TAD BLEND CHEST AGIT ANNUAL SERVICE | 4660039
1589 | 0830-MEC-DD-336-TAD BLEND | CHEST AGIT ANNUAL SERVICE | 25 | 25 | 2 - Subj Inspection | 0100830AA | #ERROR! | #ERROR! |  |  |  | Impeller Blades | DD | MEC | Visual inspection | Wear | Corrosion |  | 336 |  |  |  | JDE |  | AGITATORS | Route Created. Pending develop data | 0830-MEC-DD-336-TAD BLEND CHEST AGIT ANNUAL SERVICE | 4660039
1598 | 0830-MEC-DD-336-TAD MACHINE | CHEST AGIT ANNUAL SERVICE | 27 | 25 | 2 - Subj Inspection | 0100830BA | #ERROR! | #ERROR! |  |  |  | Bushings (Driver and driven) | DD | MEC | Ensure that there is no wear on the bushing. There must not be any play. | Wear |  |  | 336 |  |  |  | JDE |  | AGITATORS | Route Created. Pending develop data | 0830-MEC-DD-336-TAD MACHINE CHEST AGIT ANNUAL SERVICE | 4660040
1599 | 0830-MEC-DD-336-TAD MACHINE | CHEST AGIT ANNUAL SERVICE | 27 | 25 | 2 - Subj Inspection | 0100830BA | #ERROR! | #ERROR! |  |  |  | Impeller Blades | DD | MEC | Ensure that there is no wear and no looseness. Verify the adjustment of the blades according to the tolerance of the manufacturer. |  |  |  | 336 |  |  |  | JDE |  | AGITATORS | Route Created. Pending develop data | 0830-MEC-DD-336-TAD MACHINE CHEST AGIT ANNUAL SERVICE | 4660040
1600 | 0830-MEC-DD-336-TAD MACHINE | CHEST AGIT ANNUAL SERVICE | 27 | 25 | 2 - Subj Inspection | 0100830BA | #ERROR! | #ERROR! |  |  |  | Agitator Shaft | DD | MEC | Ensure that there are no traces of wear and no cracks on the rotor. |  |  |  | 336 |  |  |  | JDE |  | AGITATORS | Route Created. Pending develop data | 0830-MEC-DD-336-TAD MACHINE CHEST AGIT ANNUAL SERVICE | 4660040
1601 | 0830-MEC-DD-336-TAD MACHINE | CHEST AGIT ANNUAL SERVICE | 27 | 25 | 2 - Subj Inspection | 0100830BA | #ERROR! | #ERROR! |  |  |  | Impeller Blades | DD | MEC | Ensure impeller blade fasteners are properly torqued |  |  |  | 336 |  | Refer to section 9.5 of the Mix-Pro Manual for recommended torque values |  | JDE |  | AGITATORS | Route Created. Pending develop data | 0830-MEC-DD-336-TAD MACHINE CHEST AGIT ANNUAL SERVICE | 4660040
1602 | 0830-MEC-DD-336-TAD MACHINE | CHEST AGIT ANNUAL SERVICE | 27 | 25 | 2 - Subj Inspection | 0100830BA | #ERROR! | #ERROR! |  |  |  | Impeller Blades | DD | MEC | Visual inspection | Wear | Corrosion |  | 336 |  |  |  | JDE |  | AGITATORS | Route Created. Pending develop data | 0830-MEC-DD-336-TAD MACHINE CHEST AGIT ANNUAL SERVICE | 4660040
1611 | 0830-MEC-DD-336-CORE BLEND | CHEST AGIT ANNUAL SERVICE | 26 | 25 | 2 - Subj Inspection | 0100830EA | #ERROR! | #ERROR! |  |  |  | Bushings (Driver and driven) | DD | MEC | Ensure that there is no wear on the bushing. There must not be any play. | Wear |  |  | 336 |  |  |  | JDE |  | AGITATORS | Route Created. Pending develop data | 0830-MEC-DD-336-CORE BLEND CHEST AGIT ANNUAL SERVICE | 4660041
1612 | 0830-MEC-DD-336-CORE BLEND | CHEST AGIT ANNUAL SERVICE | 26 | 25 | 2 - Subj Inspection | 0100830EA | #ERROR! | #ERROR! |  |  |  | Impeller Blades | DD | MEC | Ensure that there is no wear and no looseness. Verify the adjustment of the blades according to the tolerance of the manufacturer. |  |  |  | 336 |  |  |  | JDE |  | AGITATORS | Route Created. Pending develop data | 0830-MEC-DD-336-CORE BLEND CHEST AGIT ANNUAL SERVICE | 4660041
1613 | 0830-MEC-DD-336-CORE BLEND | CHEST AGIT ANNUAL SERVICE | 26 | 25 | 2 - Subj Inspection | 0100830EA | #ERROR! | #ERROR! |  |  |  | Agitator Shaft | DD | MEC | Ensure that there are no traces of wear and no cracks on the rotor. |  |  |  | 336 |  |  |  | JDE |  | AGITATORS | Route Created. Pending develop data | 0830-MEC-DD-336-CORE BLEND CHEST AGIT ANNUAL SERVICE | 4660041
1614 | 0830-MEC-DD-336-CORE BLEND | CHEST AGIT ANNUAL SERVICE | 26 | 25 | 2 - Subj Inspection | 0100830EA | #ERROR! | #ERROR! |  |  |  | Impeller Blades | DD | MEC | Ensure impeller blade fasteners are properly torqued |  |  |  | 336 |  | Refer to section 9.5 of the Mix-Pro Manual for recommended torque values |  | JDE |  | AGITATORS | Route Created. Pending develop data | 0830-MEC-DD-336-CORE BLEND CHEST AGIT ANNUAL SERVICE | 4660041
1615 | 0830-MEC-DD-336-CORE BLEND | CHEST AGIT ANNUAL SERVICE | 26 | 25 | 2 - Subj Inspection | 0100830EA | #ERROR! | #ERROR! |  |  |  | Impeller Blades | DD | MEC | Visual inspection | Wear | Corrosion |  | 336 |  |  |  | JDE |  | AGITATORS | Route Created. Pending develop data | 0830-MEC-DD-336-CORE BLEND CHEST AGIT ANNUAL SERVICE | 4660041
1624 | 0830-MEC-DD-336-CORE MACHINE | CHEST AGIT ANNUAL SERVICE | 28 | 25 | 2 - Subj Inspection | 0100830FA | #ERROR! | #ERROR! |  |  |  | Bushings (Driver and driven) | DD | MEC | Ensure that there is no wear on the bushing. There must not be any play. | Wear |  |  | 336 |  |  |  | JDE |  | AGITATORS | Route Created. Pending develop data | 0830-MEC-DD-336-CORE MACHINE CHEST AGIT ANNUAL SERVICE | 4660042
1625 | 0830-MEC-DD-336-CORE MACHINE | CHEST AGIT ANNUAL SERVICE | 28 | 25 | 2 - Subj Inspection | 0100830FA | #ERROR! | #ERROR! |  |  |  | Impeller Blades | DD | MEC | Ensure that there is no wear and no looseness. Verify the adjustment of the blades according to the tolerance of the manufacturer. |  |  |  | 336 |  |  |  | JDE |  | AGITATORS | Route Created. Pending develop data | 0830-MEC-DD-336-CORE MACHINE CHEST AGIT ANNUAL SERVICE | 4660042
1626 | 0830-MEC-DD-336-CORE MACHINE | CHEST AGIT ANNUAL SERVICE | 28 | 25 | 2 - Subj Inspection | 0100830FA | #ERROR! | #ERROR! |  |  |  | Agitator Shaft | DD | MEC | Ensure that there are no traces of wear and no cracks on the rotor. |  |  |  | 336 |  |  |  | JDE |  | AGITATORS | Route Created. Pending develop data | 0830-MEC-DD-336-CORE MACHINE CHEST AGIT ANNUAL SERVICE | 4660042
1627 | 0830-MEC-DD-336-CORE MACHINE | CHEST AGIT ANNUAL SERVICE | 28 | 25 | 2 - Subj Inspection | 0100830FA | #ERROR! | #ERROR! |  |  |  | Impeller Blades | DD | MEC | Ensure impeller blade fasteners are properly torqued |  |  |  | 336 |  | Refer to section 9.5 of the Mix-Pro Manual for recommended torque values |  | JDE |  | AGITATORS | Route Created. Pending develop data | 0830-MEC-DD-336-CORE MACHINE CHEST AGIT ANNUAL SERVICE | 4660042
1628 | 0830-MEC-DD-336-CORE MACHINE | CHEST AGIT ANNUAL SERVICE | 28 | 25 | 2 - Subj Inspection | 0100830FA | #ERROR! | #ERROR! |  |  |  | Impeller Blades | DD | MEC | Visual inspection | Wear | Corrosion |  | 336 |  |  |  | JDE |  | AGITATORS | Route Created. Pending develop data | 0830-MEC-DD-336-CORE MACHINE CHEST AGIT ANNUAL SERVICE | 4660042
1637 | 0830-MEC-DD-336-YANKEE BLEND | CHEST AGIT ANNUAL SERVICE | 28 | 25 | 2 - Subj Inspection | 0100830IA | #ERROR! | #ERROR! |  |  |  | Bushings (Driver and driven) | DD | MEC | Ensure that there is no wear on the bushing. There must not be any play. | Wear |  |  | 336 |  |  |  | JDE |  | AGITATORS | Route Created. Pending develop data | 0830-MEC-DD-336-YANKEE BLEND CHEST AGIT ANNUAL SERVICE | 4660043
1638 | 0830-MEC-DD-336-YANKEE BLEND | CHEST AGIT ANNUAL SERVICE | 28 | 25 | 2 - Subj Inspection | 0100830IA | #ERROR! | #ERROR! |  |  |  | Impeller Blades | DD | MEC | Ensure that there is no wear and no looseness. Verify the adjustment of the blades according to the tolerance of the manufacturer. |  |  |  | 336 |  |  |  | JDE |  | AGITATORS | Route Created. Pending develop data | 0830-MEC-DD-336-YANKEE BLEND CHEST AGIT ANNUAL SERVICE | 4660043
1639 | 0830-MEC-DD-336-YANKEE BLEND | CHEST AGIT ANNUAL SERVICE | 28 | 25 | 2 - Subj Inspection | 0100830IA | #ERROR! | #ERROR! |  |  |  | Agitator Shaft | DD | MEC | Ensure that there are no traces of wear and no cracks on the rotor. |  |  |  | 336 |  |  |  | JDE |  | AGITATORS | Route Created. Pending develop data | 0830-MEC-DD-336-YANKEE BLEND CHEST AGIT ANNUAL SERVICE | 4660043
1640 | 0830-MEC-DD-336-YANKEE BLEND | CHEST AGIT ANNUAL SERVICE | 28 | 25 | 2 - Subj Inspection | 0100830IA | #ERROR! | #ERROR! |  |  |  | Impeller Blades | DD | MEC | Ensure impeller blade fasteners are properly torqued |  |  |  | 336 |  | Refer to section 9.5 of the Mix-Pro Manual for recommended torque values |  | JDE |  | AGITATORS | Route Created. Pending develop data | 0830-MEC-DD-336-YANKEE BLEND CHEST AGIT ANNUAL SERVICE | 4660043
1641 | 0830-MEC-DD-336-YANKEE BLEND | CHEST AGIT ANNUAL SERVICE | 28 | 25 | 2 - Subj Inspection | 0100830IA | #ERROR! | #ERROR! |  |  |  | Impeller Blades | DD | MEC | Visual inspection | Wear | Corrosion |  | 336 |  |  |  | JDE |  | AGITATORS | Route Created. Pending develop data | 0830-MEC-DD-336-YANKEE BLEND CHEST AGIT ANNUAL SERVICE | 4660043
1650 | 0830-MEC-DD-336-YANKEE MACHINE | CHEST AGIT ANNUAL SERVICE | 30 | 25 | 2 - Subj Inspection | 0100830JA | #ERROR! | #ERROR! |  |  |  | Bushings (Driver and driven) | DD | MEC | Ensure that there is no wear on the bushing. There must not be any play. | Wear |  |  | 336 |  |  |  | JDE |  | AGITATORS | Route Created. Pending develop data | 0830-MEC-DD-336-YANKEE MACHINE CHEST AGIT ANNUAL SERVICE | 4660044
1651 | 0830-MEC-DD-336-YANKEE MACHINE | CHEST AGIT ANNUAL SERVICE | 30 | 25 | 2 - Subj Inspection | 0100830JA | #ERROR! | #ERROR! |  |  |  | Impeller Blades | DD | MEC | Ensure that there is no wear and no looseness. Verify the adjustment of the blades according to the tolerance of the manufacturer. |  |  |  | 336 |  |  |  | JDE |  | AGITATORS | Route Created. Pending develop data | 0830-MEC-DD-336-YANKEE MACHINE CHEST AGIT ANNUAL SERVICE | 4660044
1652 | 0830-MEC-DD-336-YANKEE MACHINE | CHEST AGIT ANNUAL SERVICE | 30 | 25 | 2 - Subj Inspection | 0100830JA | #ERROR! | #ERROR! |  |  |  | Agitator Shaft | DD | MEC | Ensure that there are no traces of wear and no cracks on the rotor. |  |  |  | 336 |  |  |  | JDE |  | AGITATORS | Route Created. Pending develop data | 0830-MEC-DD-336-YANKEE MACHINE CHEST AGIT ANNUAL SERVICE | 4660044
1653 | 0830-MEC-DD-336-YANKEE MACHINE | CHEST AGIT ANNUAL SERVICE | 30 | 25 | 2 - Subj Inspection | 0100830JA | #ERROR! | #ERROR! |  |  |  | Impeller Blades | DD | MEC | Ensure impeller blade fasteners are properly torqued |  |  |  | 336 |  | Refer to section 9.5 of the Mix-Pro Manual for recommended torque values |  | JDE |  | AGITATORS | Route Created. Pending develop data | 0830-MEC-DD-336-YANKEE MACHINE CHEST AGIT ANNUAL SERVICE | 4660044
1654 | 0830-MEC-DD-336-YANKEE MACHINE | CHEST AGIT ANNUAL SERVICE | 30 | 25 | 2 - Subj Inspection | 0100830JA | #ERROR! | #ERROR! |  |  |  | Impeller Blades | DD | MEC | Visual inspection | Wear | Corrosion |  | 336 |  |  |  | JDE |  | AGITATORS | Route Created. Pending develop data | 0830-MEC-DD-336-YANKEE MACHINE CHEST AGIT ANNUAL SERVICE | 4660044
1663 | 0832-MEC-DD-336-BOW SCRN RECOV | FIBER TANK AGIT ANNUAL SERVICE | 30 | 30 | 2 - Subj Inspection | 0100832FA | #ERROR! | #ERROR! |  |  |  | Bushings (Driver and driven) | DD | MEC | Ensure that there is no wear on the bushing. There must not be any play. | Wear |  |  | 336 |  |  |  | JDE |  | AGITATORS | Route Created. Pending develop data | 0832-MEC-DD-336-BOW SCRN RECOV FIBER TANK AGIT ANNUAL SERVICE | 4660045
1664 | 0832-MEC-DD-336-BOW SCRN RECOV | FIBER TANK AGIT ANNUAL SERVICE | 30 | 30 | 2 - Subj Inspection | 0100832FA | #ERROR! | #ERROR! |  |  |  | Impeller Blades | DD | MEC | Ensure that there is no wear and no looseness. Verify the adjustment of the blades according to the tolerance of the manufacturer. |  |  |  | 336 |  |  |  | JDE |  | AGITATORS | Route Created. Pending develop data | 0832-MEC-DD-336-BOW SCRN RECOV FIBER TANK AGIT ANNUAL SERVICE | 4660045
1665 | 0832-MEC-DD-336-BOW SCRN RECOV | FIBER TANK AGIT ANNUAL SERVICE | 30 | 30 | 2 - Subj Inspection | 0100832FA | #ERROR! | #ERROR! |  |  |  | Agitator Shaft | DD | MEC | Ensure that there are no traces of wear and no cracks on the rotor. |  |  |  | 336 |  |  |  | JDE |  | AGITATORS | Route Created. Pending develop data | 0832-MEC-DD-336-BOW SCRN RECOV FIBER TANK AGIT ANNUAL SERVICE | 4660045
1666 | 0832-MEC-DD-336-BOW SCRN RECOV | FIBER TANK AGIT ANNUAL SERVICE | 30 | 30 | 2 - Subj Inspection | 0100832FA | #ERROR! | #ERROR! |  |  |  | Impeller Blades | DD | MEC | Ensure impeller blade fasteners are properly torqued |  |  |  | 336 |  | Refer to section 9.5 of the Mix-Pro Manual for recommended torque values |  | JDE |  | AGITATORS | Route Created. Pending develop data | 0832-MEC-DD-336-BOW SCRN RECOV FIBER TANK AGIT ANNUAL SERVICE | 4660045
1667 | 0832-MEC-DD-336-BOW SCRN RECOV | FIBER TANK AGIT ANNUAL SERVICE | 30 | 30 | 2 - Subj Inspection | 0100832FA | #ERROR! | #ERROR! |  |  |  | Impeller Blades | DD | MEC | Visual inspection | Wear | Corrosion |  | 336 |  |  |  | JDE |  | AGITATORS | Route Created. Pending develop data | 0832-MEC-DD-336-BOW SCRN RECOV FIBER TANK AGIT ANNUAL SERVICE | 4660045
1676 | 0832-MEC-DD-336-DAF RECOVERED | FIBER TANK AGIT ANNUAL SERVICE | 29 | 30 | 2 - Subj Inspection | 0100832HHA | #ERROR! | #ERROR! |  |  |  | Bushings (Driver and driven) | DD | MEC | Ensure that there is no wear on the bushing. There must not be any play. | Wear |  |  | 336 |  |  |  | JDE |  | AGITATORS | Route Created. Pending develop data | 0832-MEC-DD-336-DAF RECOVERED FIBER TANK AGIT ANNUAL SERVICE | 4660046
1677 | 0832-MEC-DD-336-DAF RECOVERED | FIBER TANK AGIT ANNUAL SERVICE | 29 | 30 | 2 - Subj Inspection | 0100832HHA | #ERROR! | #ERROR! |  |  |  | Impeller Blades | DD | MEC | Ensure that there is no wear and no looseness. Verify the adjustment of the blades according to the tolerance of the manufacturer. |  |  |  | 336 |  |  |  | JDE |  | AGITATORS | Route Created. Pending develop data | 0832-MEC-DD-336-DAF RECOVERED FIBER TANK AGIT ANNUAL SERVICE | 4660046
1678 | 0832-MEC-DD-336-DAF RECOVERED | FIBER TANK AGIT ANNUAL SERVICE | 29 | 30 | 2 - Subj Inspection | 0100832HHA | #ERROR! | #ERROR! |  |  |  | Agitator Shaft | DD | MEC | Ensure that there are no traces of wear and no cracks on the rotor. |  |  |  | 336 |  |  |  | JDE |  | AGITATORS | Route Created. Pending develop data | 0832-MEC-DD-336-DAF RECOVERED FIBER TANK AGIT ANNUAL SERVICE | 4660046
1679 | 0832-MEC-DD-336-DAF RECOVERED | FIBER TANK AGIT ANNUAL SERVICE | 29 | 30 | 2 - Subj Inspection | 0100832HHA | #ERROR! | #ERROR! |  |  |  | Impeller Blades | DD | MEC | Ensure impeller blade fasteners are properly torqued |  |  |  | 336 |  | Refer to section 9.5 of the Mix-Pro Manual for recommended torque values |  | JDE |  | AGITATORS | Route Created. Pending develop data | 0832-MEC-DD-336-DAF RECOVERED FIBER TANK AGIT ANNUAL SERVICE | 4660046
1680 | 0832-MEC-DD-336-DAF RECOVERED | FIBER TANK AGIT ANNUAL SERVICE | 29 | 30 | 2 - Subj Inspection | 0100832HHA | #ERROR! | #ERROR! |  |  |  | Impeller Blades | DD | MEC | Visual inspection | Wear | Corrosion |  | 336 |  |  |  | JDE |  | AGITATORS | Route Created. Pending develop data | 0832-MEC-DD-336-DAF RECOVERED FIBER TANK AGIT ANNUAL SERVICE | 4660046
1689 | 0832-MEC-DD-336-EXCESS WW TANK | AGITATOR ANNUAL SERVICE | 30 | 23 | 2 - Subj Inspection | 0100832JA | #ERROR! | #ERROR! |  |  |  | Bushings (Driver and driven) | DD | MEC | Ensure that there is no wear on the bushing. There must not be any play. | Wear |  |  | 336 |  |  |  | JDE |  | AGITATORS | Route Created. Pending develop data | 0832-MEC-DD-336-EXCESS WW TANK AGITATOR ANNUAL SERVICE | 4660047
1690 | 0832-MEC-DD-336-EXCESS WW TANK | AGITATOR ANNUAL SERVICE | 30 | 23 | 2 - Subj Inspection | 0100832JA | #ERROR! | #ERROR! |  |  |  | Impeller Blades | DD | MEC | Ensure that there is no wear and no looseness. Verify the adjustment of the blades according to the tolerance of the manufacturer. |  |  |  | 336 |  |  |  | JDE |  | AGITATORS | Route Created. Pending develop data | 0832-MEC-DD-336-EXCESS WW TANK AGITATOR ANNUAL SERVICE | 4660047
1691 | 0832-MEC-DD-336-EXCESS WW TANK | AGITATOR ANNUAL SERVICE | 30 | 23 | 2 - Subj Inspection | 0100832JA | #ERROR! | #ERROR! |  |  |  | Agitator Shaft | DD | MEC | Ensure that there are no traces of wear and no cracks on the rotor. |  |  |  | 336 |  |  |  | JDE |  | AGITATORS | Route Created. Pending develop data | 0832-MEC-DD-336-EXCESS WW TANK AGITATOR ANNUAL SERVICE | 4660047
1692 | 0832-MEC-DD-336-EXCESS WW TANK | AGITATOR ANNUAL SERVICE | 30 | 23 | 2 - Subj Inspection | 0100832JA | #ERROR! | #ERROR! |  |  |  | Impeller Blades | DD | MEC | Ensure impeller blade fasteners are properly torqued |  |  |  | 336 |  | Refer to section 9.5 of the Mix-Pro Manual for recommended torque values |  | JDE |  | AGITATORS | Route Created. Pending develop data | 0832-MEC-DD-336-EXCESS WW TANK AGITATOR ANNUAL SERVICE | 4660047
1693 | 0832-MEC-DD-336-EXCESS WW TANK | AGITATOR ANNUAL SERVICE | 30 | 23 | 2 - Subj Inspection | 0100832JA | #ERROR! | #ERROR! |  |  |  | Impeller Blades | DD | MEC | Visual inspection | Wear | Corrosion |  | 336 |  |  |  | JDE |  | AGITATORS | Route Created. Pending develop data | 0832-MEC-DD-336-EXCESS WW TANK AGITATOR ANNUAL SERVICE | 4660047
1702 | 0832-MEC-DD-336-WIRE PIT AGIT | ANNUAL SERVICE | 29 | 14 | 2 - Subj Inspection | 0100832NA | #ERROR! | #ERROR! |  |  |  | Bushings (Driver and driven) | DD | MEC | Ensure that there is no wear on the bushing. There must not be any play. | Wear |  |  | 336 |  |  |  | JDE |  | AGITATORS | Route Created. Pending develop data | 0832-MEC-DD-336-WIRE PIT AGIT ANNUAL SERVICE | 4660048
1703 | 0832-MEC-DD-336-WIRE PIT AGIT | ANNUAL SERVICE | 29 | 14 | 2 - Subj Inspection | 0100832NA | #ERROR! | #ERROR! |  |  |  | Impeller Blades | DD | MEC | Ensure that there is no wear and no looseness. Verify the adjustment of the blades according to the tolerance of the manufacturer. |  |  |  | 336 |  |  |  | JDE |  | AGITATORS | Route Created. Pending develop data | 0832-MEC-DD-336-WIRE PIT AGIT ANNUAL SERVICE | 4660048
1704 | 0832-MEC-DD-336-WIRE PIT AGIT | ANNUAL SERVICE | 29 | 14 | 2 - Subj Inspection | 0100832NA | #ERROR! | #ERROR! |  |  |  | Agitator Shaft | DD | MEC | Ensure that there are no traces of wear and no cracks on the rotor. |  |  |  | 336 |  |  |  | JDE |  | AGITATORS | Route Created. Pending develop data | 0832-MEC-DD-336-WIRE PIT AGIT ANNUAL SERVICE | 4660048
1705 | 0832-MEC-DD-336-WIRE PIT AGIT | ANNUAL SERVICE | 29 | 14 | 2 - Subj Inspection | 0100832NA | #ERROR! | #ERROR! |  |  |  | Impeller Blades | DD | MEC | Ensure impeller blade fasteners are properly torqued |  |  |  | 336 |  | Refer to section 9.5 of the Mix-Pro Manual for recommended torque values |  | JDE |  | AGITATORS | Route Created. Pending develop data | 0832-MEC-DD-336-WIRE PIT AGIT ANNUAL SERVICE | 4660048
1706 | 0832-MEC-DD-336-WIRE PIT AGIT | ANNUAL SERVICE | 29 | 14 | 2 - Subj Inspection | 0100832NA | #ERROR! | #ERROR! |  |  |  | Impeller Blades | DD | MEC | Visual inspection | Wear | Corrosion |  | 336 |  |  |  | JDE |  | AGITATORS | Route Created. Pending develop data | 0832-MEC-DD-336-WIRE PIT AGIT ANNUAL SERVICE | 4660048
1715 | 0833-MEC-DD-336-TAD TRAY WATER | TANK AGITATOR ANNUAL SERVICE | 30 | 28 | 2 - Subj Inspection | 0100833AA | #ERROR! | #ERROR! |  |  |  | Bushings (Driver and driven) | DD | MEC | Ensure that there is no wear on the bushing. There must not be any play. | Wear |  |  | 336 |  |  |  | JDE |  | AGITATORS | Route Created. Pending develop data | 0833-MEC-DD-336-TAD TRAY WATER TANK AGITATOR ANNUAL SERVICE | 4660049
1716 | 0833-MEC-DD-336-TAD TRAY WATER | TANK AGITATOR ANNUAL SERVICE | 30 | 28 | 2 - Subj Inspection | 0100833AA | #ERROR! | #ERROR! |  |  |  | Impeller Blades | DD | MEC | Ensure that there is no wear and no looseness. Verify the adjustment of the blades according to the tolerance of the manufacturer. |  |  |  | 336 |  |  |  | JDE |  | AGITATORS | Route Created. Pending develop data | 0833-MEC-DD-336-TAD TRAY WATER TANK AGITATOR ANNUAL SERVICE | 4660049
1717 | 0833-MEC-DD-336-TAD TRAY WATER | TANK AGITATOR ANNUAL SERVICE | 30 | 28 | 2 - Subj Inspection | 0100833AA | #ERROR! | #ERROR! |  |  |  | Agitator Shaft | DD | MEC | Ensure that there are no traces of wear and no cracks on the rotor. |  |  |  | 336 |  |  |  | JDE |  | AGITATORS | Route Created. Pending develop data | 0833-MEC-DD-336-TAD TRAY WATER TANK AGITATOR ANNUAL SERVICE | 4660049
1718 | 0833-MEC-DD-336-TAD TRAY WATER | TANK AGITATOR ANNUAL SERVICE | 30 | 28 | 2 - Subj Inspection | 0100833AA | #ERROR! | #ERROR! |  |  |  | Impeller Blades | DD | MEC | Ensure impeller blade fasteners are properly torqued |  |  |  | 336 |  | Refer to section 9.5 of the Mix-Pro Manual for recommended torque values |  | JDE |  | AGITATORS | Route Created. Pending develop data | 0833-MEC-DD-336-TAD TRAY WATER TANK AGITATOR ANNUAL SERVICE | 4660049
1719 | 0833-MEC-DD-336-TAD TRAY WATER | TANK AGITATOR ANNUAL SERVICE | 30 | 28 | 2 - Subj Inspection | 0100833AA | #ERROR! | #ERROR! |  |  |  | Impeller Blades | DD | MEC | Visual inspection | Wear | Corrosion |  | 336 |  |  |  | JDE |  | AGITATORS | Route Created. Pending develop data | 0833-MEC-DD-336-TAD TRAY WATER TANK AGITATOR ANNUAL SERVICE | 4660049
1728 | 0833-MEC-DD-336-CLARIFIED TAD | TRAY TANK AGIT ANNUAL SERVICE | 29 | 29 | 2 - Subj Inspection | 0100833EA | #ERROR! | #ERROR! |  |  |  | Bushings (Driver and driven) | DD | MEC | Ensure that there is no wear on the bushing. There must not be any play. | Wear |  |  | 336 |  |  |  | JDE |  | AGITATORS | Route Created. Pending develop data | 0833-MEC-DD-336-CLARIFIED TAD TRAY TANK AGIT ANNUAL SERVICE | 4660050
1729 | 0833-MEC-DD-336-CLARIFIED TAD | TRAY TANK AGIT ANNUAL SERVICE | 29 | 29 | 2 - Subj Inspection | 0100833EA | #ERROR! | #ERROR! |  |  |  | Impeller Blades | DD | MEC | Ensure that there is no wear and no looseness. Verify the adjustment of the blades according to the tolerance of the manufacturer. |  |  |  | 336 |  |  |  | JDE |  | AGITATORS | Route Created. Pending develop data | 0833-MEC-DD-336-CLARIFIED TAD TRAY TANK AGIT ANNUAL SERVICE | 4660050
1730 | 0833-MEC-DD-336-CLARIFIED TAD | TRAY TANK AGIT ANNUAL SERVICE | 29 | 29 | 2 - Subj Inspection | 0100833EA | #ERROR! | #ERROR! |  |  |  | Agitator Shaft | DD | MEC | Ensure that there are no traces of wear and no cracks on the rotor. |  |  |  | 336 |  |  |  | JDE |  | AGITATORS | Route Created. Pending develop data | 0833-MEC-DD-336-CLARIFIED TAD TRAY TANK AGIT ANNUAL SERVICE | 4660050
1731 | 0833-MEC-DD-336-CLARIFIED TAD | TRAY TANK AGIT ANNUAL SERVICE | 29 | 29 | 2 - Subj Inspection | 0100833EA | #ERROR! | #ERROR! |  |  |  | Impeller Blades | DD | MEC | Ensure impeller blade fasteners are properly torqued |  |  |  | 336 |  | Refer to section 9.5 of the Mix-Pro Manual for recommended torque values |  | JDE |  | AGITATORS | Route Created. Pending develop data | 0833-MEC-DD-336-CLARIFIED TAD TRAY TANK AGIT ANNUAL SERVICE | 4660050
1732 | 0833-MEC-DD-336-CLARIFIED TAD | TRAY TANK AGIT ANNUAL SERVICE | 29 | 29 | 2 - Subj Inspection | 0100833EA | #ERROR! | #ERROR! |  |  |  | Impeller Blades | DD | MEC | Visual inspection | Wear | Corrosion |  | 336 |  |  |  | JDE |  | AGITATORS | Route Created. Pending develop data | 0833-MEC-DD-336-CLARIFIED TAD TRAY TANK AGIT ANNUAL SERVICE | 4660050
1741 | 0045-MEC-DD-336-DAF SLUDGE | BUFFER TNK AGIT ANNUAL SERVICE | 26 | 30 | 2 - Subj Inspection | 5050045BEA | #ERROR! | #ERROR! |  |  |  | Bushings (Driver and driven) | DD | MEC | Ensure that there is no wear on the bushing. There must not be any play. | Wear |  |  | 336 |  |  |  | JDE |  | AGITATORS | Route Created. Pending develop data | 0045-MEC-DD-336-DAF SLUDGE BUFFER TNK AGIT ANNUAL SERVICE | 4660051
1742 | 0045-MEC-DD-336-DAF SLUDGE | BUFFER TNK AGIT ANNUAL SERVICE | 26 | 30 | 2 - Subj Inspection | 5050045BEA | #ERROR! | #ERROR! |  |  |  | Impeller Blades | DD | MEC | Ensure that there is no wear and no looseness. Verify the adjustment of the blades according to the tolerance of the manufacturer. |  |  |  | 336 |  |  |  | JDE |  | AGITATORS | Route Created. Pending develop data | 0045-MEC-DD-336-DAF SLUDGE BUFFER TNK AGIT ANNUAL SERVICE | 4660051
1743 | 0045-MEC-DD-336-DAF SLUDGE | BUFFER TNK AGIT ANNUAL SERVICE | 26 | 30 | 2 - Subj Inspection | 5050045BEA | #ERROR! | #ERROR! |  |  |  | Agitator Shaft | DD | MEC | Ensure that there are no traces of wear and no cracks on the rotor. |  |  |  | 336 |  |  |  | JDE |  | AGITATORS | Route Created. Pending develop data | 0045-MEC-DD-336-DAF SLUDGE BUFFER TNK AGIT ANNUAL SERVICE | 4660051
1744 | 0045-MEC-DD-336-DAF SLUDGE | BUFFER TNK AGIT ANNUAL SERVICE | 26 | 30 | 2 - Subj Inspection | 5050045BEA | #ERROR! | #ERROR! |  |  |  | Impeller Blades | DD | MEC | Ensure impeller blade fasteners are properly torqued |  |  |  | 336 |  | Refer to section 9.5 of the Mix-Pro Manual for recommended torque values |  | JDE |  | AGITATORS | Route Created. Pending develop data | 0045-MEC-DD-336-DAF SLUDGE BUFFER TNK AGIT ANNUAL SERVICE | 4660051
1745 | 0045-MEC-DD-336-DAF SLUDGE | BUFFER TNK AGIT ANNUAL SERVICE | 26 | 30 | 2 - Subj Inspection | 5050045BEA | #ERROR! | #ERROR! |  |  |  | Impeller Blades | DD | MEC | Visual inspection | Wear | Corrosion |  | 336 |  |  |  | JDE |  | AGITATORS | Route Created. Pending develop data | 0045-MEC-DD-336-DAF SLUDGE BUFFER TNK AGIT ANNUAL SERVICE | 4660051
1746 | 0045-MEC-DD-336-WASTE WATER | SUMP AGITATOR ANNUAL SERVICE | 27 | 28 | 2 - Subj Inspection | 5050045BMA | #ERROR! | #ERROR! |  |  |  | Impeller Blades | DD | MEC | Ensure that there is no wear and no looseness. Verify the adjustment of the blades according to the tolerance of the manufacturer. |  |  |  | 336 |  |  |  | JDE |  | AGITATORS | Route Created. Pending develop data | 0045-MEC-DD-336-WASTE WATER SUMP AGITATOR ANNUAL SERVICE | 4660052
1747 | 0045-MEC-DD-336-WASTE WATER | SUMP AGITATOR ANNUAL SERVICE | 27 | 28 | 2 - Subj Inspection | 5050045BMA | #ERROR! | #ERROR! |  |  |  | Agitator Shaft | DD | MEC | Ensure that there are no traces of wear and no cracks on the rotor. |  |  |  | 336 |  |  |  | JDE |  | AGITATORS | Route Created. Pending develop data | 0045-MEC-DD-336-WASTE WATER SUMP AGITATOR ANNUAL SERVICE | 4660052
1748 | 0045-MEC-DD-336-WASTE WATER | SUMP AGITATOR ANNUAL SERVICE | 27 | 28 | 2 - Subj Inspection | 5050045BMA | #ERROR! | #ERROR! |  |  |  | Impeller Blades | DD | MEC | Ensure impeller blade fasteners are properly torqued |  |  |  | 336 |  | Refer to section 9.5 of the Mix-Pro Manual for recommended torque values |  | JDE |  | AGITATORS | Route Created. Pending develop data | 0045-MEC-DD-336-WASTE WATER SUMP AGITATOR ANNUAL SERVICE | 4660052
1749 | 0045-MEC-DD-336-WASTE WATER | SUMP AGITATOR ANNUAL SERVICE | 27 | 28 | 2 - Subj Inspection | 5050045BMA | #ERROR! | #ERROR! |  |  |  | Impeller Blades | DD | MEC | Visual inspection | Wear | Corrosion |  | 336 |  |  |  | JDE |  | AGITATORS | Route Created. Pending develop data | 0045-MEC-DD-336-WASTE WATER SUMP AGITATOR ANNUAL SERVICE | 4660052
2031 | 0820-ELE-DD-336-ROBOT ARM | CABLES INSPECTION | 25 | 17 | 2 - Subj Inspection | 0100820P | #ERROR! | #ERROR! | 0100820PA | #ERROR! | #ERROR! | End Effector Cable | DD | E&I | Check for damage | Damaged |  |  | 336 | 0.2 | Check whether the end effector cables are unevenly twisted or damaged. If damage is found, replace the damaged cables. |  | JDE |  | BALE HANDLING | Route Created. Pending develop data | 0820-ELE-DD-336-ROBOT ARM CABLES INSPECTION | 4660053
2033 | 0820-ELE-DD-336-ROBOT ARM | CABLES INSPECTION | 25 | 17 | 2 - Subj Inspection | 0100820P | #ERROR! | #ERROR! | 0100820PA | #ERROR! | #ERROR! | Mecanical Unit cable (movable part) | DD | E&I | Check for damage | Damaged |  |  | 336 | 0.2 | Observe the movable part of the mechanical unit cable, and check for damage. Also, check whether the cables are excessively bent or unevenly twisted. ”1.2.3 Check the Mechanical Unit Cables and Connectors” |  | JDE |  | BALE HANDLING | Route Created. Pending develop data | 0820-ELE-DD-336-ROBOT ARM CABLES INSPECTION | 4660053
2035 | 0820-ELE-DD-336-ROBOT ARM | CABLES INSPECTION | 25 | 17 | 2 - Subj Inspection | 0100820P | #ERROR! | #ERROR! | 0100820PA | #ERROR! | #ERROR! | Cables (teach pendant cable, operation box connection cable, robot connection cable, end effector cable) | IRD | E&I | Check for damages to the teach pendant cable, the operation box connection cable or the robot connection cable | Damaged |  |  | 336 | 0.2 |  |  | JDE |  | BALE HANDLING | Route Created. Pending develop data | 0820-ELE-DD-336-ROBOT ARM CABLES INSPECTION | 4660053
2046 | 0820-ELE-DD-336-ROBOT ARM | CABLES INSPECTION | 25 | 17 | 2 - Subj Inspection | 0100820P | #ERROR! | #ERROR! | 0100820PA | #ERROR! | #ERROR! | Connectors | DD | E&I | Check the connection of each axis motor and other exposed connectors. | Disconnected |  |  | 336 | 0.2 | See ”1.2.3 Check the Mechanical Unit Cables and Connectors” |  | JDE |  | BALE HANDLING | Route Created. Pending develop data | 0820-ELE-DD-336-ROBOT ARM CABLES INSPECTION | 4660053
2040 | 0820-MEC-DD-336-ROBOT ARM | ANNUAL INSPECTION | 25 | 17 | 2 - Subj Inspection | 0100820P | #ERROR! | #ERROR! | 0100820PA | #ERROR! | #ERROR! | Mechanical Stoppers | DD | MEC | Check that the J1-axis swing stopper rotates smoothly. | Faulty Mechanism |  |  | 336 | 0.1 | See ”1.2.4 Check of Fixed Mechanical Stopper and Adjustable Mechanical Stopper” |  | JDE |  | BALE HANDLING | Route Created. Pending develop data | 0820-MEC-DD-336-ROBOT ARM ANNUAL INSPECTION | 4660054
2043 | 0820-MEC-DD-336-ROBOT ARM | ANNUAL INSPECTION | 25 | 17 | 2 - Subj Inspection | 0100820P | #ERROR! | #ERROR! | 0100820PA | #ERROR! | #ERROR! | Mechanical Stoppers | DD | MEC | Check that there is no evidence of a collision and check that the stopper mounting bolts are not loose. | Collision | looseness |  | 336 | 0.5 | See ”1.2.4 Check of Fixed Mechanical Stopper and Adjustable Mechanical Stopper” |  | JDE |  | BALE HANDLING | Route Created. Pending develop data | 0820-MEC-DD-336-ROBOT ARM ANNUAL INSPECTION | 4660054
2057 | 0820-MEC-DD-336-ROBOT ARM | ANNUAL INSPECTION | 25 | 17 | 1C - Clean | 0100820P | #ERROR! | #ERROR! | 0100820PA | #ERROR! | #ERROR! | Spatters, Sawdust | DD | MEC | Clean spatters, sawdust and dust | Dirty |  |  | 336 | 0.5 | If dust has accumulated, remove it. Especially, clean the robot movable parts well (each joint, and the cable protective sleeve). |  | JDE |  | BALE HANDLING | Route Created. Pending develop data | 0820-MEC-DD-336-ROBOT ARM ANNUAL INSPECTION | 4660054
2064 | 0820-MEC-DD-336-ROBOT ARM | ANNUAL INSPECTION | 25 | 17 | 1A - Adjust | 0100820P | #ERROR! | #ERROR! | 0100820PA | #ERROR! | #ERROR! | Effector Mounting Bolts | DD | MEC | Retighten the end effector mounting bolts. | Loose |  |  | 336 | 0.2 | Refer to the following section for tightening torque information: ”4.1 END EFFECTOR INSTALLATION TO WRIST” of operator’s manual (B-83014EN) |  | JDE |  | BALE HANDLING | Route Created. Pending develop data | 0820-MEC-DD-336-ROBOT ARM ANNUAL INSPECTION | 4660054
2066 | 0820-MEC-DD-336-ROBOT ARM | ANNUAL INSPECTION | 25 | 17 | 1A - Adjust | 0100820P | #ERROR! | #ERROR! | 0100820PA | #ERROR! | #ERROR! | External Main Bolts | DD | MEC | Retighten the external main bolts | Loose |  |  | 336 | 0.1 | Retighten the bolts which are installed, removed in the inspection, and exposed. Refer to the recommended bolt tightening torque guidelines at the end of the manual. Some bolts are attached with adhesive. If the bolts are tightened with greater than the recommended torque, the adhesive might be removed. Therefore, follow the recommended bolt tightening torque guidelines when retightening the bolts. |  | JDE |  | BALE HANDLING | Route Created. Pending develop data | 0820-MEC-DD-336-ROBOT ARM ANNUAL INSPECTION | 4660054
2131 | 0820-ELE-DD-336-METAL DETECTOR | MOISTURE INHIBITOR INSPECTION | 30 | 29 | 2 - Subj Inspection | 0100820F | #ERROR! | #ERROR! |  |  |  | Moisture Inhibitor | DD | E&I | Inspect Moisture Inhibitor. If saturated with moisture, create an order to replace. | Saturated |  |  | 336 |  |  |  | JDE |  | BALE HANDLING | Route Created. Pending develop data | 0820-ELE-DD-336-METAL DETECTOR MOISTURE INHIBITOR INSPECTION | 4660055
2348 | 0828-MEC-DD-336-CORE CLEANING | SYSTEM ANNUAL INSPECTION | 29 | 24 | 1C - Clean | 0100828V | #ERROR! | #ERROR! | 0100828SA | #ERROR! | #ERROR! | Arm side movement Rack Belts | DD | MEC | Clean the pulley and belt from dust or grease. | Dirty |  |  | 336 |  |  |  | JDE |  | BROKE AND CORE | Route Created. Pending develop data | 0828-MEC-DD-336-CORE CLEANING SYSTEM ANNUAL INSPECTION | 4660056
2349 | 0828-MEC-DD-336-CORE CLEANING | SYSTEM ANNUAL INSPECTION | 29 | 24 | 1C - Clean | 0100828V | #ERROR! | #ERROR! | 0100828SA | #ERROR! | #ERROR! | Knife beam rack belt | DD | MEC | Clean the pulley and belt from dust or grease. | Dirty |  |  | 336 |  |  |  | JDE |  | BROKE AND CORE | Route Created. Pending develop data | 0828-MEC-DD-336-CORE CLEANING SYSTEM ANNUAL INSPECTION | 4660056
2350 | 0828-MEC-DD-336-CORE CLEANING | SYSTEM ANNUAL INSPECTION | 29 | 24 | 2 - Subj Inspection | 0100828V | #ERROR! | #ERROR! | 0100828SA | #ERROR! | #ERROR! | Arm side movement Rack Belts | DD | MEC | Inspect all pulley hubs for play or wear. | Wear |  |  | 336 |  |  |  | JDE |  | BROKE AND CORE | Route Created. Pending develop data | 0828-MEC-DD-336-CORE CLEANING SYSTEM ANNUAL INSPECTION | 4660056
2351 | 0828-MEC-DD-336-CORE CLEANING | SYSTEM ANNUAL INSPECTION | 29 | 24 | 2 - Subj Inspection | 0100828V | #ERROR! | #ERROR! | 0100828SA | #ERROR! | #ERROR! | Knife girder rack belt | DD | MEC | Inspect all pulley hubs for play or wear. | Wear |  |  | 336 |  |  |  | JDE |  | BROKE AND CORE | Route Created. Pending develop data | 0828-MEC-DD-336-CORE CLEANING SYSTEM ANNUAL INSPECTION | 4660056
2352 | 0828-MEC-DD-336-CORE CLEANING | SYSTEM ANNUAL INSPECTION | 29 | 24 | 2 - Subj Inspection | 0100828V | #ERROR! | #ERROR! | 0100828SA | #ERROR! | #ERROR! | Knife beam rack belt | DD | MEC | Inspect all pulley hubs for play or wear. | Wear |  |  | 336 |  |  |  | JDE |  | BROKE AND CORE | Route Created. Pending develop data | 0828-MEC-DD-336-CORE CLEANING SYSTEM ANNUAL INSPECTION | 4660056
2353 | 0828-MEC-DD-336-CORE CLEANING | SYSTEM ANNUAL INSPECTION | 29 | 24 | 3 - Obj Inspection | 0100828V | #ERROR! | #ERROR! | 0100828SA | #ERROR! | #ERROR! | Knife girder rack belt | DD | MEC | Measure belt tension with a belt tension gauge and adjust if needed. | Out of Tolerance |  |  | 336 |  | Measure tension and adjust if required by using the belt stretchers. |  | JDE |  | BROKE AND CORE | Route Created. Pending develop data | 0828-MEC-DD-336-CORE CLEANING SYSTEM ANNUAL INSPECTION | 4660056
2354 | 0828-MEC-DD-336-CORE CLEANING | SYSTEM ANNUAL INSPECTION | 29 | 24 | 3 - Obj Inspection | 0100828V | #ERROR! | #ERROR! | 0100828SA | #ERROR! | #ERROR! | Knife beam rack belt | DD | MEC | Measure belt tension with a belt tension gauge and adjust if needed. | Out of Tolerance |  |  | 336 |  | Measure tension and adjust if required by using the belt stretchers. |  | JDE |  | BROKE AND CORE | Route Created. Pending develop data | 0828-MEC-DD-336-CORE CLEANING SYSTEM ANNUAL INSPECTION | 4660056
2355 | 0828-MEC-DD-336-CORE CLEANING | SYSTEM ANNUAL INSPECTION | 29 | 24 | 2 - Subj Inspection | 0100828V | #ERROR! | #ERROR! | 0100828SA | #ERROR! | #ERROR! | Knife girder rack belt | DD | MEC | Visually inspect general condition and create an order to replace if needed. | Wear |  |  | 336 |  | Ensure that belts don’t run over 1/16 inches below the pulley’s edge. If wear is found, belt change is needed. |  | JDE |  | BROKE AND CORE | Route Created. Pending develop data | 0828-MEC-DD-336-CORE CLEANING SYSTEM ANNUAL INSPECTION | 4660056
2356 | 0828-MEC-DD-336-CORE CLEANING | SYSTEM ANNUAL INSPECTION | 29 | 24 | 2 - Subj Inspection | 0100828V | #ERROR! | #ERROR! | 0100828SA | #ERROR! | #ERROR! | Knife beam rack belt | DD | MEC | Visually inspect general condition and create an order to replace if needed. | Wear |  |  | 336 |  | Ensure that belts don’t run over 1/16 inches below the pulley’s edge. If wear is found, belt change is needed. |  | JDE |  | BROKE AND CORE | Route Created. Pending develop data | 0828-MEC-DD-336-CORE CLEANING SYSTEM ANNUAL INSPECTION | 4660056
2368 | 0828-MEC-DD-336-CORE CLEANING | SYSTEM ANNUAL INSPECTION | 29 | 24 | 1C - Clean | 0100828V | #ERROR! | #ERROR! | 0100828TB | #ERROR! | #ERROR! | Horizontal Movement rack belt | DD | MEC | Clean the pulley and belt from dust or grease. | Dirty |  |  | 336 |  |  |  | JDE |  | BROKE AND CORE | Route Created. Pending develop data | 0828-MEC-DD-336-CORE CLEANING SYSTEM ANNUAL INSPECTION | 4660056
2369 | 0828-MEC-DD-336-CORE CLEANING | SYSTEM ANNUAL INSPECTION | 29 | 24 | 1C - Clean | 0100828V | #ERROR! | #ERROR! | 0100828TB | #ERROR! | #ERROR! | Upper beam rack belt | DD | MEC | Clean the pulley and belt from dust or grease. | Dirty |  |  | 336 |  |  |  | JDE |  | BROKE AND CORE | Route Created. Pending develop data | 0828-MEC-DD-336-CORE CLEANING SYSTEM ANNUAL INSPECTION | 4660056
2370 | 0828-MEC-DD-336-CORE CLEANING | SYSTEM ANNUAL INSPECTION | 29 | 24 | 1C - Clean | 0100828V | #ERROR! | #ERROR! | 0100828TB | #ERROR! | #ERROR! | Traversing girder rack belt | DD | MEC | Clean the pulley and belt from dust or grease. | Dirty |  |  | 336 |  |  |  | JDE |  | BROKE AND CORE | Route Created. Pending develop data | 0828-MEC-DD-336-CORE CLEANING SYSTEM ANNUAL INSPECTION | 4660056
2371 | 0828-MEC-DD-336-CORE CLEANING | SYSTEM ANNUAL INSPECTION | 29 | 24 | 2 - Subj Inspection | 0100828V | #ERROR! | #ERROR! | 0100828TB | #ERROR! | #ERROR! | Horizontal Movement rack belt | DD | MEC | Inspect all pulley hubs for play or wear. | Wear |  |  | 336 |  |  |  | JDE |  | BROKE AND CORE | Route Created. Pending develop data | 0828-MEC-DD-336-CORE CLEANING SYSTEM ANNUAL INSPECTION | 4660056
2372 | 0828-MEC-DD-336-CORE CLEANING | SYSTEM ANNUAL INSPECTION | 29 | 24 | 2 - Subj Inspection | 0100828V | #ERROR! | #ERROR! | 0100828TB | #ERROR! | #ERROR! | Upper beam rack belt | DD | MEC | Inspect all pulley hubs for play or wear. | Wear |  |  | 336 |  |  |  | JDE |  | BROKE AND CORE | Route Created. Pending develop data | 0828-MEC-DD-336-CORE CLEANING SYSTEM ANNUAL INSPECTION | 4660056
2373 | 0828-MEC-DD-336-CORE CLEANING | SYSTEM ANNUAL INSPECTION | 29 | 24 | 2 - Subj Inspection | 0100828V | #ERROR! | #ERROR! | 0100828TB | #ERROR! | #ERROR! | Traversing girder rack belt | DD | MEC | Inspect all pulley hubs for play or wear. | Wear |  |  | 336 |  |  |  | JDE |  | BROKE AND CORE | Route Created. Pending develop data | 0828-MEC-DD-336-CORE CLEANING SYSTEM ANNUAL INSPECTION | 4660056
2374 | 0828-MEC-DD-336-CORE CLEANING | SYSTEM ANNUAL INSPECTION | 29 | 24 | 3 - Obj Inspection | 0100828V | #ERROR! | #ERROR! | 0100828TB | #ERROR! | #ERROR! | Upper beam rack belt | DD | MEC | Measure belt tension with a belt tension gauge and adjust if needed. | Out of Tolerance |  |  | 336 |  | Measure tension and adjust if required by using the belt stretchers. |  | JDE |  | BROKE AND CORE | Route Created. Pending develop data | 0828-MEC-DD-336-CORE CLEANING SYSTEM ANNUAL INSPECTION | 4660056
2375 | 0828-MEC-DD-336-CORE CLEANING | SYSTEM ANNUAL INSPECTION | 29 | 24 | 3 - Obj Inspection | 0100828V | #ERROR! | #ERROR! | 0100828TB | #ERROR! | #ERROR! | Traversing girder rack belt | DD | MEC | Measure belt tension with a belt tension gauge and adjust if needed. | Out of Tolerance |  |  | 336 |  | Measure tension and adjust if required by using the belt stretchers. |  | JDE |  | BROKE AND CORE | Route Created. Pending develop data | 0828-MEC-DD-336-CORE CLEANING SYSTEM ANNUAL INSPECTION | 4660056
2376 | 0828-MEC-DD-336-CORE CLEANING | SYSTEM ANNUAL INSPECTION | 29 | 24 | 2 - Subj Inspection | 0100828V | #ERROR! | #ERROR! | 0100828TB | #ERROR! | #ERROR! | Upper beam rack belt | DD | MEC | Visually inspect general condition and create an order to replace if needed. | Wear |  |  | 336 |  | Ensure that belts don’t run over 1/16 inches below the pulley’s edge. If wear is found, belt change is needed. |  | JDE |  | BROKE AND CORE | Route Created. Pending develop data | 0828-MEC-DD-336-CORE CLEANING SYSTEM ANNUAL INSPECTION | 4660056
2377 | 0828-MEC-DD-336-CORE CLEANING | SYSTEM ANNUAL INSPECTION | 29 | 24 | 2 - Subj Inspection | 0100828V | #ERROR! | #ERROR! | 0100828TB | #ERROR! | #ERROR! | Traversing girder rack belt | DD | MEC | Visually inspect general condition and create an order to replace if needed. | Wear |  |  | 336 |  | Ensure that belts don’t run over 1/16 inches below the pulley’s edge. If wear is found, belt change is needed. |  | JDE |  | BROKE AND CORE | Route Created. Pending develop data | 0828-MEC-DD-336-CORE CLEANING SYSTEM ANNUAL INSPECTION | 4660056
2389 | 0828-MEC-DD-336-CORE CLEANING | SYSTEM ANNUAL INSPECTION | 29 | 24 | 1C - Clean | 0100828V | #ERROR! | #ERROR! | 0100828UC | #ERROR! | #ERROR! | Cooveyor rack belt | DD | MEC | Clean the pulley and belt from dust or grease. | Dirty |  |  | 336 |  |  |  | JDE |  | BROKE AND CORE | Route Created. Pending develop data | 0828-MEC-DD-336-CORE CLEANING SYSTEM ANNUAL INSPECTION | 4660056
2390 | 0828-MEC-DD-336-CORE CLEANING | SYSTEM ANNUAL INSPECTION | 29 | 24 | 2 - Subj Inspection | 0100828V | #ERROR! | #ERROR! | 0100828UC | #ERROR! | #ERROR! | Cooveyor rack belt | DD | MEC | Inspect all pulley hubs for play or wear. | Wear |  |  | 336 |  |  |  | JDE |  | BROKE AND CORE | Route Created. Pending develop data | 0828-MEC-DD-336-CORE CLEANING SYSTEM ANNUAL INSPECTION | 4660056
2391 | 0828-MEC-DD-336-CORE CLEANING | SYSTEM ANNUAL INSPECTION | 29 | 24 | 3 - Obj Inspection | 0100828V | #ERROR! | #ERROR! | 0100828UC | #ERROR! | #ERROR! | Cooveyor rack belt | DD | MEC | Measure belt tension with a belt tension gauge and adjust if needed. | Out of Tolerance |  |  | 336 |  | Measure tension and adjust if required by using the belt stretchers. |  | JDE |  | BROKE AND CORE | Route Created. Pending develop data | 0828-MEC-DD-336-CORE CLEANING SYSTEM ANNUAL INSPECTION | 4660056
2392 | 0828-MEC-DD-336-CORE CLEANING | SYSTEM ANNUAL INSPECTION | 29 | 24 | 2 - Subj Inspection | 0100828V | #ERROR! | #ERROR! | 0100828UC | #ERROR! | #ERROR! | Cooveyor rack belt | DD | MEC | Visually inspect general condition and create an order to replace if needed. | Wear |  |  | 336 |  | Ensure that belts don’t run over 1/16 inches below the pulley’s edge. If wear is found, belt change is needed. |  | JDE |  | BROKE AND CORE | Route Created. Pending develop data | 0828-MEC-DD-336-CORE CLEANING SYSTEM ANNUAL INSPECTION | 4660056
2455 | 0828-ELE-DD-336-BROKE AND CORE | HPU CHECK VALVE INSPECTION | 30 | 26 | 2 - Subj Inspection | 0100828J | #ERROR! | #ERROR! |  |  |  | Check valves | DD | E&I | Visually inspect and clean. Create an order to repalce if needed. | Wear | Damaged | Leak | 336 |  |  |  | JDE |  | BROKE AND CORE | Route Created. Pending develop data | 0828-ELE-DD-336-BROKE AND CORE HPU CHECK VALVE INSPECTION | 4660057
2605 | 0828-ELE-DD-336-BROKE AND CORE | HPU CHECK VALVE INSPECTION | 30 | 26 | 2 - Subj Inspection | 0100828R | #ERROR! | #ERROR! |  |  |  | Check valves | DD | E&I | Visually inspect and clean. Create an order to repalce if needed. | Wear | Damaged | Leak | 336 |  |  |  | JDE |  | BROKE AND CORE | Route Created. Pending develop data | 0828-ELE-DD-336-BROKE AND CORE HPU CHECK VALVE INSPECTION | 4660057
2476 | 0828-ELE-DD-336-BROKE AND CORE | ELECTRIC CONNECTIONS CHECK | 30 | 26 | 3 - Obj Inspection | 0100828L | #ERROR! | #ERROR! |  |  |  | Electrical connections | DD | E&I | Check electrical amperages and connections | Out of Tolerance |  |  | 336 |  |  |  | JDE |  | BROKE AND CORE | Route Created. Pending develop data | 0828-ELE-DD-336-BROKE AND CORE ELECTRIC CONNECTIONS CHECK | 4660058
2486 | 0828-ELE-DD-336-BROKE AND CORE | ELECTRIC CONNECTIONS CHECK | 30 | 26 | 2 - Subj Inspection | 0100828L | #ERROR! | #ERROR! |  |  |  | Electrical connections | DD | E&I | Visually inspect general condition | Corroded | Tight |  | 336 |  |  |  | JDE |  | BROKE AND CORE | Route Created. Pending develop data | 0828-ELE-DD-336-BROKE AND CORE ELECTRIC CONNECTIONS CHECK | 4660058
2498 | 0828-ELE-DD-336-BROKE AND CORE | ELECTRIC CONNECTIONS CHECK | 30 | 26 | 3 - Obj Inspection | 0100828M | #ERROR! | #ERROR! |  |  |  | Electrical connections | DD | E&I | Check electrical amperages and connections | Out of Tolerance |  |  | 336 |  |  |  | JDE |  | BROKE AND CORE | Route Created. Pending develop data | 0828-ELE-DD-336-BROKE AND CORE ELECTRIC CONNECTIONS CHECK | 4660058
2508 | 0828-ELE-DD-336-BROKE AND CORE | ELECTRIC CONNECTIONS CHECK | 30 | 26 | 2 - Subj Inspection | 0100828M | #ERROR! | #ERROR! |  |  |  | Electrical connections | DD | E&I | Visually inspect general condition | Corroded | Tight |  | 336 |  |  |  | JDE |  | BROKE AND CORE | Route Created. Pending develop data | 0828-ELE-DD-336-BROKE AND CORE ELECTRIC CONNECTIONS CHECK | 4660058
2520 | 0828-ELE-DD-336-BROKE AND CORE | ELECTRIC CONNECTIONS CHECK | 30 | 26 | 3 - Obj Inspection | 0100828N | #ERROR! | #ERROR! |  |  |  | Electrical connections | DD | E&I | Check electrical amperages and connections | Out of Tolerance |  |  | 336 |  |  |  | JDE |  | BROKE AND CORE | Route Created. Pending develop data | 0828-ELE-DD-336-BROKE AND CORE ELECTRIC CONNECTIONS CHECK | 4660058
2530 | 0828-ELE-DD-336-BROKE AND CORE | ELECTRIC CONNECTIONS CHECK | 30 | 26 | 2 - Subj Inspection | 0100828N | #ERROR! | #ERROR! |  |  |  | Electrical connections | DD | E&I | Visually inspect general condition | Corroded | Tight |  | 336 |  |  |  | JDE |  | BROKE AND CORE | Route Created. Pending develop data | 0828-ELE-DD-336-BROKE AND CORE ELECTRIC CONNECTIONS CHECK | 4660058
2542 | 0828-ELE-DD-336-BROKE AND CORE | ELECTRIC CONNECTIONS CHECK | 30 | 26 | 3 - Obj Inspection | 0100828O | #ERROR! | #ERROR! |  |  |  | Electrical connections | DD | E&I | Check electrical amperages and connections | Out of Tolerance |  |  | 336 |  |  |  | JDE |  | BROKE AND CORE | Route Created. Pending develop data | 0828-ELE-DD-336-BROKE AND CORE ELECTRIC CONNECTIONS CHECK | 4660058
2552 | 0828-ELE-DD-336-BROKE AND CORE | ELECTRIC CONNECTIONS CHECK | 30 | 26 | 2 - Subj Inspection | 0100828O | #ERROR! | #ERROR! |  |  |  | Electrical connections | DD | E&I | Visually inspect general condition | Corroded | Tight |  | 336 |  |  |  | JDE |  | BROKE AND CORE | Route Created. Pending develop data | 0828-ELE-DD-336-BROKE AND CORE ELECTRIC CONNECTIONS CHECK | 4660058
2564 | 0828-ELE-DD-336-BROKE AND CORE | ELECTRIC CONNECTIONS CHECK | 30 | 26 | 3 - Obj Inspection | 0100828P | #ERROR! | #ERROR! |  |  |  | Electrical connections | DD | E&I | Check electrical amperages and connections | Out of Tolerance |  |  | 336 |  |  |  | JDE |  | BROKE AND CORE | Route Created. Pending develop data | 0828-ELE-DD-336-BROKE AND CORE ELECTRIC CONNECTIONS CHECK | 4660058
2574 | 0828-ELE-DD-336-BROKE AND CORE | ELECTRIC CONNECTIONS CHECK | 30 | 26 | 2 - Subj Inspection | 0100828P | #ERROR! | #ERROR! |  |  |  | Electrical connections | DD | E&I | Visually inspect general condition | Corroded | Tight |  | 336 |  |  |  | JDE |  | BROKE AND CORE | Route Created. Pending develop data | 0828-ELE-DD-336-BROKE AND CORE ELECTRIC CONNECTIONS CHECK | 4660058
2762 | 0828-ELE-DD-336-BROKE AND CORE | ELECTRIC CONNECTIONS CHECK | 30 | 26 | 3 - Obj Inspection | 0100828W | #ERROR! | #ERROR! |  |  |  | Electrical connections | DD | E&I | Check electrical amperages and connections | Out of Tolerance |  |  | 336 |  |  |  | JDE |  | BROKE AND CORE | Route Created. Pending develop data | 0828-ELE-DD-336-BROKE AND CORE ELECTRIC CONNECTIONS CHECK | 4660058
2772 | 0828-ELE-DD-336-BROKE AND CORE | ELECTRIC CONNECTIONS CHECK | 30 | 26 | 2 - Subj Inspection | 0100828W | #ERROR! | #ERROR! |  |  |  | Electrical connections | DD | E&I | Visually inspect general condition | Corroded | Tight |  | 336 |  |  |  | JDE |  | BROKE AND CORE | Route Created. Pending develop data | 0828-ELE-DD-336-BROKE AND CORE ELECTRIC CONNECTIONS CHECK | 4660058
2784 | 0828-ELE-DD-336-BROKE AND CORE | ELECTRIC CONNECTIONS CHECK | 30 | 26 | 3 - Obj Inspection | 0100828X | #ERROR! | #ERROR! |  |  |  | Electrical connections | DD | E&I | Check electrical amperages and connections | Out of Tolerance |  |  | 336 |  |  |  | JDE |  | BROKE AND CORE | Route Created. Pending develop data | 0828-ELE-DD-336-BROKE AND CORE ELECTRIC CONNECTIONS CHECK | 4660058
2792 | 0828-ELE-DD-336-BROKE AND CORE | ELECTRIC CONNECTIONS CHECK | 30 | 26 | 2 - Subj Inspection | 0100828X | #ERROR! | #ERROR! |  |  |  | Electrical connections | DD | E&I | Visually inspect general condition | Corroded | Tight |  | 336 |  |  |  | JDE |  | BROKE AND CORE | Route Created. Pending develop data | 0828-ELE-DD-336-BROKE AND CORE ELECTRIC CONNECTIONS CHECK | 4660058
2804 | 0828-ELE-DD-336-BROKE AND CORE | ELECTRIC CONNECTIONS CHECK | 30 | 26 | 3 - Obj Inspection | 0100828Y | #ERROR! | #ERROR! |  |  |  | Electrical connections | DD | E&I | Check electrical amperages and connections | Out of Tolerance |  |  | 336 |  |  |  | JDE |  | BROKE AND CORE | Route Created. Pending develop data | 0828-ELE-DD-336-BROKE AND CORE ELECTRIC CONNECTIONS CHECK | 4660058
2812 | 0828-ELE-DD-336-BROKE AND CORE | ELECTRIC CONNECTIONS CHECK | 30 | 26 | 2 - Subj Inspection | 0100828Y | #ERROR! | #ERROR! |  |  |  | Electrical connections | DD | E&I | Visually inspect general condition | Corroded | Tight |  | 336 |  |  |  | JDE |  | BROKE AND CORE | Route Created. Pending develop data | 0828-ELE-DD-336-BROKE AND CORE ELECTRIC CONNECTIONS CHECK | 4660058
2824 | 0828-ELE-DD-336-BROKE AND CORE | ELECTRIC CONNECTIONS CHECK | 30 | 26 | 3 - Obj Inspection | 0100828Z | #ERROR! | #ERROR! |  |  |  | Electrical connections | DD | E&I | Check electrical amperages and connections | Out of Tolerance |  |  | 336 |  |  |  | JDE |  | BROKE AND CORE | Route Created. Pending develop data | 0828-ELE-DD-336-BROKE AND CORE ELECTRIC CONNECTIONS CHECK | 4660058
2832 | 0828-ELE-DD-336-BROKE AND CORE | ELECTRIC CONNECTIONS CHECK | 30 | 26 | 2 - Subj Inspection | 0100828Z | #ERROR! | #ERROR! |  |  |  | Electrical connections | DD | E&I | Visually inspect general condition | Corroded | Tight |  | 336 |  |  |  | JDE |  | BROKE AND CORE | Route Created. Pending develop data | 0828-ELE-DD-336-BROKE AND CORE ELECTRIC CONNECTIONS CHECK | 4660058
2862 | 0828-ELE-DD-336-BROKE AND CORE | ELECTRIC CONNECTIONS CHECK | 30 | 26 | 3 - Obj Inspection | 010082838 | #ERROR! | #ERROR! |  |  |  | Electrical connections | DD | E&I | Check electrical amperages and connections | Out of Tolerance |  |  | 336 |  |  |  | JDE |  | BROKE AND CORE | Route Created. Pending develop data | 0828-ELE-DD-336-BROKE AND CORE ELECTRIC CONNECTIONS CHECK | 4660058
2872 | 0828-ELE-DD-336-BROKE AND CORE | ELECTRIC CONNECTIONS CHECK | 30 | 26 | 2 - Subj Inspection | 010082838 | #ERROR! | #ERROR! |  |  |  | Electrical connections | DD | E&I | Visually inspect general condition | Corroded | Tight |  | 336 |  |  |  | JDE |  | BROKE AND CORE | Route Created. Pending develop data | 0828-ELE-DD-336-BROKE AND CORE ELECTRIC CONNECTIONS CHECK | 4660058
2884 | 0828-ELE-DD-336-BROKE AND CORE | ELECTRIC CONNECTIONS CHECK | 30 | 26 | 3 - Obj Inspection | 010082839 | #ERROR! | #ERROR! |  |  |  | Electrical connections | DD | E&I | Check electrical amperages and connections | Out of Tolerance |  |  | 336 |  |  |  | JDE |  | BROKE AND CORE | Route Created. Pending develop data | 0828-ELE-DD-336-BROKE AND CORE ELECTRIC CONNECTIONS CHECK | 4660058
2894 | 0828-ELE-DD-336-BROKE AND CORE | ELECTRIC CONNECTIONS CHECK | 30 | 26 | 2 - Subj Inspection | 010082839 | #ERROR! | #ERROR! |  |  |  | Electrical connections | DD | E&I | Visually inspect general condition | Corroded | Tight |  | 336 |  |  |  | JDE |  | BROKE AND CORE | Route Created. Pending develop data | 0828-ELE-DD-336-BROKE AND CORE ELECTRIC CONNECTIONS CHECK | 4660058
3049 | 0828-ELE-DD-336-BROKE AND CORE | ELECTRIC CONNECTIONS CHECK | 30 | 26 | 3 - Obj Inspection | 010082840 | #ERROR! | #ERROR! |  |  |  | Electrical connections | DD | E&I | Check electrical amperages and connections | Out of Tolerance |  |  | 336 |  |  |  | JDE |  | BROKE AND CORE | Route Created. Pending develop data | 0828-ELE-DD-336-BROKE AND CORE ELECTRIC CONNECTIONS CHECK | 4660058
3059 | 0828-ELE-DD-336-BROKE AND CORE | ELECTRIC CONNECTIONS CHECK | 30 | 26 | 2 - Subj Inspection | 010082840 | #ERROR! | #ERROR! |  |  |  | Electrical connections | DD | E&I | Visually inspect general condition | Corroded | Tight |  | 336 |  |  |  | JDE |  | BROKE AND CORE | Route Created. Pending develop data | 0828-ELE-DD-336-BROKE AND CORE ELECTRIC CONNECTIONS CHECK | 4660058
2764 | 0828-MEC-DD-336-CORE TRANSFER | CONV CHAIN GUIDES INSPECTION | 29 | 28 | 2 - Subj Inspection | 0100828W | #ERROR! | #ERROR! |  |  |  | Chain Guides | DD | MEC | Visually inspect the chain guides for wear | Wear |  |  | 336 |  |  |  | JDE |  | BROKE AND CORE | Route Created. Pending develop data | 0828-MEC-DD-336-CORE TRANSFER CONV CHAIN GUIDES INSPECTION | 4660059
2905 | 0828-MEC-DD-336-CORE ASRS | MOTOR COUPLINGS INSPECTION | 25 | 26 | 2 - Subj Inspection | 010082842 | #ERROR! | #ERROR! |  |  |  | Couplings | DD | MEC | Visually inspect general condition | Wear | Vibration | Alignment | 336 |  |  |  | JDE |  | BROKE AND CORE | Route Created. Pending develop data | 0828-MEC-DD-336-CORE ASRS MOTOR COUPLINGS INSPECTION | 4660060
2926 | 0828-MEC-DD-336-WIRE COILER | MOTOR COUPLINGS INSPECTION | 27 | 26 | 2 - Subj Inspection | 010082836 | #ERROR! | #ERROR! |  |  |  | Couplings | DD | MEC | Visually inspect general condition | Wear | Vibration | Alignment | 336 |  |  |  | JDE |  | BROKE AND CORE | Route Created. Pending develop data | 0828-MEC-DD-336-WIRE COILER MOTOR COUPLINGS INSPECTION | 4660061
2943 | 0828-MEC-DD-336-PULPER FEED | BATCH CONV COUPLING INSPECT | 27 | 27 | 2 - Subj Inspection | 010082832 | #ERROR! | #ERROR! |  |  |  | Couplings | DD | MEC | Visually inspect general condition | Wear | Vibration | Alignment | 336 |  |  |  | JDE |  | BROKE AND CORE | Route Created. Pending develop data | 0828-MEC-DD-336-PULPER FEED BATCH CONV COUPLING INSPECT | 4660062
3075 | 0045-MEC-DD-336-SCREW PRESS 1 | ALIGNMENT AND INSPECTION | 29 | 24 | 1R - Replace | 5050045AH | #ERROR! | #ERROR! | 5050045AHA | #ERROR! | #ERROR! | Gearbox adapter | DD | MEC | Check the alignment of the input and output shaft | Misaligned |  |  | 336 |  |  |  | JDE |  | UTILITIES | Route Created. Pending develop data | 0045-MEC-DD-336-SCREW PRESS 1 ALIGNMENT AND INSPECTION | 4660063
3077 | 0045-MEC-DD-336-SCREW PRESS 1 | ALIGNMENT AND INSPECTION | 29 | 24 | 2 - Subj Inspection | 5050045AH | #ERROR! | #ERROR! | 5050045AHA | #ERROR! | #ERROR! | Planetary Gearbox | DD | MEC | Inspect retaining screws for looseness and create an order to adjust if needed | Loose | Wear |  | 336 |  |  |  | JDE |  | UTILITIES | Route Created. Pending develop data | 0045-MEC-DD-336-SCREW PRESS 1 ALIGNMENT AND INSPECTION | 4660063
3080 | 0045-MEC-DD-336-SCREW PRESS 1 | ALIGNMENT AND INSPECTION | 29 | 24 | 2 - Subj Inspection | 5050045AH | #ERROR! | #ERROR! | 5050045AHA | #ERROR! | #ERROR! | Planetary Gearbox | DD | MEC | Check the breather for contamination. Create and order to replace if needed | Blocked | Plugged |  | 336 |  |  |  | JDE |  | UTILITIES | Route Created. Pending develop data | 0045-MEC-DD-336-SCREW PRESS 1 ALIGNMENT AND INSPECTION | 4660063
3083 | 0045-MEC-DD-336-SCREW PRESS 1 | ALIGNMENT AND INSPECTION | 29 | 24 | 1C - Clean | 5050045AH | #ERROR! | #ERROR! | 5050045AHA | #ERROR! | #ERROR! | Planetary Gearbox | IDD | MEC | Clean the oil filter, Create an order to replace if necessary | Dirty |  |  | 336 |  |  |  | JDE |  | UTILITIES | Route Created. Pending develop data | 0045-MEC-DD-336-SCREW PRESS 1 ALIGNMENT AND INSPECTION | 4660063
3228 | 0045-MEC-DD-336-SCREW PRESS 1 | ALIGNMENT AND INSPECTION | 29 | 24 | 3 - Obj Inspection | 5050045AH | #ERROR! | #ERROR! |  |  |  | Gear Coupling | DD | MEC | Check alignment | Misaligned |  |  | 336 |  |  |  | JDE |  | UTILITIES | Route Created. Pending develop data | 0045-MEC-DD-336-SCREW PRESS 1 ALIGNMENT AND INSPECTION | 4660063
3229 | 0045-MEC-DD-336-SCREW PRESS 1 | ALIGNMENT AND INSPECTION | 29 | 24 | 2 - Subj Inspection | 5050045AH | #ERROR! | #ERROR! |  |  |  | Gear Coupling | DD | MEC | Check the tightening torque of all fasteners | Loose | wear |  | 336 |  |  |  | JDE |  | UTILITIES | Route Created. Pending develop data | 0045-MEC-DD-336-SCREW PRESS 1 ALIGNMENT AND INSPECTION | 4660063
3231 | 0045-MEC-DD-336-SCREW PRESS 1 | ALIGNMENT AND INSPECTION | 29 | 24 | 2 - Subj Inspection | 5050045AH | #ERROR! | #ERROR! |  |  |  | Motor Coupling | DD | MEC | Check the tightening torque of all fasteners | Loose | wear |  | 336 |  | Remove and inspect the coupling |  | JDE |  | UTILITIES | Route Created. Pending develop data | 0045-MEC-DD-336-SCREW PRESS 1 ALIGNMENT AND INSPECTION | 4660063
3102 | 0045-MEC-DD-336-SCREW PRESS 2 | ALIGNMENT AND INSPECTION | 29 | 24 | 1R - Replace | 5050045AI | #ERROR! | #ERROR! | 5050045AIA | #ERROR! | #ERROR! | Gearbox adapter | DD | MEC | Check the alignment of the input and output shaft | Misaligned |  |  | 336 |  |  |  | JDE |  | UTILITIES | Route Created. Pending develop data | 0045-MEC-DD-336-SCREW PRESS 2 ALIGNMENT AND INSPECTION | 4660064
3104 | 0045-MEC-DD-336-SCREW PRESS 2 | ALIGNMENT AND INSPECTION | 29 | 24 | 2 - Subj Inspection | 5050045AI | #ERROR! | #ERROR! | 5050045AIA | #ERROR! | #ERROR! | Planetary Gearbox | DD | MEC | Inspect retaining screws for looseness and create an order to adjust if needed | Loose | Wear |  | 336 |  |  |  | JDE |  | UTILITIES | Route Created. Pending develop data | 0045-MEC-DD-336-SCREW PRESS 2 ALIGNMENT AND INSPECTION | 4660064
3107 | 0045-MEC-DD-336-SCREW PRESS 2 | ALIGNMENT AND INSPECTION | 29 | 24 | 2 - Subj Inspection | 5050045AI | #ERROR! | #ERROR! | 5050045AIA | #ERROR! | #ERROR! | Planetary Gearbox | DD | MEC | Check the breather for contamination. Create and order to replace if needed | Blocked | Plugged |  | 336 |  |  |  | JDE |  | UTILITIES | Route Created. Pending develop data | 0045-MEC-DD-336-SCREW PRESS 2 ALIGNMENT AND INSPECTION | 4660064
3110 | 0045-MEC-DD-336-SCREW PRESS 2 | ALIGNMENT AND INSPECTION | 29 | 24 | 1C - Clean | 5050045AI | #ERROR! | #ERROR! | 5050045AIA | #ERROR! | #ERROR! | Planetary Gearbox | DD | MEC | Clean the oil filter, Create an order to replace if necessary | Dirty |  |  | 336 |  |  |  | JDE |  | UTILITIES | Route Created. Pending develop data | 0045-MEC-DD-336-SCREW PRESS 2 ALIGNMENT AND INSPECTION | 4660064
3249 | 0045-MEC-DD-336-SCREW PRESS 2 | ALIGNMENT AND INSPECTION | 29 | 24 | 3 - Obj Inspection | 5050045AI | #ERROR! | #ERROR! |  |  |  | Gear Coupling | DD | MEC | Check alignment | Misaligned |  |  | 336 |  |  |  | JDE |  | UTILITIES | Route Created. Pending develop data | 0045-MEC-DD-336-SCREW PRESS 2 ALIGNMENT AND INSPECTION | 4660064
3250 | 0045-MEC-DD-336-SCREW PRESS 2 | ALIGNMENT AND INSPECTION | 29 | 24 | 2 - Subj Inspection | 5050045AI | #ERROR! | #ERROR! |  |  |  | Gear Coupling | DD | MEC | Check the tightening torque of all fasteners | Loose | wear |  | 336 |  |  |  | JDE |  | UTILITIES | Route Created. Pending develop data | 0045-MEC-DD-336-SCREW PRESS 2 ALIGNMENT AND INSPECTION | 4660064
3252 | 0045-MEC-DD-336-SCREW PRESS 2 | ALIGNMENT AND INSPECTION | 29 | 24 | 2 - Subj Inspection | 5050045AI | #ERROR! | #ERROR! |  |  |  | Motor Coupling | DD | MEC | Check the tightening torque of all fasteners | Loose | wear |  | 336 |  | Remove and inspect the coupling |  | JDE |  | UTILITIES | Route Created. Pending develop data | 0045-MEC-DD-336-SCREW PRESS 2 ALIGNMENT AND INSPECTION | 4660064
3256 | 0045-CON-DD-336-ETP DAF 1 | INTERNAL INSPECTION AND CLEAN | 25 | 29 | 2 - Subj Inspection | 5050045BDA | #ERROR! | #ERROR! |  |  |  | Tank | DD | CON | Internal inspection | Dirty | Corrosion |  | 336 |  |  |  | JDE |  | UTILITIES | Route Created. Pending develop data | 0045-CON-DD-336-ETP DAF 1 INTERNAL INSPECTION AND CLEAN | 4660065
3257 | 0045-CON-DD-336-ETP DAF 1 | INTERNAL INSPECTION AND CLEAN | 25 | 29 | 1C - Clean | 5050045BDA | #ERROR! | #ERROR! |  |  |  | Tank | DD | CON | Perform internal Cleaning |  |  |  | 336 |  |  |  | JDE |  | UTILITIES | Route Created. Pending develop data | 0045-CON-DD-336-ETP DAF 1 INTERNAL INSPECTION AND CLEAN | 4660065
3258 | 0045-CON-DD-336-ETP DAF 1 | INTERNAL INSPECTION AND CLEAN | 25 | 29 | 2 - Subj Inspection | 5050045BDA | #ERROR! | #ERROR! |  |  |  | Drain Pipe | DD | CON | Visual Inspection | Dirty | Clogged | Corrosion | 336 |  |  |  | JDE |  | UTILITIES | Route Created. Pending develop data | 0045-CON-DD-336-ETP DAF 1 INTERNAL INSPECTION AND CLEAN | 4660065
3259 | 0045-CON-DD-336-ETP DAF 1 | INTERNAL INSPECTION AND CLEAN | 25 | 29 | 2 - Subj Inspection | 5050045BDA | #ERROR! | #ERROR! |  |  |  | Separation Cones | DD | CON | Internal inspection | Dirty | Corrosion | Wear | 336 |  |  |  | JDE |  | UTILITIES | Route Created. Pending develop data | 0045-CON-DD-336-ETP DAF 1 INTERNAL INSPECTION AND CLEAN | 4660065
3260 | 0045-CON-DD-336-ETP DAF 1 | INTERNAL INSPECTION AND CLEAN | 25 | 29 | 1C - Clean | 5050045BDA | #ERROR! | #ERROR! |  |  |  | Separation Cones | DD | CON | Perform internal Cleaning |  |  |  | 336 |  |  |  | JDE |  | UTILITIES | Route Created. Pending develop data | 0045-CON-DD-336-ETP DAF 1 INTERNAL INSPECTION AND CLEAN | 4660065
3265 | 0045-CON-DD-336-ETP DAF 1 | INTERNAL INSPECTION AND CLEAN | 25 | 29 | 1C - Clean | 5050045BDD | #ERROR! | #ERROR! | 5050045BPI | #ERROR! | #ERROR! | Bleed Valve | DD | CON | Perform internal Cleaning if clogged |  |  |  | 336 |  |  |  | JDE |  | UTILITIES | Route Created. Pending develop data | 0045-CON-DD-336-ETP DAF 1 INTERNAL INSPECTION AND CLEAN | 4660065
3268 | 0045-CON-DD-336-ETP DAF 1 | INTERNAL INSPECTION AND CLEAN | 25 | 29 | 1C - Clean | 5050045BDB | #ERROR! | #ERROR! |  |  |  | Scraper | DD | CON | Perform internal Cleaning |  |  |  | 336 |  |  |  | JDE |  | UTILITIES | Route Created. Pending develop data | 0045-CON-DD-336-ETP DAF 1 INTERNAL INSPECTION AND CLEAN | 4660065
3269 | 0045-CON-DD-336-ETP DAF 1 | INTERNAL INSPECTION AND CLEAN | 25 | 29 | 1C - Clean | 5050045BDC | #ERROR! | #ERROR! |  |  |  | Thickener | DD | CON | Perform internal Cleaning |  |  |  | 336 |  |  |  | JDE |  | UTILITIES | Route Created. Pending develop data | 0045-CON-DD-336-ETP DAF 1 INTERNAL INSPECTION AND CLEAN | 4660065
3307 | 0045-ELE-DD-336-ETP DAF 1 | INSTRUM CHECK AND CALIBRATION | 25 | 29 | 3 - Obj Inspection | 5050045FCD | #ERROR! | #ERROR! |  |  |  | Pressure Relief Valve | DD | E&I | Instrument Check. Calibrate if required | Out of adjustment |  |  | 336 |  |  |  | BEAMEX |  | UTILITIES | Route Created. Pending develop data | 0045-ELE-DD-336-ETP DAF 1 INSTRUM CHECK AND CALIBRATION | 4660066
3308 | 0045-ELE-DD-336-ETP DAF 1 | INSTRUM CHECK AND CALIBRATION | 25 | 29 | 3 - Obj Inspection | 5050045BDA | #ERROR! | #ERROR! | 5050045BPH | #ERROR! | #ERROR! | Transmitter | DD | E&I | Instrument Check. Calibrate if required | Out of adjustment |  |  | 336 |  |  |  | BEAMEX |  | UTILITIES | Route Created. Pending develop data | 0045-ELE-DD-336-ETP DAF 1 INSTRUM CHECK AND CALIBRATION | 4660066
3309 | 0045-ELE-DD-336-ETP DAF 1 | INSTRUM CHECK AND CALIBRATION | 25 | 29 | 3 - Obj Inspection | 5050045BDA | #ERROR! | #ERROR! | 5050045BPI | #ERROR! | #ERROR! | Valve | DD | E&I | Instrument Check. Calibrate if required | Out of adjustment |  |  | 336 |  |  |  | BEAMEX |  | UTILITIES | Route Created. Pending develop data | 0045-ELE-DD-336-ETP DAF 1 INSTRUM CHECK AND CALIBRATION | 4660066
3310 | 0045-ELE-DD-336-ETP DAF 1 | INSTRUM CHECK AND CALIBRATION | 25 | 29 | 3 - Obj Inspection | 5050045BDA | #ERROR! | #ERROR! | 5050045BPJ | #ERROR! | #ERROR! | Transmitter | DD | E&I | Instrument Check. Calibrate if required | Out of adjustment |  |  | 336 |  |  |  | BEAMEX |  | UTILITIES | Route Created. Pending develop data | 0045-ELE-DD-336-ETP DAF 1 INSTRUM CHECK AND CALIBRATION | 4660066
3311 | 0045-ELE-DD-336-ETP DAF 1 | INSTRUM CHECK AND CALIBRATION | 25 | 29 | 3 - Obj Inspection | 5050045BDA | #ERROR! | #ERROR! | 5050045BPK | #ERROR! | #ERROR! | Valve | DD | E&I | Instrument Check. Calibrate if required | Out of adjustment |  |  | 336 |  |  |  | BEAMEX |  | UTILITIES | Route Created. Pending develop data | 0045-ELE-DD-336-ETP DAF 1 INSTRUM CHECK AND CALIBRATION | 4660066
3312 | 0045-ELE-DD-336-ETP DAF 1 | INSTRUM CHECK AND CALIBRATION | 25 | 29 | 3 - Obj Inspection | 5050045BDA | #ERROR! | #ERROR! | 5050045BPL | #ERROR! | #ERROR! | Transmitter | DD | E&I | Instrument Check. Calibrate if required | Out of adjustment |  |  | 336 |  |  |  | BEAMEX |  | UTILITIES | Route Created. Pending develop data | 0045-ELE-DD-336-ETP DAF 1 INSTRUM CHECK AND CALIBRATION | 4660066
3313 | 0045-ELE-DD-336-ETP DAF 1 | INSTRUM CHECK AND CALIBRATION | 25 | 29 | 3 - Obj Inspection | 5050045BDA | #ERROR! | #ERROR! | 5050045BP36 | #ERROR! | #ERROR! | Flowmeter | DD | E&I | Instrument Check. Calibrate if required | Out of adjustment |  |  | 336 |  |  |  | BEAMEX |  | UTILITIES | Route Created. Pending develop data | 0045-ELE-DD-336-ETP DAF 1 INSTRUM CHECK AND CALIBRATION | 4660066
3314 | 0045-CON-DD-336-SLUDGE TANK | NOZZLE INSPECTION AND CLEAN | 27 | 27 | 2 - Subj Inspection | 5050045AE | #ERROR! | #ERROR! |  |  |  | Air Mixing Nozzles | DD | CON | Perform Internal inspection on Tank nozzles. Clean/Unplug nozzles if needed | Dirty | Plugged | Corrosion | 336 |  |  |  | JDE |  | UTILITIES | Route Created. Pending develop data | 0045-CON-DD-336-SLUDGE TANK NOZZLE INSPECTION AND CLEAN | 4660067
3315 | 0045-MEC-DD-336-EQUALIZATION | TANK NOZZLE INSPECTION | 28 | 22 | 2 - Subj Inspection | 5050045BA | #ERROR! | #ERROR! |  |  |  | Air Mixing Nozzles | DD | MEC | Perform Internal inspection on Tank nozzles. Clean/Unplug nozzles if needed | Dirty | Plugged | Corrosion | 336 | [5 empty] | UTILITIES | Route Created. Pending develop data | 0045-MEC-DD-336-EQUALIZATION TANK NOZZLE INSPECTION | 4660068
3338 | 0050-ELE-DD-336-COMPRESSOR 1 | INSTRUMENT AND VALVE SERVICE | 28 | 28 | 1C - Clean | 5050050A | #ERROR! | #ERROR! | 5050050UM | #ERROR! | #ERROR! | Control Valve | DD | E&I | Clean | Dirty |  |  | 336 |  |  |  | JDE |  | UTILITIES | Route Created. Pending develop data | 0050-ELE-DD-336-COMPRESSOR 1 INSTRUMENT AND VALVE SERVICE | 4660069
3339 | 0050-ELE-DD-336-COMPRESSOR 1 | INSTRUMENT AND VALVE SERVICE | 28 | 28 | 2 - Subj Inspection | 5050050A | #ERROR! | #ERROR! | 5050050UM | #ERROR! | #ERROR! | Control Valve | DD | E&I | Inspect general condition | Wear | Leak | Malfunction | 336 |  |  |  | JDE |  | UTILITIES | Route Created. Pending develop data | 0050-ELE-DD-336-COMPRESSOR 1 INSTRUMENT AND VALVE SERVICE | 4660069
3340 | 0050-ELE-DD-336-COMPRESSOR 1 | INSTRUMENT AND VALVE SERVICE | 28 | 28 | 1A - Adjust | 5050050A | #ERROR! | #ERROR! | 5050050UM | #ERROR! | #ERROR! | Control Valve | DD | E&I | Test the valve | Calibration |  |  | 336 |  |  |  | JDE |  | UTILITIES | Route Created. Pending develop data | 0050-ELE-DD-336-COMPRESSOR 1 INSTRUMENT AND VALVE SERVICE | 4660069
3382 | 0050-ELE-DD-336-COMPRESSOR 1 | INSTRUMENT AND VALVE SERVICE | 28 | 28 | 1A - Adjust | 5050050A | #ERROR! | #ERROR! | 5050050UQ | #ERROR! | #ERROR! | Pressure transmitter | DD | E&I | Instrument and Control Loop Check. Re-calibrate if required | Calibration | Out of adjustment |  | 336 |  |  |  | JDE |  | UTILITIES | Route Created. Pending develop data | 0050-ELE-DD-336-COMPRESSOR 1 INSTRUMENT AND VALVE SERVICE | 4660069
3383 | 0050-ELE-DD-336-COMPRESSOR 1 | INSTRUMENT AND VALVE SERVICE | 28 | 28 | 2 - Subj Inspection | 5050050A | #ERROR! | #ERROR! | 5050050UQ | #ERROR! | #ERROR! | Pressure transmitter | DD | E&I | Inspect general condition | Out of adjustment | Wear |  | 336 |  |  |  | JDE |  | UTILITIES | Route Created. Pending develop data | 0050-ELE-DD-336-COMPRESSOR 1 INSTRUMENT AND VALVE SERVICE | 4660069
3377 | 0050-CON-DD-336-COMPRESSOR 1 | SURGE TEST | 28 | 10 | 2 - Subj Inspection | 5050050A | #ERROR! | #ERROR! | 5050050V | #ERROR! | #ERROR! | Control Panel | DD | CON | Perform Surge test and record results |  |  |  | 336 |  |  |  | JDE |  | UTILITIES | Route Created. Pending develop data | 0050-CON-DD-336-COMPRESSOR 1 SURGE TEST | 4660070
3398 | 0050-MEC-DD-336-AIR DRYER 1 | ANNUAL INSPECTION | 27 | 17 | 2 - Subj Inspection | 5050050D | #ERROR! | #ERROR! |  |  |  | Dessicant | DD | MEC | Inspect desiccant for physical condition. Desiccant from a freshly regenerated bed cycle should be white, dry to the touch and of consistent size and shape. If desiccant condition is in question, take a sample and create an order for dessicant analysis. | Wet | Discoloured | Contaminated | 336 |  |  |  | JDE |  | UTILITIES | Route Created. Pending develop data | 0050-MEC-DD-336-AIR DRYER 1 ANNUAL INSPECTION | 4660071
3402 | 0050-MEC-DD-336-AIR DRYER 1 | ANNUAL INSPECTION | 27 | 17 | 2 - Subj Inspection | 5050050D | #ERROR! | #ERROR! |  |  |  | Tank | DD | MEC | Visually inspect general condition. Repair if needed | Leak | Wear |  | 336 |  |  |  | JDE |  | UTILITIES | Route Created. Pending develop data | 0050-MEC-DD-336-AIR DRYER 1 ANNUAL INSPECTION | 4660071
3404 | 0050-MEC-DD-336-AIR DRYER 1 | ANNUAL INSPECTION | 27 | 17 | 2 - Subj Inspection | 5050050D | #ERROR! | #ERROR! |  |  |  | Bolts | DD | MEC | Visually inspect general condition. | looseness | Wear |  | 336 |  |  |  | JDE |  | UTILITIES | Route Created. Pending develop data | 0050-MEC-DD-336-AIR DRYER 1 ANNUAL INSPECTION | 4660071
3405 | 0050-MEC-DD-336-AIR DRYER 1 | ANNUAL INSPECTION | 27 | 17 | 2 - Subj Inspection | 5050050D | #ERROR! | #ERROR! |  |  |  | Flanges | DD | MEC | Visually inspect general condition. | Wear |  |  | 336 |  |  |  | JDE |  | UTILITIES | Route Created. Pending develop data | 0050-MEC-DD-336-AIR DRYER 1 ANNUAL INSPECTION | 4660071
3410 | 0050-MEC-DD-336-AIR DRYER 1 | ANNUAL INSPECTION | 27 | 17 | 1R - Replace | 5050050D | #ERROR! | #ERROR! |  |  |  | Purge Muffler | DD | MEC | Replace the purge muffler |  |  |  | 336 |  |  |  | JDE |  | UTILITIES | Route Created. Pending develop data | 0050-MEC-DD-336-AIR DRYER 1 ANNUAL INSPECTION | 4660071
3411 | 0050-MEC-DD-336-AIR DRYER 1 | ANNUAL INSPECTION | 27 | 17 | 1R - Replace | 5050050D | #ERROR! | #ERROR! |  |  |  | Control air muffler | DD | MEC | Replace the control air muffler |  |  |  | 336 |  |  |  | JDE |  | UTILITIES | Route Created. Pending develop data | 0050-MEC-DD-336-AIR DRYER 1 ANNUAL INSPECTION | 4660071
3399 | 0050-ELE-DD-336-AIR DRYER 1 | ELECTRIC ANNUAL SERVICE | 27 | 23 | 2 - Subj Inspection | 5050050D | #ERROR! | #ERROR! |  |  |  | No-loss drain valves | DD | E&I | Visually Inspect and clean. Create an order to repalce if needed | Wear | Damaged | Leak | 336 |  |  |  | JDE |  | UTILITIES | Route Created. Pending develop data | 0050-ELE-DD-336-AIR DRYER 1 ELECTRIC ANNUAL SERVICE | 4660072
3400 | 0050-ELE-DD-336-AIR DRYER 1 | ELECTRIC ANNUAL SERVICE | 27 | 23 | 2 - Subj Inspection | 5050050D | #ERROR! | #ERROR! |  |  |  | Check valves | DD | E&I | Visually Inspect and clean. Create an order to repalce if needed | Wear | Damaged | Leak | 336 |  |  |  | JDE |  | UTILITIES | Route Created. Pending develop data | 0050-ELE-DD-336-AIR DRYER 1 ELECTRIC ANNUAL SERVICE | 4660072
3401 | 0050-ELE-DD-336-AIR DRYER 1 | ELECTRIC ANNUAL SERVICE | 27 | 23 | 2 - Subj Inspection | 5050050D | #ERROR! | #ERROR! |  |  |  | Lights and switches | DD | E&I | Test light and switches. Create an order to replace if needed | Dysfunction | Blocked |  | 336 |  |  |  | JDE |  | UTILITIES | Route Created. Pending develop data | 0050-ELE-DD-336-AIR DRYER 1 ELECTRIC ANNUAL SERVICE | 4660072
3408 | 0050-ELE-DD-336-AIR DRYER 1 | ELECTRIC ANNUAL SERVICE | 27 | 23 | 2 - Subj Inspection | 5050050D | #ERROR! | #ERROR! |  |  |  | Temperature probes | DD | E&I | Inspect and create an order to replace if needed | Malfunction | Contamination |  | 336 |  |  |  | JDE |  | UTILITIES | Route Created. Pending develop data | 0050-ELE-DD-336-AIR DRYER 1 ELECTRIC ANNUAL SERVICE | 4660072
3424 | 0050-ELE-DD-336-COMPRESSED AIR | SYSTEM ANNUAL INSTRUMENT CHECK | 30 | 30 | 2 - Subj Inspection | 5050050H | #ERROR! | #ERROR! |  |  |  | Expander | DD | E&I | Instrument and Control Loop Check. Re-calibrate if required | Leak | Wear |  | 336 |  |  |  | JDE |  | UTILITIES | Route Created. Pending develop data | 0050-ELE-DD-336-COMPRESSED AIR SYSTEM ANNUAL INSTRUMENT CHECK | 4660073
3425 | 0050-ELE-DD-336-COMPRESSED AIR | SYSTEM ANNUAL INSTRUMENT CHECK | 30 | 30 | 2 - Subj Inspection | 5050050L | #ERROR! | #ERROR! |  |  |  | Expander | DD | E&I | Instrument and Control Loop Check. Re-calibrate if required | Leak | Wear |  | 336 |  |  |  | JDE |  | UTILITIES | Route Created. Pending develop data | 0050-ELE-DD-336-COMPRESSED AIR SYSTEM ANNUAL INSTRUMENT CHECK | 4660073
3426 | 0050-ELE-DD-336-COMPRESSED AIR | SYSTEM ANNUAL INSTRUMENT CHECK | 30 | 30 | 2 - Subj Inspection | 5050050Q | #ERROR! | #ERROR! |  |  |  | Expander | DD | E&I | Instrument and Control Loop Check. Re-calibrate if required | Leak | Wear |  | 336 |  |  |  | JDE |  | UTILITIES | Route Created. Pending develop data | 0050-ELE-DD-336-COMPRESSED AIR SYSTEM ANNUAL INSTRUMENT CHECK | 4660073
3427 | 0050-ELE-DD-336-COMPRESSED AIR | SYSTEM ANNUAL INSTRUMENT CHECK | 30 | 30 | 2 - Subj Inspection | 5050050S | #ERROR! | #ERROR! |  |  |  | Expander | DD | E&I | Instrument and Control Loop Check. Re-calibrate if required | Leak | Wear |  | 336 |  |  |  | JDE |  | UTILITIES | Route Created. Pending develop data | 0050-ELE-DD-336-COMPRESSED AIR SYSTEM ANNUAL INSTRUMENT CHECK | 4660073
3428 | 0050-ELE-DD-336-COMPRESSED AIR | SYSTEM ANNUAL INSTRUMENT CHECK | 30 | 30 | 1A - Adjust | 5050050G | #ERROR! | #ERROR! | 5050050UA | #ERROR! | #ERROR! | Flow transmitter | DD | E&I | Instrument Check. Re-calibrate if required | Calibration | Out of adjustment |  | 336 |  |  |  | JDE |  | UTILITIES | Route Created. Pending develop data | 0050-ELE-DD-336-COMPRESSED AIR SYSTEM ANNUAL INSTRUMENT CHECK | 4660073
3429 | 0050-ELE-DD-336-COMPRESSED AIR | SYSTEM ANNUAL INSTRUMENT CHECK | 30 | 30 | 1A - Adjust | 5050050I | #ERROR! | #ERROR! | 5050050UB | #ERROR! | #ERROR! | Flow transmitter | DD | E&I | Instrument Check. Re-calibrate if required | Calibration | Out of adjustment |  | 336 |  |  |  | JDE |  | UTILITIES | Route Created. Pending develop data | 0050-ELE-DD-336-COMPRESSED AIR SYSTEM ANNUAL INSTRUMENT CHECK | 4660073
3430 | 0050-ELE-DD-336-COMPRESSED AIR | SYSTEM ANNUAL INSTRUMENT CHECK | 30 | 30 | 1A - Adjust | 5050050J | #ERROR! | #ERROR! | 5050050UC | #ERROR! | #ERROR! | Flow transmitter | DD | E&I | Instrument Check. Re-calibrate if required | Calibration | Out of adjustment |  | 336 |  |  |  | JDE |  | UTILITIES | Route Created. Pending develop data | 0050-ELE-DD-336-COMPRESSED AIR SYSTEM ANNUAL INSTRUMENT CHECK | 4660073
3431 | 0050-ELE-DD-336-COMPRESSED AIR | SYSTEM ANNUAL INSTRUMENT CHECK | 30 | 30 | 1A - Adjust | 5050050G | #ERROR! | #ERROR! | 5050050UD | #ERROR! | #ERROR! | Pressure transmitter | DD | E&I | Instrument Check. Re-calibrate if required | Calibration | Out of adjustment |  | 336 |  |  |  | JDE |  | UTILITIES | Route Created. Pending develop data | 0050-ELE-DD-336-COMPRESSED AIR SYSTEM ANNUAL INSTRUMENT CHECK | 4660073
3432 | 0050-ELE-DD-336-COMPRESSED AIR | SYSTEM ANNUAL INSTRUMENT CHECK | 30 | 30 | 1A - Adjust | 5050050G | #ERROR! | #ERROR! | 5050050UE | #ERROR! | #ERROR! | Pressure transmitter | DD | E&I | Instrument Check. Re-calibrate if required | Calibration | Out of adjustment |  | 336 |  |  |  | JDE |  | UTILITIES | Route Created. Pending develop data | 0050-ELE-DD-336-COMPRESSED AIR SYSTEM ANNUAL INSTRUMENT CHECK | 4660073
3433 | 0050-ELE-DD-336-COMPRESSED AIR | SYSTEM ANNUAL INSTRUMENT CHECK | 30 | 30 | 1A - Adjust | 5050050I | #ERROR! | #ERROR! | 5050050UF | #ERROR! | #ERROR! | Pressure transmitter | DD | E&I | Instrument Check. Re-calibrate if required | Calibration | Out of adjustment |  | 336 |  |  |  | JDE |  | UTILITIES | Route Created. Pending develop data | 0050-ELE-DD-336-COMPRESSED AIR SYSTEM ANNUAL INSTRUMENT CHECK | 4660073
3434 | 0050-ELE-DD-336-COMPRESSED AIR | SYSTEM ANNUAL INSTRUMENT CHECK | 30 | 30 | 1A - Adjust | 5050050J | #ERROR! | #ERROR! | 5050050UG | #ERROR! | #ERROR! | Pressure transmitter | DD | E&I | Instrument Check. Re-calibrate if required | Calibration | Out of adjustment |  | 336 |  |  |  | JDE |  | UTILITIES | Route Created. Pending develop data | 0050-ELE-DD-336-COMPRESSED AIR SYSTEM ANNUAL INSTRUMENT CHECK | 4660073
3435 | 0050-ELE-DD-336-COMPRESSED AIR | SYSTEM ANNUAL INSTRUMENT CHECK | 30 | 30 | 1A - Adjust | 5050050T | #ERROR! | #ERROR! | 5050050UH | #ERROR! | #ERROR! | Pressure transmitter | DD | E&I | Instrument Check. Re-calibrate if required | Calibration | Out of adjustment |  | 336 |  |  |  | JDE |  | UTILITIES | Route Created. Pending develop data | 0050-ELE-DD-336-COMPRESSED AIR SYSTEM ANNUAL INSTRUMENT CHECK | 4660073
3436 | 0050-ELE-DD-336-COMPRESSED AIR | SYSTEM ANNUAL INSTRUMENT CHECK | 30 | 30 | 1A - Adjust | 5050050R | #ERROR! | #ERROR! | 5050050UI | #ERROR! | #ERROR! | Pressure transmitter | DD | E&I | Instrument Check. Re-calibrate if required | Calibration | Out of adjustment |  | 336 |  |  |  | JDE |  | UTILITIES | Route Created. Pending develop data | 0050-ELE-DD-336-COMPRESSED AIR SYSTEM ANNUAL INSTRUMENT CHECK | 4660073
3437 | 0050-ELE-DD-336-COMPRESSED AIR | SYSTEM ANNUAL INSTRUMENT CHECK | 30 | 30 | 1A - Adjust | 5050050G | #ERROR! | #ERROR! | 5050050UJ | #ERROR! | #ERROR! | Flow element | DD | E&I | Instrument Check. Re-calibrate if required | Calibration | Out of adjustment |  | 336 |  |  |  | JDE |  | UTILITIES | Route Created. Pending develop data | 0050-ELE-DD-336-COMPRESSED AIR SYSTEM ANNUAL INSTRUMENT CHECK | 4660073
3438 | 0050-ELE-DD-336-COMPRESSED AIR | SYSTEM ANNUAL INSTRUMENT CHECK | 30 | 30 | 1A - Adjust | 5050050I | #ERROR! | #ERROR! | 5050050UK | #ERROR! | #ERROR! | Flow element | DD | E&I | Instrument Check. Re-calibrate if required | Calibration | Out of adjustment |  | 336 |  |  |  | JDE |  | UTILITIES | Route Created. Pending develop data | 0050-ELE-DD-336-COMPRESSED AIR SYSTEM ANNUAL INSTRUMENT CHECK | 4660073
3439 | 0050-ELE-DD-336-COMPRESSED AIR | SYSTEM ANNUAL INSTRUMENT CHECK | 30 | 30 | 1A - Adjust | 5050050J | #ERROR! | #ERROR! | 5050050UL | #ERROR! | #ERROR! | Flow element | DD | E&I | Instrument Check. Re-calibrate if required | Calibration | Out of adjustment |  | 336 |  |  |  | JDE |  | UTILITIES | Route Created. Pending develop data | 0050-ELE-DD-336-COMPRESSED AIR SYSTEM ANNUAL INSTRUMENT CHECK | 4660073
3441 | 0050-ELE-DD-336-COMPRESSED AIR | SYSTEM ANNUAL INSTRUMENT CHECK | 30 | 30 | 1A - Adjust | 5050050H | #ERROR! | #ERROR! | 5050050UP | #ERROR! | #ERROR! | Pressure transmitter | DD | E&I | Instrument and Control Loop Check. Re-calibrate if required | Calibration | Out of adjustment |  | 336 |  |  |  | JDE |  | UTILITIES | Route Created. Pending develop data | 0050-ELE-DD-336-COMPRESSED AIR SYSTEM ANNUAL INSTRUMENT CHECK | 4660073
3442 | 0050-ELE-DD-336-COMPRESSED AIR | SYSTEM ANNUAL INSTRUMENT CHECK | 30 | 30 | 1C - Clean | 5050050H | #ERROR! | #ERROR! | 5050050UT | #ERROR! | #ERROR! | Control Valve | DD | E&I | Clean | Dirty |  |  | 336 |  |  |  | JDE |  | UTILITIES | Route Created. Pending develop data | 0050-ELE-DD-336-COMPRESSED AIR SYSTEM ANNUAL INSTRUMENT CHECK | 4660073
3444 | 0050-ELE-DD-336-COMPRESSED AIR | SYSTEM ANNUAL INSTRUMENT CHECK | 30 | 30 | 1A - Adjust | 5050050H | #ERROR! | #ERROR! | 5050050UT | #ERROR! | #ERROR! | Control Valve | DD | E&I | Instrument and Control Loop Check. Re-calibrate if required | Calibration |  |  | 336 |  |  |  | JDE |  | UTILITIES | Route Created. Pending develop data | 0050-ELE-DD-336-COMPRESSED AIR SYSTEM ANNUAL INSTRUMENT CHECK | 4660073
3445 | 0050-ELE-DD-336-COMPRESSED AIR | SYSTEM ANNUAL INSTRUMENT CHECK | 30 | 30 | 1A - Adjust | 5050050K | #ERROR! | #ERROR! | 5050050UY | #ERROR! | #ERROR! | Pressure transmitter | DD | E&I | Instrument Check. Re-calibrate if required | Calibration | Out of adjustment |  | 336 |  |  |  | JDE |  | UTILITIES | Route Created. Pending develop data | 0050-ELE-DD-336-COMPRESSED AIR SYSTEM ANNUAL INSTRUMENT CHECK | 4660073
3447 | 0050-ELE-DD-336-COMPRESSED AIR | SYSTEM ANNUAL INSTRUMENT CHECK | 30 | 30 | 1A - Adjust | 5050050L | #ERROR! | #ERROR! | 5050050UZ | #ERROR! | #ERROR! | Pressure transmitter | DD | E&I | Instrument and Control Loop Check. Re-calibrate if required | Calibration | Out of adjustment |  | 336 |  |  |  | JDE |  | UTILITIES | Route Created. Pending develop data | 0050-ELE-DD-336-COMPRESSED AIR SYSTEM ANNUAL INSTRUMENT CHECK | 4660073
3448 | 0050-ELE-DD-336-COMPRESSED AIR | SYSTEM ANNUAL INSTRUMENT CHECK | 30 | 30 | 1A - Adjust | 5050050M | #ERROR! | #ERROR! | 5050050U27 | #ERROR! | #ERROR! | Pressure transmitter | DD | E&I | Instrument Check. Re-calibrate if required | Calibration | Out of adjustment |  | 336 |  |  |  | JDE |  | UTILITIES | Route Created. Pending develop data | 0050-ELE-DD-336-COMPRESSED AIR SYSTEM ANNUAL INSTRUMENT CHECK | 4660073
3449 | 0050-ELE-DD-336-COMPRESSED AIR | SYSTEM ANNUAL INSTRUMENT CHECK | 30 | 30 | 1A - Adjust | 5050050N | #ERROR! | #ERROR! | 5050050U28 | #ERROR! | #ERROR! | Pressure transmitter | DD | E&I | Instrument Check. Re-calibrate if required | Calibration | Out of adjustment |  | 336 |  |  |  | JDE |  | UTILITIES | Route Created. Pending develop data | 0050-ELE-DD-336-COMPRESSED AIR SYSTEM ANNUAL INSTRUMENT CHECK | 4660073
3450 | 0050-ELE-DD-336-COMPRESSED AIR | SYSTEM ANNUAL INSTRUMENT CHECK | 30 | 30 | 1C - Clean | 5050050L | #ERROR! | #ERROR! | 5050050U29 | #ERROR! | #ERROR! | Control Valve | DD | E&I | Clean | Dirty |  |  | 336 |  |  |  | JDE |  | UTILITIES | Route Created. Pending develop data | 0050-ELE-DD-336-COMPRESSED AIR SYSTEM ANNUAL INSTRUMENT CHECK | 4660073
3452 | 0050-ELE-DD-336-COMPRESSED AIR | SYSTEM ANNUAL INSTRUMENT CHECK | 30 | 30 | 1A - Adjust | 5050050L | #ERROR! | #ERROR! | 5050050U29 | #ERROR! | #ERROR! | Control Valve | DD | E&I | Instrument and Control Loop Check. Re-calibrate if required | Calibration |  |  | 336 |  |  |  | JDE |  | UTILITIES | Route Created. Pending develop data | 0050-ELE-DD-336-COMPRESSED AIR SYSTEM ANNUAL INSTRUMENT CHECK | 4660073
3453 | 0050-ELE-DD-336-COMPRESSED AIR | SYSTEM ANNUAL INSTRUMENT CHECK | 30 | 30 | 1A - Adjust | 5050050O | #ERROR! | #ERROR! | 5050050U30 | #ERROR! | #ERROR! | Flow element | DD | E&I | Instrument Check. Re-calibrate if required | Calibration | Out of adjustment |  | 336 |  |  |  | JDE |  | UTILITIES | Route Created. Pending develop data | 0050-ELE-DD-336-COMPRESSED AIR SYSTEM ANNUAL INSTRUMENT CHECK | 4660073
3454 | 0050-ELE-DD-336-COMPRESSED AIR | SYSTEM ANNUAL INSTRUMENT CHECK | 30 | 30 | 1A - Adjust | 5050050P | #ERROR! | #ERROR! | 5050050U31 | #ERROR! | #ERROR! | Flow element | DD | E&I | Instrument Check. Re-calibrate if required | Calibration | Out of adjustment |  | 336 |  |  |  | JDE |  | UTILITIES | Route Created. Pending develop data | 0050-ELE-DD-336-COMPRESSED AIR SYSTEM ANNUAL INSTRUMENT CHECK | 4660073
3455 | 0050-ELE-DD-336-COMPRESSED AIR | SYSTEM ANNUAL INSTRUMENT CHECK | 30 | 30 | 1A - Adjust | 5050050O | #ERROR! | #ERROR! | 5050050U32 | #ERROR! | #ERROR! | Flow transmitter | DD | E&I | Instrument Check. Re-calibrate if required | Calibration | Out of adjustment |  | 336 |  |  |  | JDE |  | UTILITIES | Route Created. Pending develop data | 0050-ELE-DD-336-COMPRESSED AIR SYSTEM ANNUAL INSTRUMENT CHECK | 4660073
3456 | 0050-ELE-DD-336-COMPRESSED AIR | SYSTEM ANNUAL INSTRUMENT CHECK | 30 | 30 | 1A - Adjust | 5050050P | #ERROR! | #ERROR! | 5050050U33 | #ERROR! | #ERROR! | Flow transmitter | DD | E&I | Instrument Check. Re-calibrate if required | Calibration | Out of adjustment |  | 336 |  |  |  | JDE |  | UTILITIES | Route Created. Pending develop data | 0050-ELE-DD-336-COMPRESSED AIR SYSTEM ANNUAL INSTRUMENT CHECK | 4660073
3457 | 0050-ELE-DD-336-COMPRESSED AIR | SYSTEM ANNUAL INSTRUMENT CHECK | 30 | 30 | 1A - Adjust | 5050050O | #ERROR! | #ERROR! | 5050050U34 | #ERROR! | #ERROR! | Pressure transmitter | DD | E&I | Instrument Check. Re-calibrate if required | Calibration | Out of adjustment |  | 336 |  |  |  | JDE |  | UTILITIES | Route Created. Pending develop data | 0050-ELE-DD-336-COMPRESSED AIR SYSTEM ANNUAL INSTRUMENT CHECK | 4660073
3458 | 0050-ELE-DD-336-COMPRESSED AIR | SYSTEM ANNUAL INSTRUMENT CHECK | 30 | 30 | 1A - Adjust | 5050050P | #ERROR! | #ERROR! | 5050050U35 | #ERROR! | #ERROR! | Pressure transmitter | DD | E&I |  | Calibration | Out of adjustment |  | 336 |  |  |  | JDE |  | UTILITIES | Route Created. Pending develop data | 0050-ELE-DD-336-COMPRESSED AIR SYSTEM ANNUAL INSTRUMENT CHECK | 4660073
3460 | 0050-ELE-DD-336-COMPRESSED AIR | SYSTEM ANNUAL INSTRUMENT CHECK | 30 | 30 | 1A - Adjust | 5050050Q | #ERROR! | #ERROR! | 5050050U36 | #ERROR! | #ERROR! | Pressure transmitter | DD | E&I | Instrument and Control Loop Check. Re-calibrate if required | Calibration | Out of adjustment |  | 336 |  |  |  | JDE |  | UTILITIES | Route Created. Pending develop data | 0050-ELE-DD-336-COMPRESSED AIR SYSTEM ANNUAL INSTRUMENT CHECK | 4660073
3462 | 0050-ELE-DD-336-COMPRESSED AIR | SYSTEM ANNUAL INSTRUMENT CHECK | 30 | 30 | 1A - Adjust | 5050050S | #ERROR! | #ERROR! | 5050050U37 | #ERROR! | #ERROR! | Pressure transmitter | DD | E&I | Instrument and Control Loop Check. Re-calibrate if required | Calibration | Out of adjustment |  | 336 |  |  |  | JDE |  | UTILITIES | Route Created. Pending develop data | 0050-ELE-DD-336-COMPRESSED AIR SYSTEM ANNUAL INSTRUMENT CHECK | 4660073
3463 | 0050-ELE-DD-336-COMPRESSED AIR | SYSTEM ANNUAL INSTRUMENT CHECK | 30 | 30 | 1C - Clean | 5050050Q | #ERROR! | #ERROR! | 5050050U38 | #ERROR! | #ERROR! | Control Valve | DD | E&I | Clean | Dirty |  |  | 336 |  |  |  | JDE |  | UTILITIES | Route Created. Pending develop data | 0050-ELE-DD-336-COMPRESSED AIR SYSTEM ANNUAL INSTRUMENT CHECK | 4660073
3465 | 0050-ELE-DD-336-COMPRESSED AIR | SYSTEM ANNUAL INSTRUMENT CHECK | 30 | 30 | 1A - Adjust | 5050050Q | #ERROR! | #ERROR! | 5050050U38 | #ERROR! | #ERROR! | Control Valve | DD | E&I | Instrument and Control Loop Check. Re-calibrate if required | Calibration |  |  | 336 |  |  |  | JDE |  | UTILITIES | Route Created. Pending develop data | 0050-ELE-DD-336-COMPRESSED AIR SYSTEM ANNUAL INSTRUMENT CHECK | 4660073
3466 | 0050-ELE-DD-336-COMPRESSED AIR | SYSTEM ANNUAL INSTRUMENT CHECK | 30 | 30 | 1C - Clean | 5050050S | #ERROR! | #ERROR! | 5050050U39 | #ERROR! | #ERROR! | Control Valve | DD | E&I | Clean | Dirty |  |  | 336 |  |  |  | JDE |  | UTILITIES | Route Created. Pending develop data | 0050-ELE-DD-336-COMPRESSED AIR SYSTEM ANNUAL INSTRUMENT CHECK | 4660073
3468 | 0050-ELE-DD-336-COMPRESSED AIR | SYSTEM ANNUAL INSTRUMENT CHECK | 30 | 30 | 1A - Adjust | 5050050S | #ERROR! | #ERROR! | 5050050U39 | #ERROR! | #ERROR! | Control Valve | DD | E&I | Instrument and Control Loop Check. Re-calibrate if required | Calibration |  |  | 336 |  |  |  | JDE |  | UTILITIES | Route Created. Pending develop data | 0050-ELE-DD-336-COMPRESSED AIR SYSTEM ANNUAL INSTRUMENT CHECK | 4660073
3502 | 0050-ELE-DD-336-COMPRESSOR 2 | INSTRUMENT AND VALVE SERVICE | 28 | 28 | 1C - Clean | 5050050B | #ERROR! | #ERROR! | 5050050UN | #ERROR! | #ERROR! | Control Valve | DD | E&I | Clean | Dirty |  |  | 336 |  |  |  | JDE |  | UTILITIES | Route Created. Pending develop data | 0050-ELE-DD-336-COMPRESSOR 2 INSTRUMENT AND VALVE SERVICE | 4660074
3508 | 0050-ELE-DD-336-COMPRESSOR 2 | INSTRUMENT AND VALVE SERVICE | 28 | 28 | 2 - Subj Inspection | 5050050B | #ERROR! | #ERROR! | 5050050UN | #ERROR! | #ERROR! | Control Valve | DD | E&I | Inspect general condition | Wear | Leak | Malfunction | 336 |  |  |  | JDE |  | UTILITIES | Route Created. Pending develop data | 0050-ELE-DD-336-COMPRESSOR 2 INSTRUMENT AND VALVE SERVICE | 4660074
3509 | 0050-ELE-DD-336-COMPRESSOR 2 | INSTRUMENT AND VALVE SERVICE | 28 | 28 | 1A - Adjust | 5050050B | #ERROR! | #ERROR! | 5050050UN | #ERROR! | #ERROR! | Control Valve | DD | E&I | Test the valve | Calibration |  |  | 336 |  |  |  | JDE |  | UTILITIES | Route Created. Pending develop data | 0050-ELE-DD-336-COMPRESSOR 2 INSTRUMENT AND VALVE SERVICE | 4660074
3533 | 0050-ELE-DD-336-COMPRESSOR 2 | INSTRUMENT AND VALVE SERVICE | 28 | 28 | 1A - Adjust | 5050050B | #ERROR! | #ERROR! | 5050050UR | #ERROR! | #ERROR! | Pressure transmitter | DD | E&I | Instrument and Control Loop Check. Re-calibrate if required | Calibration | Out of adjustment |  | 336 |  |  |  | JDE |  | UTILITIES | Route Created. Pending develop data | 0050-ELE-DD-336-COMPRESSOR 2 INSTRUMENT AND VALVE SERVICE | 4660074
3534 | 0050-ELE-DD-336-COMPRESSOR 2 | INSTRUMENT AND VALVE SERVICE | 28 | 28 | 2 - Subj Inspection | 5050050B | #ERROR! | #ERROR! | 5050050UR | #ERROR! | #ERROR! | Pressure transmitter | DD | E&I | Inspect general condition | Out of adjustment | Wear |  | 336 |  |  |  | JDE |  | UTILITIES | Route Created. Pending develop data | 0050-ELE-DD-336-COMPRESSOR 2 INSTRUMENT AND VALVE SERVICE | 4660074
3525 | 0050-CON-DD-336-COMPRESSOR 2 | SURGE TEST | 28 | 10 | 2 - Subj Inspection | 5050050B | #ERROR! | #ERROR! | 5050050W | #ERROR! | #ERROR! | Control Panel | DD | CON | Perform Surge test and record results |  |  |  | 336 |  |  |  | JDE |  | UTILITIES | Route Created. Pending develop data | 0050-CON-DD-336-COMPRESSOR 2 SURGE TEST | 4660075
3570 | 0050-ELE-DD-336-COMPRESSOR 3 | INSTRUMENT AND VALVE SERVICE | 28 | 28 | 1C - Clean | 5050050C | #ERROR! | #ERROR! | 5050050UO | #ERROR! | #ERROR! | Control Valve | DD | E&I | Clean | Dirty |  |  | 336 |  |  |  | JDE |  | UTILITIES | Route Created. Pending develop data | 0050-ELE-DD-336-COMPRESSOR 3 INSTRUMENT AND VALVE SERVICE | 4660076
3576 | 0050-ELE-DD-336-COMPRESSOR 3 | INSTRUMENT AND VALVE SERVICE | 28 | 28 | 2 - Subj Inspection | 5050050C | #ERROR! | #ERROR! | 5050050UO | #ERROR! | #ERROR! | Control Valve | DD | E&I | Inspect general condition | Wear | Leak | Malfunction | 336 |  |  |  | JDE |  | UTILITIES | Route Created. Pending develop data | 0050-ELE-DD-336-COMPRESSOR 3 INSTRUMENT AND VALVE SERVICE | 4660076
3577 | 0050-ELE-DD-336-COMPRESSOR 3 | INSTRUMENT AND VALVE SERVICE | 28 | 28 | 1A - Adjust | 5050050C | #ERROR! | #ERROR! | 5050050UO | #ERROR! | #ERROR! | Control Valve | DD | E&I | Test the valve | Calibration |  |  | 336 |  |  |  | JDE |  | UTILITIES | Route Created. Pending develop data | 0050-ELE-DD-336-COMPRESSOR 3 INSTRUMENT AND VALVE SERVICE | 4660076
3601 | 0050-ELE-DD-336-COMPRESSOR 3 | INSTRUMENT AND VALVE SERVICE | 28 | 28 | 1A - Adjust | 5050050C | #ERROR! | #ERROR! | 5050050US | #ERROR! | #ERROR! | Pressure transmitter | DD | E&I | Instrument and Control Loop Check. Re-calibrate if required | Calibration | Out of adjustment |  | 336 |  |  |  | JDE |  | UTILITIES | Route Created. Pending develop data | 0050-ELE-DD-336-COMPRESSOR 3 INSTRUMENT AND VALVE SERVICE | 4660076
3602 | 0050-ELE-DD-336-COMPRESSOR 3 | INSTRUMENT AND VALVE SERVICE | 28 | 28 | 2 - Subj Inspection | 5050050C | #ERROR! | #ERROR! | 5050050US | #ERROR! | #ERROR! | Pressure transmitter | DD | E&I | Inspect general condition | Out of adjustment | Wear |  | 336 |  |  |  | JDE |  | UTILITIES | Route Created. Pending develop data | 0050-ELE-DD-336-COMPRESSOR 3 INSTRUMENT AND VALVE SERVICE | 4660076
3593 | 0050-CON-DD-336-COMPRESSOR 3 | SURGE TEST | 28 | 10 | 2 - Subj Inspection | 5050050C | #ERROR! | #ERROR! | 5050050X | #ERROR! | #ERROR! | Control Panel | DD | CON | Perform Surge test and record results |  |  |  | 336 |  |  |  | JDE |  | UTILITIES | Route Created. Pending develop data | 0050-CON-DD-336-COMPRESSOR 3 SURGE TEST | 4660077
3619 | 0050-MEC-DD-336-AIR DRYER 2 | ANNUAL INSPECTION | 27 | 17 | 2 - Subj Inspection | 5050050E | #ERROR! | #ERROR! |  |  |  | Dessicant | DD | MEC | Inspect desiccant for physical condition. Desiccant from a freshly regenerated bed cycle should be white, dry to the touch and of consistent size and shape. If desiccant condition is in question, take a sample and create an order for dessicant analysis. | Wet | Discoloured | Contaminated | 336 |  |  |  | JDE |  | UTILITIES | Route Created. Pending develop data | 0050-MEC-DD-336-AIR DRYER 2 ANNUAL INSPECTION | 4660078
3623 | 0050-MEC-DD-336-AIR DRYER 2 | ANNUAL INSPECTION | 27 | 17 | 2 - Subj Inspection | 5050050E | #ERROR! | #ERROR! |  |  |  | Tank | DD | MEC | Visually inspect general condition. Repair if needed | Leak | Wear |  | 336 |  |  |  | JDE |  | UTILITIES | Route Created. Pending develop data | 0050-MEC-DD-336-AIR DRYER 2 ANNUAL INSPECTION | 4660078
3625 | 0050-MEC-DD-336-AIR DRYER 2 | ANNUAL INSPECTION | 27 | 17 | 2 - Subj Inspection | 5050050E | #ERROR! | #ERROR! |  |  |  | Bolts | DD | MEC | Visually inspect general condition. | looseness | Wear |  | 336 |  |  |  | JDE |  | UTILITIES | Route Created. Pending develop data | 0050-MEC-DD-336-AIR DRYER 2 ANNUAL INSPECTION | 4660078
3626 | 0050-MEC-DD-336-AIR DRYER 2 | ANNUAL INSPECTION | 27 | 17 | 2 - Subj Inspection | 5050050E | #ERROR! | #ERROR! |  |  |  | Flanges | DD | MEC | Visually inspect general condition. | Wear |  |  | 336 |  |  |  | JDE |  | UTILITIES | Route Created. Pending develop data | 0050-MEC-DD-336-AIR DRYER 2 ANNUAL INSPECTION | 4660078
3631 | 0050-MEC-DD-336-AIR DRYER 2 | ANNUAL INSPECTION | 27 | 17 | 1R - Replace | 5050050E | #ERROR! | #ERROR! |  |  |  | Purge Muffler | DD | MEC | Replace the purge muffler |  |  |  | 336 |  |  |  | JDE |  | UTILITIES | Route Created. Pending develop data | 0050-MEC-DD-336-AIR DRYER 2 ANNUAL INSPECTION | 4660078
3632 | 0050-MEC-DD-336-AIR DRYER 2 | ANNUAL INSPECTION | 27 | 17 | 1R - Replace | 5050050E | #ERROR! | #ERROR! |  |  |  | Control air muffler | DD | MEC | Replace the control air muffler |  |  |  | 336 |  |  |  | JDE |  | UTILITIES | Route Created. Pending develop data | 0050-MEC-DD-336-AIR DRYER 2 ANNUAL INSPECTION | 4660078
3620 | 0050-ELE-DD-336-AIR DRYER 2 | ELECTRIC ANNUAL SERVICE | 27 | 23 | 2 - Subj Inspection | 5050050E | #ERROR! | #ERROR! |  |  |  | No-loss drain valves | DD | E&I | Visually Inspect and clean. Create an order to repalce if needed | Wear | Damaged | Leak | 336 |  |  |  | JDE |  | UTILITIES | Route Created. Pending develop data | 0050-ELE-DD-336-AIR DRYER 2 ELECTRIC ANNUAL SERVICE | 4660079
3621 | 0050-ELE-DD-336-AIR DRYER 2 | ELECTRIC ANNUAL SERVICE | 27 | 23 | 2 - Subj Inspection | 5050050E | #ERROR! | #ERROR! |  |  |  | Check valves | DD | E&I | Visually Inspect and clean. Create an order to repalce if needed | Wear | Damaged | Leak | 336 |  |  |  | JDE |  | UTILITIES | Route Created. Pending develop data | 0050-ELE-DD-336-AIR DRYER 2 ELECTRIC ANNUAL SERVICE | 4660079
3622 | 0050-ELE-DD-336-AIR DRYER 2 | ELECTRIC ANNUAL SERVICE | 27 | 23 | 2 - Subj Inspection | 5050050E | #ERROR! | #ERROR! |  |  |  | Lights and switches | DD | E&I | Test light and switches. Create an order to replace if needed | Dysfunction | Blocked |  | 336 |  |  |  | JDE |  | UTILITIES | Route Created. Pending develop data | 0050-ELE-DD-336-AIR DRYER 2 ELECTRIC ANNUAL SERVICE | 4660079
3629 | 0050-ELE-DD-336-AIR DRYER 2 | ELECTRIC ANNUAL SERVICE | 27 | 23 | 2 - Subj Inspection | 5050050E | #ERROR! | #ERROR! |  |  |  | Temperature probes | DD | E&I | Inspect and create an order to replace if needed | Malfunction | Contamination |  | 336 |  |  |  | JDE |  | UTILITIES | Route Created. Pending develop data | 0050-ELE-DD-336-AIR DRYER 2 ELECTRIC ANNUAL SERVICE | 4660079
3659 | 0050-MEC-DD-336-AIR DRYER 3 | ANNUAL INSPECTION | 27 | 17 | 2 - Subj Inspection | 5050050F | #ERROR! | #ERROR! |  |  |  | Dessicant | DD | MEC | Inspect desiccant for physical condition. Desiccant from a freshly regenerated bed cycle should be white, dry to the touch and of consistent size and shape. If desiccant condition is in question, take a sample and create an order for dessicant analysis. | Wet | Discoloured | Contaminated | 336 |  |  |  | JDE |  | UTILITIES | Route Created. Pending develop data | 0050-MEC-DD-336-AIR DRYER 3 ANNUAL INSPECTION | 4660080
3663 | 0050-MEC-DD-336-AIR DRYER 3 | ANNUAL INSPECTION | 27 | 17 | 2 - Subj Inspection | 5050050F | #ERROR! | #ERROR! |  |  |  | Tank | DD | MEC | Visually inspect general condition. Repair if needed | Leak | Wear |  | 336 |  |  |  | JDE |  | UTILITIES | Route Created. Pending develop data | 0050-MEC-DD-336-AIR DRYER 3 ANNUAL INSPECTION | 4660080
3665 | 0050-MEC-DD-336-AIR DRYER 3 | ANNUAL INSPECTION | 27 | 17 | 2 - Subj Inspection | 5050050F | #ERROR! | #ERROR! |  |  |  | Bolts | DD | MEC | Visually inspect general condition. | looseness | Wear |  | 336 |  |  |  | JDE |  | UTILITIES | Route Created. Pending develop data | 0050-MEC-DD-336-AIR DRYER 3 ANNUAL INSPECTION | 4660080
3666 | 0050-MEC-DD-336-AIR DRYER 3 | ANNUAL INSPECTION | 27 | 17 | 2 - Subj Inspection | 5050050F | #ERROR! | #ERROR! |  |  |  | Flanges | DD | MEC | Visually inspect general condition. | Wear |  |  | 336 |  |  |  | JDE |  | UTILITIES | Route Created. Pending develop data | 0050-MEC-DD-336-AIR DRYER 3 ANNUAL INSPECTION | 4660080
3671 | 0050-MEC-DD-336-AIR DRYER 3 | ANNUAL INSPECTION | 27 | 17 | 1R - Replace | 5050050F | #ERROR! | #ERROR! |  |  |  | Purge Muffler | DD | MEC | Replace the purge muffler |  |  |  | 336 |  |  |  | JDE |  | UTILITIES | Route Created. Pending develop data | 0050-MEC-DD-336-AIR DRYER 3 ANNUAL INSPECTION | 4660080
3672 | 0050-MEC-DD-336-AIR DRYER 3 | ANNUAL INSPECTION | 27 | 17 | 1R - Replace | 5050050F | #ERROR! | #ERROR! |  |  |  | Control air muffler | DD | MEC | Replace the control air muffler |  |  |  | 336 |  |  |  | JDE |  | UTILITIES | Route Created. Pending develop data | 0050-MEC-DD-336-AIR DRYER 3 ANNUAL INSPECTION | 4660080
3660 | 0050-ELE-DD-336-AIR DRYER 3 | ELECTRIC ANNUAL SERVICE | 27 | 23 | 2 - Subj Inspection | 5050050F | #ERROR! | #ERROR! |  |  |  | No-loss drain valves | DD | E&I | Visually Inspect and clean. Create an order to repalce if needed | Wear | Damaged | Leak | 336 |  |  |  | JDE |  | UTILITIES | Route Created. Pending develop data | 0050-ELE-DD-336-AIR DRYER 3 ELECTRIC ANNUAL SERVICE | 4660081
3661 | 0050-ELE-DD-336-AIR DRYER 3 | ELECTRIC ANNUAL SERVICE | 27 | 23 | 2 - Subj Inspection | 5050050F | #ERROR! | #ERROR! |  |  |  | Check valves | DD | E&I | Visually Inspect and clean. Create an order to repalce if needed | Wear | Damaged | Leak | 336 |  |  |  | JDE |  | UTILITIES | Route Created. Pending develop data | 0050-ELE-DD-336-AIR DRYER 3 ELECTRIC ANNUAL SERVICE | 4660081
3662 | 0050-ELE-DD-336-AIR DRYER 3 | ELECTRIC ANNUAL SERVICE | 27 | 23 | 2 - Subj Inspection | 5050050F | #ERROR! | #ERROR! |  |  |  | Lights and switches | DD | E&I | Test light and switches. Create an order to replace if needed | Dysfunction | Blocked |  | 336 |  |  |  | JDE |  | UTILITIES | Route Created. Pending develop data | 0050-ELE-DD-336-AIR DRYER 3 ELECTRIC ANNUAL SERVICE | 4660081
3669 | 0050-ELE-DD-336-AIR DRYER 3 | ELECTRIC ANNUAL SERVICE | 27 | 23 | 2 - Subj Inspection | 5050050F | #ERROR! | #ERROR! |  |  |  | Temperature probes | DD | E&I | Inspect and create an order to replace if needed | Malfunction | Contamination |  | 336 |  |  |  | JDE |  | UTILITIES | Route Created. Pending develop data | 0050-ELE-DD-336-AIR DRYER 3 ELECTRIC ANNUAL SERVICE | 4660081
3784 | 0836-MEC-DD-336-COOLING TOWER1 | HOT WATER BASIN CLEAN FLUSH | 30 | 27 | 1C - Clean | 0100836Q | #ERROR! | #ERROR! | 0100836QA | #ERROR! | #ERROR! | Hot water basin | DD | MEC | Clean and flush the hot water basin |  |  |  | 336 |  |  |  | JDE |  | UTILITIES | Route Created. Pending develop data | 0836-MEC-DD-336-COOLING TOWER1 HOT WATER BASIN CLEAN FLUSH | 4660082
3787 | 0836-MEC-DD-336-COOLING TOWER1 | HOT WATER BASIN CLEAN FLUSH | 30 | 27 | 2 - Subj Inspection | 0100836Q | #ERROR! | #ERROR! |  |  |  | Cooling tower exterior structure | DD | MEC | Visually inspect general condition. Wire brush and recoat if needed | Corrosion |  |  | 336 |  |  |  | JDE |  | UTILITIES | Route Created. Pending develop data | 0836-MEC-DD-336-COOLING TOWER1 HOT WATER BASIN CLEAN FLUSH | 4660082
3786 | 0836-ELE-DD-336-COOLING TOWER | MAKE UP VALVE INSPECTION | 29 | 24 | 2 - Subj Inspection | 0100836Q | #ERROR! | #ERROR! | 010083628FB | #ERROR! | #ERROR! | Make-up valve | IRD | E&I | Visually inspect the make-up valve and replace the valve seat if needed | Wear | Leak | Malfunction | 336 |  |  |  | JDE |  | UTILITIES | Route Created. Pending develop data | 0836-ELE-DD-336-COOLING TOWER MAKE UP VALVE INSPECTION | 4660083
3813 | 0836-MEC-DD-336-COOLING TOWER2 | HOT WATER BASIN CLEAN FLUSH | 30 | 27 | 1C - Clean | 0100836R | #ERROR! | #ERROR! | 0100836RA | #ERROR! | #ERROR! | Hot water basin | DD | MEC | Clean and flush the hot water basin |  |  |  | 336 |  |  |  | JDE |  | UTILITIES | Route Created. Pending develop data | 0836-MEC-DD-336-COOLING TOWER2 HOT WATER BASIN CLEAN FLUSH | 4660084
3814 | 0836-MEC-DD-336-COOLING TOWER2 | HOT WATER BASIN CLEAN FLUSH | 30 | 27 | 2 - Subj Inspection | 0100836R | #ERROR! | #ERROR! |  |  |  | Cooling tower exterior structure | DD | MEC | Visually inspect general condition. Wire brush and recoat if needed | Corrosion |  |  | 336 |  |  |  | JDE |  | UTILITIES | Route Created. Pending develop data | 0836-MEC-DD-336-COOLING TOWER2 HOT WATER BASIN CLEAN FLUSH | 4660084
3829 | 0045-MEC-DD-336-WASTE WATER | SUMP PUMP 1 ANNUAL SERVICE | 27 | 26 | 3 - Obj Inspection | 5050045BN | #ERROR! | #ERROR! |  |  |  | Impeller | DD | MEC | Mesure the clearance between impeller and wear-plate | Out of Tolerance |  |  | 336 |  |  |  | JDE |  | UTILITIES | Route Created. Pending develop data | 0045-MEC-DD-336-WASTE WATER SUMP PUMP 1 ANNUAL SERVICE | 4660085
3830 | 0045-MEC-DD-336-WASTE WATER | SUMP PUMP 1 ANNUAL SERVICE | 27 | 26 | 3 - Obj Inspection | 5050045BN | #ERROR! | #ERROR! |  |  |  | Impeller | DD | MEC | Mesure the clearance between impeller and seal-plate | Out of Tolerance |  |  | 336 |  |  |  | JDE |  | UTILITIES | Route Created. Pending develop data | 0045-MEC-DD-336-WASTE WATER SUMP PUMP 1 ANNUAL SERVICE | 4660085
3833 | 0045-MEC-DD-336-WASTE WATER | SUMP PUMP 1 ANNUAL SERVICE | 27 | 26 | 1C - Clean | 5050045BN | #ERROR! | #ERROR! |  |  |  | Relief valve | DD | MEC | Remove the relief valve for inspection and cleaning | Wear | Damaged | Leak | 336 |  | When reinstalling the relief valve, apply ‘Loctite Pipe Sealant With Teflon No. 592’, or equivalent compound, on the relief valve threads. Position the valve with the discharge port pointing down |  | JDE |  | UTILITIES | Route Created. Pending develop data | 0045-MEC-DD-336-WASTE WATER SUMP PUMP 1 ANNUAL SERVICE | 4660085
3834 | 0045-MEC-DD-336-WASTE WATER | SUMP PUMP 1 ANNUAL SERVICE | 27 | 26 | 2 - Subj Inspection | 5050045BN | #ERROR! | #ERROR! |  |  |  | Check valve | DD | MEC | Visually inspect and clean. Create an order to replace if needed. | Wear | Damaged | Leak | 336 |  | The check valve assembly must be replaced as a complete unit. Individual parts are not sold separately |  | JDE |  | UTILITIES | Route Created. Pending develop data | 0045-MEC-DD-336-WASTE WATER SUMP PUMP 1 ANNUAL SERVICE | 4660085
3835 | 0045-MEC-DD-336-WASTE WATER | SUMP PUMP 1 ANNUAL SERVICE | 27 | 26 | 2 - Subj Inspection | 5050045BN | #ERROR! | #ERROR! |  |  |  | Pump | IRD | MEC | Check the general condition of the pump. Clean pump and motor surface as needed. | Wear | Dirty | Corrosion | 336 |  |  |  | JDE |  | UTILITIES | Route Created. Pending develop data | 0045-MEC-DD-336-WASTE WATER SUMP PUMP 1 ANNUAL SERVICE | 4660085
3836 | 0045-MEC-DD-336-WASTE WATER | SUMP PUMP 1 ANNUAL SERVICE | 27 | 26 | 2 - Subj Inspection | 5050045BN | #ERROR! | #ERROR! |  |  |  | Coupling | DD | MEC | Remove guard and inspect coupling. Ensure that there is no play on the shaft and no wear on the flexible part. | Wear | Looseness | Clearance/alignment failure | 336 |  |  |  | JDE |  | UTILITIES | Route Created. Pending develop data | 0045-MEC-DD-336-WASTE WATER SUMP PUMP 1 ANNUAL SERVICE | 4660085
3837 | 0045-MEC-DD-336-WASTE WATER | SUMP PUMP 1 ANNUAL SERVICE | 27 | 26 | 2 - Subj Inspection | 5050045BN | #ERROR! | #ERROR! |  |  |  | Piping | DD | MEC | Visually inspect general condition | Leak | Corrosion |  | 336 |  |  |  | JDE |  | UTILITIES | Route Created. Pending develop data | 0045-MEC-DD-336-WASTE WATER SUMP PUMP 1 ANNUAL SERVICE | 4660085
3829 | 0045-MEC-DD-336-WASTE WATER | SUMP PUMP 2 ANNUAL SERVICE | 27 | 26 | 3 - Obj Inspection | 5050045BO | #ERROR! | #ERROR! |  |  |  | Impeller | DD | MEC | Mesure the clearance between impeller and wear-plate | Out of Tolerance |  |  | 336 |  |  |  | JDE |  | UTILITIES | Route Created. Pending develop data | 0045-MEC-DD-336-WASTE WATER SUMP PUMP 2 ANNUAL SERVICE | 4660086
3830 | 0045-MEC-DD-336-WASTE WATER | SUMP PUMP 2 ANNUAL SERVICE | 27 | 26 | 3 - Obj Inspection | 5050045BO | #ERROR! | #ERROR! |  |  |  | Impeller | DD | MEC | Mesure the clearance between impeller and seal-plate | Out of Tolerance |  |  | 336 |  |  |  | JDE |  | UTILITIES | Route Created. Pending develop data | 0045-MEC-DD-336-WASTE WATER SUMP PUMP 2 ANNUAL SERVICE | 4660086
3833 | 0045-MEC-DD-336-WASTE WATER | SUMP PUMP 2 ANNUAL SERVICE | 27 | 26 | 1C - Clean | 5050045BO | #ERROR! | #ERROR! |  |  |  | Relief valve | DD | MEC | Remove the relief valve for inspection and cleaning | Wear | Damaged | Leak | 336 |  | When reinstalling the relief valve, apply ‘Loctite Pipe Sealant With Teflon No. 592’, or equivalent compound, on the relief valve threads. Position the valve with the discharge port pointing down |  | JDE |  | UTILITIES | Route Created. Pending develop data | 0045-MEC-DD-336-WASTE WATER SUMP PUMP 2 ANNUAL SERVICE | 4660086
3834 | 0045-MEC-DD-336-WASTE WATER | SUMP PUMP 2 ANNUAL SERVICE | 27 | 26 | 2 - Subj Inspection | 5050045BO | #ERROR! | #ERROR! |  |  |  | Check valve | DD | MEC | Visually inspect and clean. Create an order to replace if needed. | Wear | Damaged | Leak | 336 |  | The check valve assembly must be replaced as a complete unit. Individual parts are not sold separately |  | JDE |  | UTILITIES | Route Created. Pending develop data | 0045-MEC-DD-336-WASTE WATER SUMP PUMP 2 ANNUAL SERVICE | 4660086
3835 | 0045-MEC-DD-336-WASTE WATER | SUMP PUMP 2 ANNUAL SERVICE | 27 | 26 | 2 - Subj Inspection | 5050045BO | #ERROR! | #ERROR! |  |  |  | Pump | IRD | MEC | Check the general condition of the pump. Clean pump and motor surface as needed. | Wear | Dirty | Corrosion | 336 |  |  |  | JDE |  | UTILITIES | Route Created. Pending develop data | 0045-MEC-DD-336-WASTE WATER SUMP PUMP 2 ANNUAL SERVICE | 4660086
3836 | 0045-MEC-DD-336-WASTE WATER | SUMP PUMP 2 ANNUAL SERVICE | 27 | 26 | 2 - Subj Inspection | 5050045BO | #ERROR! | #ERROR! |  |  |  | Coupling | DD | MEC | Remove guard and inspect coupling. Ensure that there is no play on the shaft and no wear on the flexible part. | Wear | Looseness | Clearance/alignment failure | 336 |  |  |  | JDE |  | UTILITIES | Route Created. Pending develop data | 0045-MEC-DD-336-WASTE WATER SUMP PUMP 2 ANNUAL SERVICE | 4660086
3837 | 0045-MEC-DD-336-WASTE WATER | SUMP PUMP 2 ANNUAL SERVICE | 27 | 26 | 2 - Subj Inspection | 5050045BO | #ERROR! | #ERROR! |  |  |  | Piping | DD | MEC | Visually inspect general condition | Leak | Corrosion |  | 336 |  |  |  | JDE |  | UTILITIES | Route Created. Pending develop data | 0045-MEC-DD-336-WASTE WATER SUMP PUMP 2 ANNUAL SERVICE | 4660086
2347 | 0828-MEC-DD-364-CORE CLEANING | SYSTEM CARRIAGE CHANGE | 29 | 22 | 1R - Replace | 0100828V | #ERROR! | #ERROR! | 0100828SA | #ERROR! | #ERROR! | Knife Guide rail carriage | DD | MEC | Replace carriage |  |  |  | 364 |  |  |  | JDE |  | BROKE AND CORE | Route Created. Pending develop data | 0828-MEC-DD-364-CORE CLEANING SYSTEM CARRIAGE CHANGE | 4660087
4019 | 0832-MEC-DD-364-DAF REC FIBER | ANNUAL PUMP INSPECTION | 29 | 22 | 2 - Subj Inspection | 0100832HG | #ERROR! | #ERROR! |  |  |  | Pump | QI | MEC | Check the general state of the pump. Clean surface as needed. | Noise | Vibration | Dirty | 364 |  |  |  | JDE |  | SULZER PUMPS | Route Created. Pending develop data | 0832-MEC-DD-364-DAF REC FIBER ANNUAL PUMP INSPECTION | 4660088
4020 | 0832-MEC-DD-364-DAF REC FIBER | ANNUAL PUMP INSPECTION | 29 | 22 | 2 - Subj Inspection | 0100832HG | #ERROR! | #ERROR! |  |  |  | Seal | QI | MEC | Inspect Seal and seal piping if applicable. | Wear | Leakage | Plugged | 364 |  |  |  | JDE |  | SULZER PUMPS | Route Created. Pending develop data | 0832-MEC-DD-364-DAF REC FIBER ANNUAL PUMP INSPECTION | 4660088
4021 | 0832-MEC-DD-364-DAF REC FIBER | ANNUAL PUMP INSPECTION | 29 | 22 | 2 - Subj Inspection | 0100832HG | #ERROR! | #ERROR! |  |  |  | Coupling | DD | MEC | Ensure that there is no play on the shaft and no wear on the part. | Wear | Looseness | Clearance/alignment failure | 364 |  |  |  | JDE |  | SULZER PUMPS | Route Created. Pending develop data | 0832-MEC-DD-364-DAF REC FIBER ANNUAL PUMP INSPECTION | 4660088
4022 | 0832-MEC-DD-364-DAF REC FIBER | ANNUAL PUMP INSPECTION | 29 | 22 | 3 - Obj Inspection | 0100832HG | #ERROR! | #ERROR! |  |  |  | Coupling | DD | MEC | Use laser equipment to measure alignment | Clearance/alignment failure |  |  | 364 |  |  |  | JDE |  | SULZER PUMPS | Route Created. Pending develop data | 0832-MEC-DD-364-DAF REC FIBER ANNUAL PUMP INSPECTION | 4660088
4023 | 0832-MEC-DD-364-DAF REC FIBER | ANNUAL PUMP INSPECTION | 29 | 22 | 2 - Subj Inspection | 0100832HG | #ERROR! | #ERROR! |  |  |  | Fasteners | QI | MEC | Verify the integrity of the pump’s foundation and check the hold-down bolts for tightness | Wear | Looseness | Corrosion | 364 |  |  |  | JDE |  | SULZER PUMPS | Route Created. Pending develop data | 0832-MEC-DD-364-DAF REC FIBER ANNUAL PUMP INSPECTION | 4660088
4027 | 0834-MEC-DD-364-CWW MP SHOWER | ANNUAL PUMP INSPECTION | 29 | 22 | 2 - Subj Inspection | 0100834H | #ERROR! | #ERROR! |  |  |  | Pump | QI | MEC | Check the general state of the pump. Clean surface as needed. | Noise | Vibration | Dirty | 364 |  |  |  | JDE |  | SULZER PUMPS | Route Created. Pending develop data | 0834-MEC-DD-364-CWW MP SHOWER ANNUAL PUMP INSPECTION | 4660089
4028 | 0834-MEC-DD-364-CWW MP SHOWER | ANNUAL PUMP INSPECTION | 29 | 22 | 2 - Subj Inspection | 0100834H | #ERROR! | #ERROR! |  |  |  | Seal | QI | MEC | Inspect Seal and seal piping if applicable. | Wear | Leakage | Plugged | 364 |  |  |  | JDE |  | SULZER PUMPS | Route Created. Pending develop data | 0834-MEC-DD-364-CWW MP SHOWER ANNUAL PUMP INSPECTION | 4660089
4029 | 0834-MEC-DD-364-CWW MP SHOWER | ANNUAL PUMP INSPECTION | 29 | 22 | 2 - Subj Inspection | 0100834H | #ERROR! | #ERROR! |  |  |  | Coupling | DD | MEC | Ensure that there is no play on the shaft and no wear on the part. | Wear | Looseness | Clearance/alignment failure | 364 |  |  |  | JDE |  | SULZER PUMPS | Route Created. Pending develop data | 0834-MEC-DD-364-CWW MP SHOWER ANNUAL PUMP INSPECTION | 4660089
4030 | 0834-MEC-DD-364-CWW MP SHOWER | ANNUAL PUMP INSPECTION | 29 | 22 | 3 - Obj Inspection | 0100834H | #ERROR! | #ERROR! |  |  |  | Coupling | DD | MEC | Use laser equipment to measure alignment | Clearance/alignment failure |  |  | 364 |  |  |  | JDE |  | SULZER PUMPS | Route Created. Pending develop data | 0834-MEC-DD-364-CWW MP SHOWER ANNUAL PUMP INSPECTION | 4660089
4031 | 0834-MEC-DD-364-CWW MP SHOWER | ANNUAL PUMP INSPECTION | 29 | 22 | 2 - Subj Inspection | 0100834H | #ERROR! | #ERROR! |  |  |  | Fasteners | QI | MEC | Verify the integrity of the pump’s foundation and check the hold-down bolts for tightness | Wear | Looseness | Corrosion | 364 |  |  |  | JDE |  | SULZER PUMPS | Route Created. Pending develop data | 0834-MEC-DD-364-CWW MP SHOWER ANNUAL PUMP INSPECTION | 4660089
4035 | 0880-MEC-DD-364-HOSE STATION | ANNUAL PUMP INSPECTION | 28 | 22 | 2 - Subj Inspection | 0100880M | #ERROR! | #ERROR! |  |  |  | Pump | QI | MEC | Check the general state of the pump. Clean surface as needed. | Noise | Vibration | Dirty | 364 |  |  |  | JDE |  | SULZER PUMPS | Route Created. Pending develop data | 0880-MEC-DD-364-HOSE STATION ANNUAL PUMP INSPECTION | 4660090
4036 | 0880-MEC-DD-364-HOSE STATION | ANNUAL PUMP INSPECTION | 28 | 22 | 2 - Subj Inspection | 0100880M | #ERROR! | #ERROR! |  |  |  | Seal | QI | MEC | Inspect Seal and seal piping if applicable. | Wear | Leakage | Plugged | 364 |  |  |  | JDE |  | SULZER PUMPS | Route Created. Pending develop data | 0880-MEC-DD-364-HOSE STATION ANNUAL PUMP INSPECTION | 4660090
4037 | 0880-MEC-DD-364-HOSE STATION | ANNUAL PUMP INSPECTION | 28 | 22 | 2 - Subj Inspection | 0100880M | #ERROR! | #ERROR! |  |  |  | Coupling | DD | MEC | Ensure that there is no play on the shaft and no wear on the part. | Wear | Looseness | Clearance/alignment failure | 364 |  |  |  | JDE |  | SULZER PUMPS | Route Created. Pending develop data | 0880-MEC-DD-364-HOSE STATION ANNUAL PUMP INSPECTION | 4660090
4038 | 0880-MEC-DD-364-HOSE STATION | ANNUAL PUMP INSPECTION | 28 | 22 | 3 - Obj Inspection | 0100880M | #ERROR! | #ERROR! |  |  |  | Coupling | DD | MEC | Use laser equipment to measure alignment | Clearance/alignment failure |  |  | 364 |  |  |  | JDE |  | SULZER PUMPS | Route Created. Pending develop data | 0880-MEC-DD-364-HOSE STATION ANNUAL PUMP INSPECTION | 4660090
4039 | 0880-MEC-DD-364-HOSE STATION | ANNUAL PUMP INSPECTION | 28 | 22 | 2 - Subj Inspection | 0100880M | #ERROR! | #ERROR! |  |  |  | Fasteners | QI | MEC | Verify the integrity of the pump’s foundation and check the hold-down bolts for tightness | Wear | Looseness | Corrosion | 364 |  |  |  | JDE |  | SULZER PUMPS | Route Created. Pending develop data | 0880-MEC-DD-364-HOSE STATION ANNUAL PUMP INSPECTION | 4660090
4043 | 0833-MEC-DD-364-TAD FABRIC | FLOODED NIP SHWR PUMP INSPECT | 26 | 29 | 2 - Subj Inspection | 0100833F | #ERROR! | #ERROR! |  |  |  | Pump | QI | MEC | Check the general state of the pump. Clean surface as needed. | Noise | Vibration | Dirty | 364 |  |  |  | JDE |  | SULZER PUMPS | Route Created. Pending develop data | 0833-MEC-DD-364-TAD FABRIC FLOODED NIP SHWR PUMP INSPECT | 4660091
4044 | 0833-MEC-DD-364-TAD FABRIC | FLOODED NIP SHWR PUMP INSPECT | 26 | 29 | 2 - Subj Inspection | 0100833F | #ERROR! | #ERROR! |  |  |  | Seal | QI | MEC | Inspect Seal and seal piping if applicable. | Wear | Leakage | Plugged | 364 |  |  |  | JDE |  | SULZER PUMPS | Route Created. Pending develop data | 0833-MEC-DD-364-TAD FABRIC FLOODED NIP SHWR PUMP INSPECT | 4660091
4045 | 0833-MEC-DD-364-TAD FABRIC | FLOODED NIP SHWR PUMP INSPECT | 26 | 29 | 2 - Subj Inspection | 0100833F | #ERROR! | #ERROR! |  |  |  | Coupling | DD | MEC | Ensure that there is no play on the shaft and no wear on the part. | Wear | Looseness | Clearance/alignment failure | 364 |  |  |  | JDE |  | SULZER PUMPS | Route Created. Pending develop data | 0833-MEC-DD-364-TAD FABRIC FLOODED NIP SHWR PUMP INSPECT | 4660091
4046 | 0833-MEC-DD-364-TAD FABRIC | FLOODED NIP SHWR PUMP INSPECT | 26 | 29 | 3 - Obj Inspection | 0100833F | #ERROR! | #ERROR! |  |  |  | Coupling | DD | MEC | Use laser equipment to measure alignment | Clearance/alignment failure |  |  | 364 |  |  |  | JDE |  | SULZER PUMPS | Route Created. Pending develop data | 0833-MEC-DD-364-TAD FABRIC FLOODED NIP SHWR PUMP INSPECT | 4660091
4047 | 0833-MEC-DD-364-TAD FABRIC | FLOODED NIP SHWR PUMP INSPECT | 26 | 29 | 2 - Subj Inspection | 0100833F | #ERROR! | #ERROR! |  |  |  | Fasteners | QI | MEC | Verify the integrity of the pump’s foundation and check the hold-down bolts for tightness | Wear | Looseness | Corrosion | 364 |  |  |  | JDE |  | SULZER PUMPS | Route Created. Pending develop data | 0833-MEC-DD-364-TAD FABRIC FLOODED NIP SHWR PUMP INSPECT | 4660091
4051 | 0832-MEC-DD-364-BOW SCREEN REC | FIBER ANNUAL PUMP INSPECTION | 30 | 28 | 2 - Subj Inspection | 0100832E | #ERROR! | #ERROR! |  |  |  | Pump | QI | MEC | Check the general state of the pump. Clean surface as needed. | Noise | Vibration | Dirty | 364 |  |  |  | JDE |  | SULZER PUMPS | Route Created. Pending develop data | 0832-MEC-DD-364-BOW SCREEN REC FIBER ANNUAL PUMP INSPECTION | 4660092
4052 | 0832-MEC-DD-364-BOW SCREEN REC | FIBER ANNUAL PUMP INSPECTION | 30 | 28 | 2 - Subj Inspection | 0100832E | #ERROR! | #ERROR! |  |  |  | Seal | QI | MEC | Inspect Seal and seal piping if applicable. | Wear | Leakage | Plugged | 364 |  |  |  | JDE |  | SULZER PUMPS | Route Created. Pending develop data | 0832-MEC-DD-364-BOW SCREEN REC FIBER ANNUAL PUMP INSPECTION | 4660092
4053 | 0832-MEC-DD-364-BOW SCREEN REC | FIBER ANNUAL PUMP INSPECTION | 30 | 28 | 2 - Subj Inspection | 0100832E | #ERROR! | #ERROR! |  |  |  | Coupling | DD | MEC | Ensure that there is no play on the shaft and no wear on the part. | Wear | Looseness | Clearance/alignment failure | 364 |  |  |  | JDE |  | SULZER PUMPS | Route Created. Pending develop data | 0832-MEC-DD-364-BOW SCREEN REC FIBER ANNUAL PUMP INSPECTION | 4660092
4054 | 0832-MEC-DD-364-BOW SCREEN REC | FIBER ANNUAL PUMP INSPECTION | 30 | 28 | 3 - Obj Inspection | 0100832E | #ERROR! | #ERROR! |  |  |  | Coupling | DD | MEC | Use laser equipment to measure alignment | Clearance/alignment failure |  |  | 364 |  |  |  | JDE |  | SULZER PUMPS | Route Created. Pending develop data | 0832-MEC-DD-364-BOW SCREEN REC FIBER ANNUAL PUMP INSPECTION | 4660092
4055 | 0832-MEC-DD-364-BOW SCREEN REC | FIBER ANNUAL PUMP INSPECTION | 30 | 28 | 2 - Subj Inspection | 0100832E | #ERROR! | #ERROR! |  |  |  | Fasteners | QI | MEC | Verify the integrity of the pump’s foundation and check the hold-down bolts for tightness | Wear | Looseness | Corrosion | 364 |  |  |  | JDE |  | SULZER PUMPS | Route Created. Pending develop data | 0832-MEC-DD-364-BOW SCREEN REC FIBER ANNUAL PUMP INSPECTION | 4660092
4059 | 0832-MEC-DD-364-CONSISTENCY | CONTROL ANNUAL PUMP INSPECTION | 27 | 30 | 2 - Subj Inspection | 0100832G | #ERROR! | #ERROR! |  |  |  | Pump | QI | MEC | Check the general state of the pump. Clean surface as needed. | Noise | Vibration | Dirty | 364 |  |  |  | JDE |  | SULZER PUMPS | Route Created. Pending develop data | 0832-MEC-DD-364-CONSISTENCY CONTROL ANNUAL PUMP INSPECTION | 4660093
4060 | 0832-MEC-DD-364-CONSISTENCY | CONTROL ANNUAL PUMP INSPECTION | 27 | 30 | 2 - Subj Inspection | 0100832G | #ERROR! | #ERROR! |  |  |  | Seal | QI | MEC | Inspect Seal and seal piping if applicable. | Wear | Leakage | Plugged | 364 |  |  |  | JDE |  | SULZER PUMPS | Route Created. Pending develop data | 0832-MEC-DD-364-CONSISTENCY CONTROL ANNUAL PUMP INSPECTION | 4660093
4061 | 0832-MEC-DD-364-CONSISTENCY | CONTROL ANNUAL PUMP INSPECTION | 27 | 30 | 2 - Subj Inspection | 0100832G | #ERROR! | #ERROR! |  |  |  | Coupling | DD | MEC | Ensure that there is no play on the shaft and no wear on the part. | Wear | Looseness | Clearance/alignment failure | 364 |  |  |  | JDE |  | SULZER PUMPS | Route Created. Pending develop data | 0832-MEC-DD-364-CONSISTENCY CONTROL ANNUAL PUMP INSPECTION | 4660093
4062 | 0832-MEC-DD-364-CONSISTENCY | CONTROL ANNUAL PUMP INSPECTION | 27 | 30 | 3 - Obj Inspection | 0100832G | #ERROR! | #ERROR! |  |  |  | Coupling | DD | MEC | Use laser equipment to measure alignment | Clearance/alignment failure |  |  | 364 |  |  |  | JDE |  | SULZER PUMPS | Route Created. Pending develop data | 0832-MEC-DD-364-CONSISTENCY CONTROL ANNUAL PUMP INSPECTION | 4660093
4063 | 0832-MEC-DD-364-CONSISTENCY | CONTROL ANNUAL PUMP INSPECTION | 27 | 30 | 2 - Subj Inspection | 0100832G | #ERROR! | #ERROR! |  |  |  | Fasteners | QI | MEC | Verify the integrity of the pump’s foundation and check the hold-down bolts for tightness | Wear | Looseness | Corrosion | 364 |  |  |  | JDE |  | SULZER PUMPS | Route Created. Pending develop data | 0832-MEC-DD-364-CONSISTENCY CONTROL ANNUAL PUMP INSPECTION | 4660093
4067 | 0833-MEC-DD-364-TAD TRAY WATER | ANNUAL PUMP INSPECTION | 30 | 22 | 2 - Subj Inspection | 0100833B | #ERROR! | #ERROR! |  |  |  | Pump | QI | MEC | Check the general state of the pump. Clean surface as needed. | Noise | Vibration | Dirty | 364 |  |  |  | JDE |  | SULZER PUMPS | Route Created. Pending develop data | 0833-MEC-DD-364-TAD TRAY WATER ANNUAL PUMP INSPECTION | 4660094
4068 | 0833-MEC-DD-364-TAD TRAY WATER | ANNUAL PUMP INSPECTION | 30 | 22 | 2 - Subj Inspection | 0100833B | #ERROR! | #ERROR! |  |  |  | Seal | QI | MEC | Inspect Seal and seal piping if applicable. | Wear | Leakage | Plugged | 364 |  |  |  | JDE |  | SULZER PUMPS | Route Created. Pending develop data | 0833-MEC-DD-364-TAD TRAY WATER ANNUAL PUMP INSPECTION | 4660094
4069 | 0833-MEC-DD-364-TAD TRAY WATER | ANNUAL PUMP INSPECTION | 30 | 22 | 2 - Subj Inspection | 0100833B | #ERROR! | #ERROR! |  |  |  | Coupling | DD | MEC | Ensure that there is no play on the shaft and no wear on the part. | Wear | Looseness | Clearance/alignment failure | 364 |  |  |  | JDE |  | SULZER PUMPS | Route Created. Pending develop data | 0833-MEC-DD-364-TAD TRAY WATER ANNUAL PUMP INSPECTION | 4660094
4070 | 0833-MEC-DD-364-TAD TRAY WATER | ANNUAL PUMP INSPECTION | 30 | 22 | 3 - Obj Inspection | 0100833B | #ERROR! | #ERROR! |  |  |  | Coupling | DD | MEC | Use laser equipment to measure alignment | Clearance/alignment failure |  |  | 364 |  |  |  | JDE |  | SULZER PUMPS | Route Created. Pending develop data | 0833-MEC-DD-364-TAD TRAY WATER ANNUAL PUMP INSPECTION | 4660094
4071 | 0833-MEC-DD-364-TAD TRAY WATER | ANNUAL PUMP INSPECTION | 30 | 22 | 2 - Subj Inspection | 0100833B | #ERROR! | #ERROR! |  |  |  | Fasteners | QI | MEC | Verify the integrity of the pump’s foundation and check the hold-down bolts for tightness | Wear | Looseness | Corrosion | 364 |  |  |  | JDE |  | SULZER PUMPS | Route Created. Pending develop data | 0833-MEC-DD-364-TAD TRAY WATER ANNUAL PUMP INSPECTION | 4660094
4075 | 0826-MEC-DD-364-BROKE DUMP | CHEST 1 ANNUAL PUMP INSPECTION | 26 | 30 | 2 - Subj Inspection | 0100826AD | #ERROR! | #ERROR! |  |  |  | Pump | QI | MEC | Check the general state of the pump. Clean surface as needed. | Noise | Vibration | Dirty | 364 |  |  |  | JDE |  | SULZER PUMPS | Route Created. Pending develop data | 0826-MEC-DD-364-BROKE DUMP CHEST 1 ANNUAL PUMP INSPECTION | 4660095
4076 | 0826-MEC-DD-364-BROKE DUMP | CHEST 1 ANNUAL PUMP INSPECTION | 26 | 30 | 2 - Subj Inspection | 0100826AD | #ERROR! | #ERROR! |  |  |  | Seal | QI | MEC | Inspect Seal and seal piping if applicable. | Wear | Leakage | Plugged | 364 |  |  |  | JDE |  | SULZER PUMPS | Route Created. Pending develop data | 0826-MEC-DD-364-BROKE DUMP CHEST 1 ANNUAL PUMP INSPECTION | 4660095
4077 | 0826-MEC-DD-364-BROKE DUMP | CHEST 1 ANNUAL PUMP INSPECTION | 26 | 30 | 2 - Subj Inspection | 0100826AD | #ERROR! | #ERROR! |  |  |  | Coupling | DD | MEC | Ensure that there is no play on the shaft and no wear on the part. | Wear | Looseness | Clearance/alignment failure | 364 |  |  |  | JDE |  | SULZER PUMPS | Route Created. Pending develop data | 0826-MEC-DD-364-BROKE DUMP CHEST 1 ANNUAL PUMP INSPECTION | 4660095
4078 | 0826-MEC-DD-364-BROKE DUMP | CHEST 1 ANNUAL PUMP INSPECTION | 26 | 30 | 3 - Obj Inspection | 0100826AD | #ERROR! | #ERROR! |  |  |  | Coupling | DD | MEC | Use laser equipment to measure alignment | Clearance/alignment failure |  |  | 364 |  |  |  | JDE |  | SULZER PUMPS | Route Created. Pending develop data | 0826-MEC-DD-364-BROKE DUMP CHEST 1 ANNUAL PUMP INSPECTION | 4660095
4079 | 0826-MEC-DD-364-BROKE DUMP | CHEST 1 ANNUAL PUMP INSPECTION | 26 | 30 | 2 - Subj Inspection | 0100826AD | #ERROR! | #ERROR! |  |  |  | Fasteners | QI | MEC | Verify the integrity of the pump’s foundation and check the hold-down bolts for tightness | Wear | Looseness | Corrosion | 364 |  |  |  | JDE |  | SULZER PUMPS | Route Created. Pending develop data | 0826-MEC-DD-364-BROKE DUMP CHEST 1 ANNUAL PUMP INSPECTION | 4660095
4083 | 0826-MEC-DD-364-BROKE DUMP | CHEST 2 ANNUAL PUMP INSPECTION | 26 | 30 | 2 - Subj Inspection | 0100826AE | #ERROR! | #ERROR! |  |  |  | Pump | QI | MEC | Check the general state of the pump. Clean surface as needed. | Noise | Vibration | Dirty | 364 |  |  |  | JDE |  | SULZER PUMPS | Route Created. Pending develop data | 0826-MEC-DD-364-BROKE DUMP CHEST 2 ANNUAL PUMP INSPECTION | 4660096
4084 | 0826-MEC-DD-364-BROKE DUMP | CHEST 2 ANNUAL PUMP INSPECTION | 26 | 30 | 2 - Subj Inspection | 0100826AE | #ERROR! | #ERROR! |  |  |  | Seal | QI | MEC | Inspect Seal and seal piping if applicable. | Wear | Leakage | Plugged | 364 |  |  |  | JDE |  | SULZER PUMPS | Route Created. Pending develop data | 0826-MEC-DD-364-BROKE DUMP CHEST 2 ANNUAL PUMP INSPECTION | 4660096
4085 | 0826-MEC-DD-364-BROKE DUMP | CHEST 2 ANNUAL PUMP INSPECTION | 26 | 30 | 2 - Subj Inspection | 0100826AE | #ERROR! | #ERROR! |  |  |  | Coupling | DD | MEC | Ensure that there is no play on the shaft and no wear on the part. | Wear | Looseness | Clearance/alignment failure | 364 |  |  |  | JDE |  | SULZER PUMPS | Route Created. Pending develop data | 0826-MEC-DD-364-BROKE DUMP CHEST 2 ANNUAL PUMP INSPECTION | 4660096
4086 | 0826-MEC-DD-364-BROKE DUMP | CHEST 2 ANNUAL PUMP INSPECTION | 26 | 30 | 3 - Obj Inspection | 0100826AE | #ERROR! | #ERROR! |  |  |  | Coupling | DD | MEC | Use laser equipment to measure alignment | Clearance/alignment failure |  |  | 364 |  |  |  | JDE |  | SULZER PUMPS | Route Created. Pending develop data | 0826-MEC-DD-364-BROKE DUMP CHEST 2 ANNUAL PUMP INSPECTION | 4660096
4087 | 0826-MEC-DD-364-BROKE DUMP | CHEST 2 ANNUAL PUMP INSPECTION | 26 | 30 | 2 - Subj Inspection | 0100826AE | #ERROR! | #ERROR! |  |  |  | Fasteners | QI | MEC | Verify the integrity of the pump’s foundation and check the hold-down bolts for tightness | Wear | Looseness | Corrosion | 364 |  |  |  | JDE |  | SULZER PUMPS | Route Created. Pending develop data | 0826-MEC-DD-364-BROKE DUMP CHEST 2 ANNUAL PUMP INSPECTION | 4660096
4091 | 0826-MEC-DD-364-BROKE REJECTS | ANNUAL PUMP INSPECTION | 29 | 22 | 2 - Subj Inspection | 0100826KB | #ERROR! | #ERROR! |  |  |  | Pump | QI | MEC | Check the general state of the pump. Clean surface as needed. | Noise | Vibration | Dirty | 364 |  |  |  | JDE |  | SULZER PUMPS | Route Created. Pending develop data | 0826-MEC-DD-364-BROKE REJECTS ANNUAL PUMP INSPECTION | 4660097
4092 | 0826-MEC-DD-364-BROKE REJECTS | ANNUAL PUMP INSPECTION | 29 | 22 | 2 - Subj Inspection | 0100826KB | #ERROR! | #ERROR! |  |  |  | Seal | QI | MEC | Inspect Seal and seal piping if applicable. | Wear | Leakage | Plugged | 364 |  |  |  | JDE |  | SULZER PUMPS | Route Created. Pending develop data | 0826-MEC-DD-364-BROKE REJECTS ANNUAL PUMP INSPECTION | 4660097
4093 | 0826-MEC-DD-364-BROKE REJECTS | ANNUAL PUMP INSPECTION | 29 | 22 | 2 - Subj Inspection | 0100826KB | #ERROR! | #ERROR! |  |  |  | Coupling | DD | MEC | Ensure that there is no play on the shaft and no wear on the part. | Wear | Looseness | Clearance/alignment failure | 364 |  |  |  | JDE |  | SULZER PUMPS | Route Created. Pending develop data | 0826-MEC-DD-364-BROKE REJECTS ANNUAL PUMP INSPECTION | 4660097
4094 | 0826-MEC-DD-364-BROKE REJECTS | ANNUAL PUMP INSPECTION | 29 | 22 | 3 - Obj Inspection | 0100826KB | #ERROR! | #ERROR! |  |  |  | Coupling | DD | MEC | Use laser equipment to measure alignment | Clearance/alignment failure |  |  | 364 |  |  |  | JDE |  | SULZER PUMPS | Route Created. Pending develop data | 0826-MEC-DD-364-BROKE REJECTS ANNUAL PUMP INSPECTION | 4660097
4095 | 0826-MEC-DD-364-BROKE REJECTS | ANNUAL PUMP INSPECTION | 29 | 22 | 2 - Subj Inspection | 0100826KB | #ERROR! | #ERROR! |  |  |  | Fasteners | QI | MEC | Verify the integrity of the pump’s foundation and check the hold-down bolts for tightness | Wear | Looseness | Corrosion | 364 |  |  |  | JDE |  | SULZER PUMPS | Route Created. Pending develop data | 0826-MEC-DD-364-BROKE REJECTS ANNUAL PUMP INSPECTION | 4660097
4099 | 0826-MEC-DD-364-BROKE ACCEPTS | ANNUAL PUMP INSPECTION | 29 | 22 | 2 - Subj Inspection | 0100826JB | #ERROR! | #ERROR! |  |  |  | Pump | QI | MEC | Check the general state of the pump. Clean surface as needed. | Noise | Vibration | Dirty | 364 |  |  |  | JDE |  | SULZER PUMPS | Route Created. Pending develop data | 0826-MEC-DD-364-BROKE ACCEPTS ANNUAL PUMP INSPECTION | 4660098
4100 | 0826-MEC-DD-364-BROKE ACCEPTS | ANNUAL PUMP INSPECTION | 29 | 22 | 2 - Subj Inspection | 0100826JB | #ERROR! | #ERROR! |  |  |  | Seal | QI | MEC | Inspect Seal and seal piping if applicable. | Wear | Leakage | Plugged | 364 |  |  |  | JDE |  | SULZER PUMPS | Route Created. Pending develop data | 0826-MEC-DD-364-BROKE ACCEPTS ANNUAL PUMP INSPECTION | 4660098
4101 | 0826-MEC-DD-364-BROKE ACCEPTS | ANNUAL PUMP INSPECTION | 29 | 22 | 2 - Subj Inspection | 0100826JB | #ERROR! | #ERROR! |  |  |  | Coupling | DD | MEC | Ensure that there is no play on the shaft and no wear on the part. | Wear | Looseness | Clearance/alignment failure | 364 |  |  |  | JDE |  | SULZER PUMPS | Route Created. Pending develop data | 0826-MEC-DD-364-BROKE ACCEPTS ANNUAL PUMP INSPECTION | 4660098
4102 | 0826-MEC-DD-364-BROKE ACCEPTS | ANNUAL PUMP INSPECTION | 29 | 22 | 3 - Obj Inspection | 0100826JB | #ERROR! | #ERROR! |  |  |  | Coupling | DD | MEC | Use laser equipment to measure alignment | Clearance/alignment failure |  |  | 364 |  |  |  | JDE |  | SULZER PUMPS | Route Created. Pending develop data | 0826-MEC-DD-364-BROKE ACCEPTS ANNUAL PUMP INSPECTION | 4660098
4103 | 0826-MEC-DD-364-BROKE ACCEPTS | ANNUAL PUMP INSPECTION | 29 | 22 | 2 - Subj Inspection | 0100826JB | #ERROR! | #ERROR! |  |  |  | Fasteners | QI | MEC | Verify the integrity of the pump’s foundation and check the hold-down bolts for tightness | Wear | Looseness | Corrosion | 364 |  |  |  | JDE |  | SULZER PUMPS | Route Created. Pending develop data | 0826-MEC-DD-364-BROKE ACCEPTS ANNUAL PUMP INSPECTION | 4660098
4107 | 0830-MEC-DD-364-YANKEE BLEND | CHEST ANNUAL PUMP INSPECTION | 28 | 28 | 2 - Subj Inspection | 0100830IB | #ERROR! | #ERROR! |  |  |  | Pump | QI | MEC | Check the general state of the pump. Clean surface as needed. | Noise | Vibration | Dirty | 364 |  |  |  | JDE |  | SULZER PUMPS | Route Created. Pending develop data | 0830-MEC-DD-364-YANKEE BLEND CHEST ANNUAL PUMP INSPECTION | 4660099
4108 | 0830-MEC-DD-364-YANKEE BLEND | CHEST ANNUAL PUMP INSPECTION | 28 | 28 | 2 - Subj Inspection | 0100830IB | #ERROR! | #ERROR! |  |  |  | Seal | QI | MEC | Inspect Seal and seal piping if applicable. | Wear | Leakage | Plugged | 364 |  |  |  | JDE |  | SULZER PUMPS | Route Created. Pending develop data | 0830-MEC-DD-364-YANKEE BLEND CHEST ANNUAL PUMP INSPECTION | 4660099
4109 | 0830-MEC-DD-364-YANKEE BLEND | CHEST ANNUAL PUMP INSPECTION | 28 | 28 | 2 - Subj Inspection | 0100830IB | #ERROR! | #ERROR! |  |  |  | Coupling | DD | MEC | Ensure that there is no play on the shaft and no wear on the part. | Wear | Looseness | Clearance/alignment failure | 364 |  |  |  | JDE |  | SULZER PUMPS | Route Created. Pending develop data | 0830-MEC-DD-364-YANKEE BLEND CHEST ANNUAL PUMP INSPECTION | 4660099
4110 | 0830-MEC-DD-364-YANKEE BLEND | CHEST ANNUAL PUMP INSPECTION | 28 | 28 | 3 - Obj Inspection | 0100830IB | #ERROR! | #ERROR! |  |  |  | Coupling | DD | MEC | Use laser equipment to measure alignment | Clearance/alignment failure |  |  | 364 |  |  |  | JDE |  | SULZER PUMPS | Route Created. Pending develop data | 0830-MEC-DD-364-YANKEE BLEND CHEST ANNUAL PUMP INSPECTION | 4660099
4111 | 0830-MEC-DD-364-YANKEE BLEND | CHEST ANNUAL PUMP INSPECTION | 28 | 28 | 2 - Subj Inspection | 0100830IB | #ERROR! | #ERROR! |  |  |  | Fasteners | QI | MEC | Verify the integrity of the pump’s foundation and check the hold-down bolts for tightness | Wear | Looseness | Corrosion | 364 |  |  |  | JDE |  | SULZER PUMPS | Route Created. Pending develop data | 0830-MEC-DD-364-YANKEE BLEND CHEST ANNUAL PUMP INSPECTION | 4660099
4115 | 0830-MEC-DD-364-CORE BLEND | CHEST ANNUAL PUMP INSPECTION | 26 | 28 | 2 - Subj Inspection | 0100830EB | #ERROR! | #ERROR! |  |  |  | Pump | QI | MEC | Check the general state of the pump. Clean surface as needed. | Noise | Vibration | Dirty | 364 |  |  |  | JDE |  | SULZER PUMPS | Route Created. Pending develop data | 0830-MEC-DD-364-CORE BLEND CHEST ANNUAL PUMP INSPECTION | 4660100
4116 | 0830-MEC-DD-364-CORE BLEND | CHEST ANNUAL PUMP INSPECTION | 26 | 28 | 2 - Subj Inspection | 0100830EB | #ERROR! | #ERROR! |  |  |  | Seal | QI | MEC | Inspect Seal and seal piping if applicable. | Wear | Leakage | Plugged | 364 |  |  |  | JDE |  | SULZER PUMPS | Route Created. Pending develop data | 0830-MEC-DD-364-CORE BLEND CHEST ANNUAL PUMP INSPECTION | 4660100
4117 | 0830-MEC-DD-364-CORE BLEND | CHEST ANNUAL PUMP INSPECTION | 26 | 28 | 2 - Subj Inspection | 0100830EB | #ERROR! | #ERROR! |  |  |  | Coupling | DD | MEC | Ensure that there is no play on the shaft and no wear on the part. | Wear | Looseness | Clearance/alignment failure | 364 |  |  |  | JDE |  | SULZER PUMPS | Route Created. Pending develop data | 0830-MEC-DD-364-CORE BLEND CHEST ANNUAL PUMP INSPECTION | 4660100
4118 | 0830-MEC-DD-364-CORE BLEND | CHEST ANNUAL PUMP INSPECTION | 26 | 28 | 3 - Obj Inspection | 0100830EB | #ERROR! | #ERROR! |  |  |  | Coupling | DD | MEC | Use laser equipment to measure alignment | Clearance/alignment failure |  |  | 364 |  |  |  | JDE |  | SULZER PUMPS | Route Created. Pending develop data | 0830-MEC-DD-364-CORE BLEND CHEST ANNUAL PUMP INSPECTION | 4660100
4119 | 0830-MEC-DD-364-CORE BLEND | CHEST ANNUAL PUMP INSPECTION | 26 | 28 | 2 - Subj Inspection | 0100830EB | #ERROR! | #ERROR! |  |  |  | Fasteners | QI | MEC | Verify the integrity of the pump’s foundation and check the hold-down bolts for tightness | Wear | Looseness | Corrosion | 364 |  |  |  | JDE |  | SULZER PUMPS | Route Created. Pending develop data | 0830-MEC-DD-364-CORE BLEND CHEST ANNUAL PUMP INSPECTION | 4660100
4123 | 0830-MEC-DD-364-TAD BLEND | CHEST ANNUAL PUMP INSPECTION | 25 | 28 | 2 - Subj Inspection | 0100830AB | #ERROR! | #ERROR! |  |  |  | Pump | QI | MEC | Check the general state of the pump. Clean surface as needed. | Noise | Vibration | Dirty | 364 |  |  |  | JDE |  | SULZER PUMPS | Route Created. Pending develop data | 0830-MEC-DD-364-TAD BLEND CHEST ANNUAL PUMP INSPECTION | 4660101
4124 | 0830-MEC-DD-364-TAD BLEND | CHEST ANNUAL PUMP INSPECTION | 25 | 28 | 2 - Subj Inspection | 0100830AB | #ERROR! | #ERROR! |  |  |  | Seal | QI | MEC | Inspect Seal and seal piping if applicable. | Wear | Leakage | Plugged | 364 |  |  |  | JDE |  | SULZER PUMPS | Route Created. Pending develop data | 0830-MEC-DD-364-TAD BLEND CHEST ANNUAL PUMP INSPECTION | 4660101
4125 | 0830-MEC-DD-364-TAD BLEND | CHEST ANNUAL PUMP INSPECTION | 25 | 28 | 2 - Subj Inspection | 0100830AB | #ERROR! | #ERROR! |  |  |  | Coupling | DD | MEC | Ensure that there is no play on the shaft and no wear on the part. | Wear | Looseness | Clearance/alignment failure | 364 |  |  |  | JDE |  | SULZER PUMPS | Route Created. Pending develop data | 0830-MEC-DD-364-TAD BLEND CHEST ANNUAL PUMP INSPECTION | 4660101
4126 | 0830-MEC-DD-364-TAD BLEND | CHEST ANNUAL PUMP INSPECTION | 25 | 28 | 3 - Obj Inspection | 0100830AB | #ERROR! | #ERROR! |  |  |  | Coupling | DD | MEC | Use laser equipment to measure alignment | Clearance/alignment failure |  |  | 364 |  |  |  | JDE |  | SULZER PUMPS | Route Created. Pending develop data | 0830-MEC-DD-364-TAD BLEND CHEST ANNUAL PUMP INSPECTION | 4660101
4127 | 0830-MEC-DD-364-TAD BLEND | CHEST ANNUAL PUMP INSPECTION | 25 | 28 | 2 - Subj Inspection | 0100830AB | #ERROR! | #ERROR! |  |  |  | Fasteners | QI | MEC | Verify the integrity of the pump’s foundation and check the hold-down bolts for tightness | Wear | Looseness | Corrosion | 364 |  |  |  | JDE |  | SULZER PUMPS | Route Created. Pending develop data | 0830-MEC-DD-364-TAD BLEND CHEST ANNUAL PUMP INSPECTION | 4660101
4131 | 0830-MEC-DD-364-YANKEE MACHINE | CHEST ANNUAL PUMP INSPECTION | 30 | 28 | 2 - Subj Inspection | 0100830JB | #ERROR! | #ERROR! |  |  |  | Pump | QI | MEC | Check the general state of the pump. Clean surface as needed. | Noise | Vibration | Dirty | 364 |  |  |  | JDE |  | SULZER PUMPS | Route Created. Pending develop data | 0830-MEC-DD-364-YANKEE MACHINE CHEST ANNUAL PUMP INSPECTION | 4660102
4132 | 0830-MEC-DD-364-YANKEE MACHINE | CHEST ANNUAL PUMP INSPECTION | 30 | 28 | 2 - Subj Inspection | 0100830JB | #ERROR! | #ERROR! |  |  |  | Seal | QI | MEC | Inspect Seal and seal piping if applicable. | Wear | Leakage | Plugged | 364 |  |  |  | JDE |  | SULZER PUMPS | Route Created. Pending develop data | 0830-MEC-DD-364-YANKEE MACHINE CHEST ANNUAL PUMP INSPECTION | 4660102
4133 | 0830-MEC-DD-364-YANKEE MACHINE | CHEST ANNUAL PUMP INSPECTION | 30 | 28 | 2 - Subj Inspection | 0100830JB | #ERROR! | #ERROR! |  |  |  | Coupling | DD | MEC | Ensure that there is no play on the shaft and no wear on the part. | Wear | Looseness | Clearance/alignment failure | 364 |  |  |  | JDE |  | SULZER PUMPS | Route Created. Pending develop data | 0830-MEC-DD-364-YANKEE MACHINE CHEST ANNUAL PUMP INSPECTION | 4660102
4134 | 0830-MEC-DD-364-YANKEE MACHINE | CHEST ANNUAL PUMP INSPECTION | 30 | 28 | 3 - Obj Inspection | 0100830JB | #ERROR! | #ERROR! |  |  |  | Coupling | DD | MEC | Use laser equipment to measure alignment | Clearance/alignment failure |  |  | 364 |  |  |  | JDE |  | SULZER PUMPS | Route Created. Pending develop data | 0830-MEC-DD-364-YANKEE MACHINE CHEST ANNUAL PUMP INSPECTION | 4660102
4135 | 0830-MEC-DD-364-YANKEE MACHINE | CHEST ANNUAL PUMP INSPECTION | 30 | 28 | 2 - Subj Inspection | 0100830JB | #ERROR! | #ERROR! |  |  |  | Fasteners | QI | MEC | Verify the integrity of the pump’s foundation and check the hold-down bolts for tightness | Wear | Looseness | Corrosion | 364 |  |  |  | JDE |  | SULZER PUMPS | Route Created. Pending develop data | 0830-MEC-DD-364-YANKEE MACHINE CHEST ANNUAL PUMP INSPECTION | 4660102
4139 | 0830-MEC-DD-364-CORE MACHINE | CHEST ANNUAL PUMP INSPECTION | 28 | 28 | 2 - Subj Inspection | 0100830FB | #ERROR! | #ERROR! |  |  |  | Pump | QI | MEC | Check the general state of the pump. Clean surface as needed. | Noise | Vibration | Dirty | 364 |  |  |  | JDE |  | SULZER PUMPS | Route Created. Pending develop data | 0830-MEC-DD-364-CORE MACHINE CHEST ANNUAL PUMP INSPECTION | 4660103
4140 | 0830-MEC-DD-364-CORE MACHINE | CHEST ANNUAL PUMP INSPECTION | 28 | 28 | 2 - Subj Inspection | 0100830FB | #ERROR! | #ERROR! |  |  |  | Seal | QI | MEC | Inspect Seal and seal piping if applicable. | Wear | Leakage | Plugged | 364 |  |  |  | JDE |  | SULZER PUMPS | Route Created. Pending develop data | 0830-MEC-DD-364-CORE MACHINE CHEST ANNUAL PUMP INSPECTION | 4660103
4141 | 0830-MEC-DD-364-CORE MACHINE | CHEST ANNUAL PUMP INSPECTION | 28 | 28 | 2 - Subj Inspection | 0100830FB | #ERROR! | #ERROR! |  |  |  | Coupling | DD | MEC | Ensure that there is no play on the shaft and no wear on the part. | Wear | Looseness | Clearance/alignment failure | 364 |  |  |  | JDE |  | SULZER PUMPS | Route Created. Pending develop data | 0830-MEC-DD-364-CORE MACHINE CHEST ANNUAL PUMP INSPECTION | 4660103
4142 | 0830-MEC-DD-364-CORE MACHINE | CHEST ANNUAL PUMP INSPECTION | 28 | 28 | 3 - Obj Inspection | 0100830FB | #ERROR! | #ERROR! |  |  |  | Coupling | DD | MEC | Use laser equipment to measure alignment | Clearance/alignment failure |  |  | 364 |  |  |  | JDE |  | SULZER PUMPS | Route Created. Pending develop data | 0830-MEC-DD-364-CORE MACHINE CHEST ANNUAL PUMP INSPECTION | 4660103
4143 | 0830-MEC-DD-364-CORE MACHINE | CHEST ANNUAL PUMP INSPECTION | 28 | 28 | 2 - Subj Inspection | 0100830FB | #ERROR! | #ERROR! |  |  |  | Fasteners | QI | MEC | Verify the integrity of the pump’s foundation and check the hold-down bolts for tightness | Wear | Looseness | Corrosion | 364 |  |  |  | JDE |  | SULZER PUMPS | Route Created. Pending develop data | 0830-MEC-DD-364-CORE MACHINE CHEST ANNUAL PUMP INSPECTION | 4660103
4147 | 0830-MEC-DD-364-TAD MACHINE | CHEST ANNUAL PUMP INSPECTION | 27 | 28 | 2 - Subj Inspection | 0100830BB | #ERROR! | #ERROR! |  |  |  | Pump | QI | MEC | Check the general state of the pump. Clean surface as needed. | Noise | Vibration | Dirty | 364 |  |  |  | JDE |  | SULZER PUMPS | Route Created. Pending develop data | 0830-MEC-DD-364-TAD MACHINE CHEST ANNUAL PUMP INSPECTION | 4660104
4148 | 0830-MEC-DD-364-TAD MACHINE | CHEST ANNUAL PUMP INSPECTION | 27 | 28 | 2 - Subj Inspection | 0100830BB | #ERROR! | #ERROR! |  |  |  | Seal | QI | MEC | Inspect Seal and seal piping if applicable. | Wear | Leakage | Plugged | 364 |  |  |  | JDE |  | SULZER PUMPS | Route Created. Pending develop data | 0830-MEC-DD-364-TAD MACHINE CHEST ANNUAL PUMP INSPECTION | 4660104
4149 | 0830-MEC-DD-364-TAD MACHINE | CHEST ANNUAL PUMP INSPECTION | 27 | 28 | 2 - Subj Inspection | 0100830BB | #ERROR! | #ERROR! |  |  |  | Coupling | DD | MEC | Ensure that there is no play on the shaft and no wear on the part. | Wear | Looseness | Clearance/alignment failure | 364 |  |  |  | JDE |  | SULZER PUMPS | Route Created. Pending develop data | 0830-MEC-DD-364-TAD MACHINE CHEST ANNUAL PUMP INSPECTION | 4660104
4150 | 0830-MEC-DD-364-TAD MACHINE | CHEST ANNUAL PUMP INSPECTION | 27 | 28 | 3 - Obj Inspection | 0100830BB | #ERROR! | #ERROR! |  |  |  | Coupling | DD | MEC | Use laser equipment to measure alignment | Clearance/alignment failure |  |  | 364 |  |  |  | JDE |  | SULZER PUMPS | Route Created. Pending develop data | 0830-MEC-DD-364-TAD MACHINE CHEST ANNUAL PUMP INSPECTION | 4660104
4151 | 0830-MEC-DD-364-TAD MACHINE | CHEST ANNUAL PUMP INSPECTION | 27 | 28 | 2 - Subj Inspection | 0100830BB | #ERROR! | #ERROR! |  |  |  | Fasteners | QI | MEC | Verify the integrity of the pump’s foundation and check the hold-down bolts for tightness | Wear | Looseness | Corrosion | 364 |  |  |  | JDE |  | SULZER PUMPS | Route Created. Pending develop data | 0830-MEC-DD-364-TAD MACHINE CHEST ANNUAL PUMP INSPECTION | 4660104
4155 | 0826-MEC-DD-364-DFLKD BROKE 1 | ANNUAL PUMP INSPECTION | 29 | 22 | 2 - Subj Inspection | 0100826FB | #ERROR! | #ERROR! |  |  |  | Pump | QI | MEC | Check the general state of the pump. Clean surface as needed. | Noise | Vibration | Dirty | 364 |  |  |  | JDE |  | SULZER PUMPS | Route Created. Pending develop data | 0826-MEC-DD-364-DFLKD BROKE 1 ANNUAL PUMP INSPECTION | 4660105
4156 | 0826-MEC-DD-364-DFLKD BROKE 1 | ANNUAL PUMP INSPECTION | 29 | 22 | 2 - Subj Inspection | 0100826FB | #ERROR! | #ERROR! |  |  |  | Seal | QI | MEC | Inspect Seal and seal piping if applicable. | Wear | Leakage | Plugged | 364 |  |  |  | JDE |  | SULZER PUMPS | Route Created. Pending develop data | 0826-MEC-DD-364-DFLKD BROKE 1 ANNUAL PUMP INSPECTION | 4660105
4157 | 0826-MEC-DD-364-DFLKD BROKE 1 | ANNUAL PUMP INSPECTION | 29 | 22 | 2 - Subj Inspection | 0100826FB | #ERROR! | #ERROR! |  |  |  | Coupling | DD | MEC | Ensure that there is no play on the shaft and no wear on the part. | Wear | Looseness | Clearance/alignment failure | 364 |  |  |  | JDE |  | SULZER PUMPS | Route Created. Pending develop data | 0826-MEC-DD-364-DFLKD BROKE 1 ANNUAL PUMP INSPECTION | 4660105
4158 | 0826-MEC-DD-364-DFLKD BROKE 1 | ANNUAL PUMP INSPECTION | 29 | 22 | 3 - Obj Inspection | 0100826FB | #ERROR! | #ERROR! |  |  |  | Coupling | DD | MEC | Use laser equipment to measure alignment | Clearance/alignment failure |  |  | 364 |  |  |  | JDE |  | SULZER PUMPS | Route Created. Pending develop data | 0826-MEC-DD-364-DFLKD BROKE 1 ANNUAL PUMP INSPECTION | 4660105
4159 | 0826-MEC-DD-364-DFLKD BROKE 1 | ANNUAL PUMP INSPECTION | 29 | 22 | 2 - Subj Inspection | 0100826FB | #ERROR! | #ERROR! |  |  |  | Fasteners | QI | MEC | Verify the integrity of the pump’s foundation and check the hold-down bolts for tightness | Wear | Looseness | Corrosion | 364 |  |  |  | JDE |  | SULZER PUMPS | Route Created. Pending develop data | 0826-MEC-DD-364-DFLKD BROKE 1 ANNUAL PUMP INSPECTION | 4660105
4163 | 0826-MEC-DD-364-DFLKD BROKE 2 | ANNUAL PUMP INSPECTION | 29 | 22 | 2 - Subj Inspection | 0100826FC | #ERROR! | #ERROR! |  |  |  | Pump | QI | MEC | Check the general state of the pump. Clean surface as needed. | Noise | Vibration | Dirty | 364 |  |  |  | JDE |  | SULZER PUMPS | Route Created. Pending develop data | 0826-MEC-DD-364-DFLKD BROKE 2 ANNUAL PUMP INSPECTION | 4660106
4164 | 0826-MEC-DD-364-DFLKD BROKE 2 | ANNUAL PUMP INSPECTION | 29 | 22 | 2 - Subj Inspection | 0100826FC | #ERROR! | #ERROR! |  |  |  | Seal | QI | MEC | Inspect Seal and seal piping if applicable. | Wear | Leakage | Plugged | 364 |  |  |  | JDE |  | SULZER PUMPS | Route Created. Pending develop data | 0826-MEC-DD-364-DFLKD BROKE 2 ANNUAL PUMP INSPECTION | 4660106
4165 | 0826-MEC-DD-364-DFLKD BROKE 2 | ANNUAL PUMP INSPECTION | 29 | 22 | 2 - Subj Inspection | 0100826FC | #ERROR! | #ERROR! |  |  |  | Coupling | DD | MEC | Ensure that there is no play on the shaft and no wear on the part. | Wear | Looseness | Clearance/alignment failure | 364 |  |  |  | JDE |  | SULZER PUMPS | Route Created. Pending develop data | 0826-MEC-DD-364-DFLKD BROKE 2 ANNUAL PUMP INSPECTION | 4660106
4166 | 0826-MEC-DD-364-DFLKD BROKE 2 | ANNUAL PUMP INSPECTION | 29 | 22 | 3 - Obj Inspection | 0100826FC | #ERROR! | #ERROR! |  |  |  | Coupling | DD | MEC | Use laser equipment to measure alignment | Clearance/alignment failure |  |  | 364 |  |  |  | JDE |  | SULZER PUMPS | Route Created. Pending develop data | 0826-MEC-DD-364-DFLKD BROKE 2 ANNUAL PUMP INSPECTION | 4660106
4167 | 0826-MEC-DD-364-DFLKD BROKE 2 | ANNUAL PUMP INSPECTION | 29 | 22 | 2 - Subj Inspection | 0100826FC | #ERROR! | #ERROR! |  |  |  | Fasteners | QI | MEC | Verify the integrity of the pump’s foundation and check the hold-down bolts for tightness | Wear | Looseness | Corrosion | 364 |  |  |  | JDE |  | SULZER PUMPS | Route Created. Pending develop data | 0826-MEC-DD-364-DFLKD BROKE 2 ANNUAL PUMP INSPECTION | 4660106
4171 | 0832-MEC-DD-364-DAF FEED | ANNUAL PUMP INSPECTION | 24 | 22 | 2 - Subj Inspection | 0100832HE | #ERROR! | #ERROR! |  |  |  | Pump | QI | MEC | Check the general state of the pump. Clean surface as needed. | Noise | Vibration | Dirty | 364 |  |  |  | JDE |  | SULZER PUMPS | Route Created. Pending develop data | 0832-MEC-DD-364-DAF FEED ANNUAL PUMP INSPECTION | 4660107
4172 | 0832-MEC-DD-364-DAF FEED | ANNUAL PUMP INSPECTION | 24 | 22 | 2 - Subj Inspection | 0100832HE | #ERROR! | #ERROR! |  |  |  | Seal | QI | MEC | Inspect Seal and seal piping if applicable. | Wear | Leakage | Plugged | 364 |  |  |  | JDE |  | SULZER PUMPS | Route Created. Pending develop data | 0832-MEC-DD-364-DAF FEED ANNUAL PUMP INSPECTION | 4660107
4173 | 0832-MEC-DD-364-DAF FEED | ANNUAL PUMP INSPECTION | 24 | 22 | 2 - Subj Inspection | 0100832HE | #ERROR! | #ERROR! |  |  |  | Coupling | DD | MEC | Ensure that there is no play on the shaft and no wear on the part. | Wear | Looseness | Clearance/alignment failure | 364 |  |  |  | JDE |  | SULZER PUMPS | Route Created. Pending develop data | 0832-MEC-DD-364-DAF FEED ANNUAL PUMP INSPECTION | 4660107
4174 | 0832-MEC-DD-364-DAF FEED | ANNUAL PUMP INSPECTION | 24 | 22 | 3 - Obj Inspection | 0100832HE | #ERROR! | #ERROR! |  |  |  | Coupling | DD | MEC | Use laser equipment to measure alignment | Clearance/alignment failure |  |  | 364 |  |  |  | JDE |  | SULZER PUMPS | Route Created. Pending develop data | 0832-MEC-DD-364-DAF FEED ANNUAL PUMP INSPECTION | 4660107
4175 | 0832-MEC-DD-364-DAF FEED | ANNUAL PUMP INSPECTION | 24 | 22 | 2 - Subj Inspection | 0100832HE | #ERROR! | #ERROR! |  |  |  | Fasteners | QI | MEC | Verify the integrity of the pump’s foundation and check the hold-down bolts for tightness | Wear | Looseness | Corrosion | 364 |  |  |  | JDE |  | SULZER PUMPS | Route Created. Pending develop data | 0832-MEC-DD-364-DAF FEED ANNUAL PUMP INSPECTION | 4660107
4179 | 0836-MEC-DD-364-VACUUM SEAL | PIT ANNUAL PUMP INSPECTION | 27 | 26 | 2 - Subj Inspection | 010083627 | #ERROR! | #ERROR! |  |  |  | Pump | QI | MEC | Check the general state of the pump. Clean surface as needed. | Noise | Vibration | Dirty | 364 |  |  |  | JDE |  | SULZER PUMPS | Route Created. Pending develop data | 0836-MEC-DD-364-VACUUM SEAL PIT ANNUAL PUMP INSPECTION | 4660108
4180 | 0836-MEC-DD-364-VACUUM SEAL | PIT ANNUAL PUMP INSPECTION | 27 | 26 | 2 - Subj Inspection | 010083627 | #ERROR! | #ERROR! |  |  |  | Seal | QI | MEC | Inspect Seal and seal piping if applicable. | Wear | Leakage | Plugged | 364 |  |  |  | JDE |  | SULZER PUMPS | Route Created. Pending develop data | 0836-MEC-DD-364-VACUUM SEAL PIT ANNUAL PUMP INSPECTION | 4660108
4181 | 0836-MEC-DD-364-VACUUM SEAL | PIT ANNUAL PUMP INSPECTION | 27 | 26 | 2 - Subj Inspection | 010083627 | #ERROR! | #ERROR! |  |  |  | Coupling | DD | MEC | Ensure that there is no play on the shaft and no wear on the part. | Wear | Looseness | Clearance/alignment failure | 364 |  |  |  | JDE |  | SULZER PUMPS | Route Created. Pending develop data | 0836-MEC-DD-364-VACUUM SEAL PIT ANNUAL PUMP INSPECTION | 4660108
4182 | 0836-MEC-DD-364-VACUUM SEAL | PIT ANNUAL PUMP INSPECTION | 27 | 26 | 3 - Obj Inspection | 010083627 | #ERROR! | #ERROR! |  |  |  | Coupling | DD | MEC | Use laser equipment to measure alignment | Clearance/alignment failure |  |  | 364 |  |  |  | JDE |  | SULZER PUMPS | Route Created. Pending develop data | 0836-MEC-DD-364-VACUUM SEAL PIT ANNUAL PUMP INSPECTION | 4660108
4183 | 0836-MEC-DD-364-VACUUM SEAL | PIT ANNUAL PUMP INSPECTION | 27 | 26 | 2 - Subj Inspection | 010083627 | #ERROR! | #ERROR! |  |  |  | Fasteners | QI | MEC | Verify the integrity of the pump’s foundation and check the hold-down bolts for tightness | Wear | Looseness | Corrosion | 364 |  |  |  | JDE |  | SULZER PUMPS | Route Created. Pending develop data | 0836-MEC-DD-364-VACUUM SEAL PIT ANNUAL PUMP INSPECTION | 4660108
4187 | 0833-MEC-DD-364-CLARIFIED TAD | TRAY ANNUAL PUMP INSPECTION | 29 | 27 | 2 - Subj Inspection | 0100833D | #ERROR! | #ERROR! |  |  |  | Pump | QI | MEC | Check the general state of the pump. Clean surface as needed. | Noise | Vibration | Dirty | 364 |  |  |  | JDE |  | SULZER PUMPS | Route Created. Pending develop data | 0833-MEC-DD-364-CLARIFIED TAD TRAY ANNUAL PUMP INSPECTION | 4660109
4188 | 0833-MEC-DD-364-CLARIFIED TAD | TRAY ANNUAL PUMP INSPECTION | 29 | 27 | 2 - Subj Inspection | 0100833D | #ERROR! | #ERROR! |  |  |  | Seal | QI | MEC | Inspect Seal and seal piping if applicable. | Wear | Leakage | Plugged | 364 |  |  |  | JDE |  | SULZER PUMPS | Route Created. Pending develop data | 0833-MEC-DD-364-CLARIFIED TAD TRAY ANNUAL PUMP INSPECTION | 4660109
4189 | 0833-MEC-DD-364-CLARIFIED TAD | TRAY ANNUAL PUMP INSPECTION | 29 | 27 | 2 - Subj Inspection | 0100833D | #ERROR! | #ERROR! |  |  |  | Coupling | DD | MEC | Ensure that there is no play on the shaft and no wear on the part. | Wear | Looseness | Clearance/alignment failure | 364 |  |  |  | JDE |  | SULZER PUMPS | Route Created. Pending develop data | 0833-MEC-DD-364-CLARIFIED TAD TRAY ANNUAL PUMP INSPECTION | 4660109
4190 | 0833-MEC-DD-364-CLARIFIED TAD | TRAY ANNUAL PUMP INSPECTION | 29 | 27 | 3 - Obj Inspection | 0100833D | #ERROR! | #ERROR! |  |  |  | Coupling | DD | MEC | Use laser equipment to measure alignment | Clearance/alignment failure |  |  | 364 |  |  |  | JDE |  | SULZER PUMPS | Route Created. Pending develop data | 0833-MEC-DD-364-CLARIFIED TAD TRAY ANNUAL PUMP INSPECTION | 4660109
4191 | 0833-MEC-DD-364-CLARIFIED TAD | TRAY ANNUAL PUMP INSPECTION | 29 | 27 | 2 - Subj Inspection | 0100833D | #ERROR! | #ERROR! |  |  |  | Fasteners | QI | MEC | Verify the integrity of the pump’s foundation and check the hold-down bolts for tightness | Wear | Looseness | Corrosion | 364 |  |  |  | JDE |  | SULZER PUMPS | Route Created. Pending develop data | 0833-MEC-DD-364-CLARIFIED TAD TRAY ANNUAL PUMP INSPECTION | 4660109
4195 | 0832-MEC-DD-364-UTM BROKE PLPR | FILL ANNUAL PUMP INSPECTION | 30 | 27 | 2 - Subj Inspection | 0100832L | #ERROR! | #ERROR! |  |  |  | Pump | QI | MEC | Check the general state of the pump. Clean surface as needed. | Noise | Vibration | Dirty | 364 |  |  |  | JDE |  | SULZER PUMPS | Route Created. Pending develop data | 0832-MEC-DD-364-UTM BROKE PLPR FILL ANNUAL PUMP INSPECTION | 4660110
4196 | 0832-MEC-DD-364-UTM BROKE PLPR | FILL ANNUAL PUMP INSPECTION | 30 | 27 | 2 - Subj Inspection | 0100832L | #ERROR! | #ERROR! |  |  |  | Seal | QI | MEC | Inspect Seal and seal piping if applicable. | Wear | Leakage | Plugged | 364 |  |  |  | JDE |  | SULZER PUMPS | Route Created. Pending develop data | 0832-MEC-DD-364-UTM BROKE PLPR FILL ANNUAL PUMP INSPECTION | 4660110
4197 | 0832-MEC-DD-364-UTM BROKE PLPR | FILL ANNUAL PUMP INSPECTION | 30 | 27 | 2 - Subj Inspection | 0100832L | #ERROR! | #ERROR! |  |  |  | Coupling | DD | MEC | Ensure that there is no play on the shaft and no wear on the part. | Wear | Looseness | Clearance/alignment failure | 364 |  |  |  | JDE |  | SULZER PUMPS | Route Created. Pending develop data | 0832-MEC-DD-364-UTM BROKE PLPR FILL ANNUAL PUMP INSPECTION | 4660110
4198 | 0832-MEC-DD-364-UTM BROKE PLPR | FILL ANNUAL PUMP INSPECTION | 30 | 27 | 3 - Obj Inspection | 0100832L | #ERROR! | #ERROR! |  |  |  | Coupling | DD | MEC | Use laser equipment to measure alignment | Clearance/alignment failure |  |  | 364 |  |  |  | JDE |  | SULZER PUMPS | Route Created. Pending develop data | 0832-MEC-DD-364-UTM BROKE PLPR FILL ANNUAL PUMP INSPECTION | 4660110
4199 | 0832-MEC-DD-364-UTM BROKE PLPR | FILL ANNUAL PUMP INSPECTION | 30 | 27 | 2 - Subj Inspection | 0100832L | #ERROR! | #ERROR! |  |  |  | Fasteners | QI | MEC | Verify the integrity of the pump’s foundation and check the hold-down bolts for tightness | Wear | Looseness | Corrosion | 364 |  |  |  | JDE |  | SULZER PUMPS | Route Created. Pending develop data | 0832-MEC-DD-364-UTM BROKE PLPR FILL ANNUAL PUMP INSPECTION | 4660110
4203 | 0834-MEC-DD-364-CWW | ANNUAL PUMP INSPECTION | 19 | 22 | 2 - Subj Inspection | 0100834B | #ERROR! | #ERROR! |  |  |  | Pump | QI | MEC | Check the general state of the pump. Clean surface as needed. | Noise | Vibration | Dirty | 364 |  |  |  | JDE |  | SULZER PUMPS | Route Created. Pending develop data | 0834-MEC-DD-364-CWW ANNUAL PUMP INSPECTION | 4660111
4204 | 0834-MEC-DD-364-CWW | ANNUAL PUMP INSPECTION | 19 | 22 | 2 - Subj Inspection | 0100834B | #ERROR! | #ERROR! |  |  |  | Seal | QI | MEC | Inspect Seal and seal piping if applicable. | Wear | Leakage | Plugged | 364 |  |  |  | JDE |  | SULZER PUMPS | Route Created. Pending develop data | 0834-MEC-DD-364-CWW ANNUAL PUMP INSPECTION | 4660111
4205 | 0834-MEC-DD-364-CWW | ANNUAL PUMP INSPECTION | 19 | 22 | 2 - Subj Inspection | 0100834B | #ERROR! | #ERROR! |  |  |  | Coupling | DD | MEC | Ensure that there is no play on the shaft and no wear on the part. | Wear | Looseness | Clearance/alignment failure | 364 |  |  |  | JDE |  | SULZER PUMPS | Route Created. Pending develop data | 0834-MEC-DD-364-CWW ANNUAL PUMP INSPECTION | 4660111
4206 | 0834-MEC-DD-364-CWW | ANNUAL PUMP INSPECTION | 19 | 22 | 3 - Obj Inspection | 0100834B | #ERROR! | #ERROR! |  |  |  | Coupling | DD | MEC | Use laser equipment to measure alignment | Clearance/alignment failure |  |  | 364 |  |  |  | JDE |  | SULZER PUMPS | Route Created. Pending develop data | 0834-MEC-DD-364-CWW ANNUAL PUMP INSPECTION | 4660111
4207 | 0834-MEC-DD-364-CWW | ANNUAL PUMP INSPECTION | 19 | 22 | 2 - Subj Inspection | 0100834B | #ERROR! | #ERROR! |  |  |  | Fasteners | QI | MEC | Verify the integrity of the pump’s foundation and check the hold-down bolts for tightness | Wear | Looseness | Corrosion | 364 |  |  |  | JDE |  | SULZER PUMPS | Route Created. Pending develop data | 0834-MEC-DD-364-CWW ANNUAL PUMP INSPECTION | 4660111
4211 | 0828-MEC-DD-364-BROKE PLPR | DUMP ANNUAL PUMP INSPECTION | 26 | 27 | 2 - Subj Inspection | 0100828B | #ERROR! | #ERROR! |  |  |  | Pump | QI | MEC | Check the general state of the pump. Clean surface as needed. | Noise | Vibration | Dirty | 364 |  |  |  | JDE |  | SULZER PUMPS | Route Created. Pending develop data | 0828-MEC-DD-364-BROKE PLPR DUMP ANNUAL PUMP INSPECTION | 4660112
4212 | 0828-MEC-DD-364-BROKE PLPR | DUMP ANNUAL PUMP INSPECTION | 26 | 27 | 2 - Subj Inspection | 0100828B | #ERROR! | #ERROR! |  |  |  | Seal | QI | MEC | Inspect Seal and seal piping if applicable. | Wear | Leakage | Plugged | 364 |  |  |  | JDE |  | SULZER PUMPS | Route Created. Pending develop data | 0828-MEC-DD-364-BROKE PLPR DUMP ANNUAL PUMP INSPECTION | 4660112
4213 | 0828-MEC-DD-364-BROKE PLPR | DUMP ANNUAL PUMP INSPECTION | 26 | 27 | 2 - Subj Inspection | 0100828B | #ERROR! | #ERROR! |  |  |  | Coupling | DD | MEC | Ensure that there is no play on the shaft and no wear on the part. | Wear | Looseness | Clearance/alignment failure | 364 |  |  |  | JDE |  | SULZER PUMPS | Route Created. Pending develop data | 0828-MEC-DD-364-BROKE PLPR DUMP ANNUAL PUMP INSPECTION | 4660112
4214 | 0828-MEC-DD-364-BROKE PLPR | DUMP ANNUAL PUMP INSPECTION | 26 | 27 | 3 - Obj Inspection | 0100828B | #ERROR! | #ERROR! |  |  |  | Coupling | DD | MEC | Use laser equipment to measure alignment | Clearance/alignment failure |  |  | 364 |  |  |  | JDE |  | SULZER PUMPS | Route Created. Pending develop data | 0828-MEC-DD-364-BROKE PLPR DUMP ANNUAL PUMP INSPECTION | 4660112
4215 | 0828-MEC-DD-364-BROKE PLPR | DUMP ANNUAL PUMP INSPECTION | 26 | 27 | 2 - Subj Inspection | 0100828B | #ERROR! | #ERROR! |  |  |  | Fasteners | QI | MEC | Verify the integrity of the pump’s foundation and check the hold-down bolts for tightness | Wear | Looseness | Corrosion | 364 |  |  |  | JDE |  | SULZER PUMPS | Route Created. Pending develop data | 0828-MEC-DD-364-BROKE PLPR DUMP ANNUAL PUMP INSPECTION | 4660112
4219 | 0821-MEC-DD-364-BALE PULPER 1 | ANNUAL PUMP INSPECTION | 29 | 22 | 2 - Subj Inspection | 0100821AE | #ERROR! | #ERROR! |  |  |  | Pump | QI | MEC | Check the general state of the pump. Clean surface as needed. | Noise | Vibration | Dirty | 364 |  |  |  | JDE |  | SULZER PUMPS | Route Created. Pending develop data | 0821-MEC-DD-364-BALE PULPER 1 ANNUAL PUMP INSPECTION | 4660113
4220 | 0821-MEC-DD-364-BALE PULPER 1 | ANNUAL PUMP INSPECTION | 29 | 22 | 2 - Subj Inspection | 0100821AE | #ERROR! | #ERROR! |  |  |  | Seal | QI | MEC | Inspect Seal and seal piping if applicable. | Wear | Leakage | Plugged | 364 |  |  |  | JDE |  | SULZER PUMPS | Route Created. Pending develop data | 0821-MEC-DD-364-BALE PULPER 1 ANNUAL PUMP INSPECTION | 4660113
4221 | 0821-MEC-DD-364-BALE PULPER 1 | ANNUAL PUMP INSPECTION | 29 | 22 | 2 - Subj Inspection | 0100821AE | #ERROR! | #ERROR! |  |  |  | Coupling | DD | MEC | Ensure that there is no play on the shaft and no wear on the part. | Wear | Looseness | Clearance/alignment failure | 364 |  |  |  | JDE |  | SULZER PUMPS | Route Created. Pending develop data | 0821-MEC-DD-364-BALE PULPER 1 ANNUAL PUMP INSPECTION | 4660113
4222 | 0821-MEC-DD-364-BALE PULPER 1 | ANNUAL PUMP INSPECTION | 29 | 22 | 3 - Obj Inspection | 0100821AE | #ERROR! | #ERROR! |  |  |  | Coupling | DD | MEC | Use laser equipment to measure alignment | Clearance/alignment failure |  |  | 364 |  |  |  | JDE |  | SULZER PUMPS | Route Created. Pending develop data | 0821-MEC-DD-364-BALE PULPER 1 ANNUAL PUMP INSPECTION | 4660113
4223 | 0821-MEC-DD-364-BALE PULPER 1 | ANNUAL PUMP INSPECTION | 29 | 22 | 2 - Subj Inspection | 0100821AE | #ERROR! | #ERROR! |  |  |  | Fasteners | QI | MEC | Verify the integrity of the pump’s foundation and check the hold-down bolts for tightness | Wear | Looseness | Corrosion | 364 |  |  |  | JDE |  | SULZER PUMPS | Route Created. Pending develop data | 0821-MEC-DD-364-BALE PULPER 1 ANNUAL PUMP INSPECTION | 4660113
4227 | 0821-MEC-DD-364-BALE PULPER 2 | ANNUAL PUMP INSPECTION | 29 | 22 | 2 - Subj Inspection | 0100821BE | #ERROR! | #ERROR! |  |  |  | Pump | QI | MEC | Check the general state of the pump. Clean surface as needed. | Noise | Vibration | Dirty | 364 |  |  |  | JDE |  | SULZER PUMPS | Route Created. Pending develop data | 0821-MEC-DD-364-BALE PULPER 2 ANNUAL PUMP INSPECTION | 4660114
4228 | 0821-MEC-DD-364-BALE PULPER 2 | ANNUAL PUMP INSPECTION | 29 | 22 | 2 - Subj Inspection | 0100821BE | #ERROR! | #ERROR! |  |  |  | Seal | QI | MEC | Inspect Seal and seal piping if applicable. | Wear | Leakage | Plugged | 364 |  |  |  | JDE |  | SULZER PUMPS | Route Created. Pending develop data | 0821-MEC-DD-364-BALE PULPER 2 ANNUAL PUMP INSPECTION | 4660114
4229 | 0821-MEC-DD-364-BALE PULPER 2 | ANNUAL PUMP INSPECTION | 29 | 22 | 2 - Subj Inspection | 0100821BE | #ERROR! | #ERROR! |  |  |  | Coupling | DD | MEC | Ensure that there is no play on the shaft and no wear on the part. | Wear | Looseness | Clearance/alignment failure | 364 |  |  |  | JDE |  | SULZER PUMPS | Route Created. Pending develop data | 0821-MEC-DD-364-BALE PULPER 2 ANNUAL PUMP INSPECTION | 4660114
4230 | 0821-MEC-DD-364-BALE PULPER 2 | ANNUAL PUMP INSPECTION | 29 | 22 | 3 - Obj Inspection | 0100821BE | #ERROR! | #ERROR! |  |  |  | Coupling | DD | MEC | Use laser equipment to measure alignment | Clearance/alignment failure |  |  | 364 |  |  |  | JDE |  | SULZER PUMPS | Route Created. Pending develop data | 0821-MEC-DD-364-BALE PULPER 2 ANNUAL PUMP INSPECTION | 4660114
4231 | 0821-MEC-DD-364-BALE PULPER 2 | ANNUAL PUMP INSPECTION | 29 | 22 | 2 - Subj Inspection | 0100821BE | #ERROR! | #ERROR! |  |  |  | Fasteners | QI | MEC | Verify the integrity of the pump’s foundation and check the hold-down bolts for tightness | Wear | Looseness | Corrosion | 364 |  |  |  | JDE |  | SULZER PUMPS | Route Created. Pending develop data | 0821-MEC-DD-364-BALE PULPER 2 ANNUAL PUMP INSPECTION | 4660114
4235 | 0832-MEC-DD-364-WIRE PIT | ANNUAL PUMP INSPECTION | 24 | 22 | 2 - Subj Inspection | 0100832NB | #ERROR! | #ERROR! |  |  |  | Pump | QI | MEC | Check the general state of the pump. Clean surface as needed. | Noise | Vibration | Dirty | 364 |  |  |  | JDE |  | SULZER PUMPS | Route Created. Pending develop data | 0832-MEC-DD-364-WIRE PIT ANNUAL PUMP INSPECTION | 4660115
4236 | 0832-MEC-DD-364-WIRE PIT | ANNUAL PUMP INSPECTION | 24 | 22 | 2 - Subj Inspection | 0100832NB | #ERROR! | #ERROR! |  |  |  | Seal | QI | MEC | Inspect Seal and seal piping if applicable. | Wear | Leakage | Plugged | 364 |  |  |  | JDE |  | SULZER PUMPS | Route Created. Pending develop data | 0832-MEC-DD-364-WIRE PIT ANNUAL PUMP INSPECTION | 4660115
4237 | 0832-MEC-DD-364-WIRE PIT | ANNUAL PUMP INSPECTION | 24 | 22 | 2 - Subj Inspection | 0100832NB | #ERROR! | #ERROR! |  |  |  | Coupling | DD | MEC | Ensure that there is no play on the shaft and no wear on the part. | Wear | Looseness | Clearance/alignment failure | 364 |  |  |  | JDE |  | SULZER PUMPS | Route Created. Pending develop data | 0832-MEC-DD-364-WIRE PIT ANNUAL PUMP INSPECTION | 4660115
4238 | 0832-MEC-DD-364-WIRE PIT | ANNUAL PUMP INSPECTION | 24 | 22 | 3 - Obj Inspection | 0100832NB | #ERROR! | #ERROR! |  |  |  | Coupling | DD | MEC | Use laser equipment to measure alignment | Clearance/alignment failure |  |  | 364 |  |  |  | JDE |  | SULZER PUMPS | Route Created. Pending develop data | 0832-MEC-DD-364-WIRE PIT ANNUAL PUMP INSPECTION | 4660115
4239 | 0832-MEC-DD-364-WIRE PIT | ANNUAL PUMP INSPECTION | 24 | 22 | 2 - Subj Inspection | 0100832NB | #ERROR! | #ERROR! |  |  |  | Fasteners | QI | MEC | Verify the integrity of the pump’s foundation and check the hold-down bolts for tightness | Wear | Looseness | Corrosion | 364 |  |  |  | JDE |  | SULZER PUMPS | Route Created. Pending develop data | 0832-MEC-DD-364-WIRE PIT ANNUAL PUMP INSPECTION | 4660115
4243 | 0832-MEC-DD-364-BALE PULPER | FILL ANNUAL PUMP INSPECTION | 27 | 27 | 2 - Subj Inspection | 0100832K | #ERROR! | #ERROR! |  |  |  | Pump | QI | MEC | Check the general state of the pump. Clean surface as needed. | Noise | Vibration | Dirty | 364 |  |  |  | JDE |  | SULZER PUMPS | Route Created. Pending develop data | 0832-MEC-DD-364-BALE PULPER FILL ANNUAL PUMP INSPECTION | 4660116
4244 | 0832-MEC-DD-364-BALE PULPER | FILL ANNUAL PUMP INSPECTION | 27 | 27 | 2 - Subj Inspection | 0100832K | #ERROR! | #ERROR! |  |  |  | Seal | QI | MEC | Inspect Seal and seal piping if applicable. | Wear | Leakage | Plugged | 364 |  |  |  | JDE |  | SULZER PUMPS | Route Created. Pending develop data | 0832-MEC-DD-364-BALE PULPER FILL ANNUAL PUMP INSPECTION | 4660116
4245 | 0832-MEC-DD-364-BALE PULPER | FILL ANNUAL PUMP INSPECTION | 27 | 27 | 2 - Subj Inspection | 0100832K | #ERROR! | #ERROR! |  |  |  | Coupling | DD | MEC | Ensure that there is no play on the shaft and no wear on the part. | Wear | Looseness | Clearance/alignment failure | 364 |  |  |  | JDE |  | SULZER PUMPS | Route Created. Pending develop data | 0832-MEC-DD-364-BALE PULPER FILL ANNUAL PUMP INSPECTION | 4660116
4246 | 0832-MEC-DD-364-BALE PULPER | FILL ANNUAL PUMP INSPECTION | 27 | 27 | 3 - Obj Inspection | 0100832K | #ERROR! | #ERROR! |  |  |  | Coupling | DD | MEC | Use laser equipment to measure alignment | Clearance/alignment failure |  |  | 364 |  |  |  | JDE |  | SULZER PUMPS | Route Created. Pending develop data | 0832-MEC-DD-364-BALE PULPER FILL ANNUAL PUMP INSPECTION | 4660116
4247 | 0832-MEC-DD-364-BALE PULPER | FILL ANNUAL PUMP INSPECTION | 27 | 27 | 2 - Subj Inspection | 0100832K | #ERROR! | #ERROR! |  |  |  | Fasteners | QI | MEC | Verify the integrity of the pump’s foundation and check the hold-down bolts for tightness | Wear | Looseness | Corrosion | 364 |  |  |  | JDE |  | SULZER PUMPS | Route Created. Pending develop data | 0832-MEC-DD-364-BALE PULPER FILL ANNUAL PUMP INSPECTION | 4660116
4251 | 0833-MEC-DD-364-TAD FABRIC HP | FAN SHWR ANNUAL PUMP INSPECT | 29 | 28 | 2 - Subj Inspection | 0100833G | #ERROR! | #ERROR! |  |  |  | Pump | QI | MEC | Check the general state of the pump. Clean surface as needed. | Noise | Vibration | Dirty | 364 |  |  |  | JDE |  | SULZER PUMPS | Route Created. Pending develop data | 0833-MEC-DD-364-TAD FABRIC HP FAN SHWR ANNUAL PUMP INSPECT | 4660117
4252 | 0833-MEC-DD-364-TAD FABRIC HP | FAN SHWR ANNUAL PUMP INSPECT | 29 | 28 | 2 - Subj Inspection | 0100833G | #ERROR! | #ERROR! |  |  |  | Seal | QI | MEC | Inspect Seal and seal piping if applicable. | Wear | Leakage | Plugged | 364 |  |  |  | JDE |  | SULZER PUMPS | Route Created. Pending develop data | 0833-MEC-DD-364-TAD FABRIC HP FAN SHWR ANNUAL PUMP INSPECT | 4660117
4253 | 0833-MEC-DD-364-TAD FABRIC HP | FAN SHWR ANNUAL PUMP INSPECT | 29 | 28 | 2 - Subj Inspection | 0100833G | #ERROR! | #ERROR! |  |  |  | Coupling | DD | MEC | Ensure that there is no play on the shaft and no wear on the part. | Wear | Looseness | Clearance/alignment failure | 364 |  |  |  | JDE |  | SULZER PUMPS | Route Created. Pending develop data | 0833-MEC-DD-364-TAD FABRIC HP FAN SHWR ANNUAL PUMP INSPECT | 4660117
4254 | 0833-MEC-DD-364-TAD FABRIC HP | FAN SHWR ANNUAL PUMP INSPECT | 29 | 28 | 3 - Obj Inspection | 0100833G | #ERROR! | #ERROR! |  |  |  | Coupling | DD | MEC | Use laser equipment to measure alignment | Clearance/alignment failure |  |  | 364 |  |  |  | JDE |  | SULZER PUMPS | Route Created. Pending develop data | 0833-MEC-DD-364-TAD FABRIC HP FAN SHWR ANNUAL PUMP INSPECT | 4660117
4255 | 0833-MEC-DD-364-TAD FABRIC HP | FAN SHWR ANNUAL PUMP INSPECT | 29 | 28 | 2 - Subj Inspection | 0100833G | #ERROR! | #ERROR! |  |  |  | Fasteners | QI | MEC | Verify the integrity of the pump’s foundation and check the hold-down bolts for tightness | Wear | Looseness | Corrosion | 364 |  |  |  | JDE |  | SULZER PUMPS | Route Created. Pending develop data | 0833-MEC-DD-364-TAD FABRIC HP FAN SHWR ANNUAL PUMP INSPECT | 4660117
4259 | 0880-MEC-DD-364-WFW HP SHOWER | ANNUAL PUMP INSPECTION | 29 | 22 | 2 - Subj Inspection | 0100880C | #ERROR! | #ERROR! |  |  |  | Pump | QI | MEC | Check the general state of the pump. Clean surface as needed. | Noise | Vibration | Dirty | 364 |  |  |  | JDE |  | SULZER PUMPS | Route Created. Pending develop data | 0880-MEC-DD-364-WFW HP SHOWER ANNUAL PUMP INSPECTION | 4660118
4260 | 0880-MEC-DD-364-WFW HP SHOWER | ANNUAL PUMP INSPECTION | 29 | 22 | 2 - Subj Inspection | 0100880C | #ERROR! | #ERROR! |  |  |  | Seal | QI | MEC | Inspect Seal and seal piping if applicable. | Wear | Leakage | Plugged | 364 |  |  |  | JDE |  | SULZER PUMPS | Route Created. Pending develop data | 0880-MEC-DD-364-WFW HP SHOWER ANNUAL PUMP INSPECTION | 4660118
4261 | 0880-MEC-DD-364-WFW HP SHOWER | ANNUAL PUMP INSPECTION | 29 | 22 | 2 - Subj Inspection | 0100880C | #ERROR! | #ERROR! |  |  |  | Coupling | DD | MEC | Ensure that there is no play on the shaft and no wear on the part. | Wear | Looseness | Clearance/alignment failure | 364 |  |  |  | JDE |  | SULZER PUMPS | Route Created. Pending develop data | 0880-MEC-DD-364-WFW HP SHOWER ANNUAL PUMP INSPECTION | 4660118
4262 | 0880-MEC-DD-364-WFW HP SHOWER | ANNUAL PUMP INSPECTION | 29 | 22 | 3 - Obj Inspection | 0100880C | #ERROR! | #ERROR! |  |  |  | Coupling | DD | MEC | Use laser equipment to measure alignment | Clearance/alignment failure |  |  | 364 |  |  |  | JDE |  | SULZER PUMPS | Route Created. Pending develop data | 0880-MEC-DD-364-WFW HP SHOWER ANNUAL PUMP INSPECTION | 4660118
4263 | 0880-MEC-DD-364-WFW HP SHOWER | ANNUAL PUMP INSPECTION | 29 | 22 | 2 - Subj Inspection | 0100880C | #ERROR! | #ERROR! |  |  |  | Fasteners | QI | MEC | Verify the integrity of the pump’s foundation and check the hold-down bolts for tightness | Wear | Looseness | Corrosion | 364 |  |  |  | JDE |  | SULZER PUMPS | Route Created. Pending develop data | 0880-MEC-DD-364-WFW HP SHOWER ANNUAL PUMP INSPECTION | 4660118
4267 | 0880-MEC-DD-364-EDGE TRIM SHWR | ANNUAL PUMP INSPECTION | 30 | 22 | 2 - Subj Inspection | 0100880A | #ERROR! | #ERROR! |  |  |  | Pump | QI | MEC | Check the general state of the pump. Clean surface as needed. | Noise | Vibration | Dirty | 364 |  |  |  | JDE |  | SULZER PUMPS | Route Created. Pending develop data | 0880-MEC-DD-364-EDGE TRIM SHWR ANNUAL PUMP INSPECTION | 4660119
4268 | 0880-MEC-DD-364-EDGE TRIM SHWR | ANNUAL PUMP INSPECTION | 30 | 22 | 2 - Subj Inspection | 0100880A | #ERROR! | #ERROR! |  |  |  | Seal | QI | MEC | Inspect Seal and seal piping if applicable. | Wear | Leakage | Plugged | 364 |  |  |  | JDE |  | SULZER PUMPS | Route Created. Pending develop data | 0880-MEC-DD-364-EDGE TRIM SHWR ANNUAL PUMP INSPECTION | 4660119
4269 | 0880-MEC-DD-364-EDGE TRIM SHWR | ANNUAL PUMP INSPECTION | 30 | 22 | 2 - Subj Inspection | 0100880A | #ERROR! | #ERROR! |  |  |  | Coupling | DD | MEC | Ensure that there is no play on the shaft and no wear on the part. | Wear | Looseness | Clearance/alignment failure | 364 |  |  |  | JDE |  | SULZER PUMPS | Route Created. Pending develop data | 0880-MEC-DD-364-EDGE TRIM SHWR ANNUAL PUMP INSPECTION | 4660119
4270 | 0880-MEC-DD-364-EDGE TRIM SHWR | ANNUAL PUMP INSPECTION | 30 | 22 | 3 - Obj Inspection | 0100880A | #ERROR! | #ERROR! |  |  |  | Coupling | DD | MEC | Use laser equipment to measure alignment | Clearance/alignment failure |  |  | 364 |  |  |  | JDE |  | SULZER PUMPS | Route Created. Pending develop data | 0880-MEC-DD-364-EDGE TRIM SHWR ANNUAL PUMP INSPECTION | 4660119
4271 | 0880-MEC-DD-364-EDGE TRIM SHWR | ANNUAL PUMP INSPECTION | 30 | 22 | 2 - Subj Inspection | 0100880A | #ERROR! | #ERROR! |  |  |  | Fasteners | QI | MEC | Verify the integrity of the pump’s foundation and check the hold-down bolts for tightness | Wear | Looseness | Corrosion | 364 |  |  |  | JDE |  | SULZER PUMPS | Route Created. Pending develop data | 0880-MEC-DD-364-EDGE TRIM SHWR ANNUAL PUMP INSPECTION | 4660119
4275 | 0045-MEC-DD-364-RECYCLE WATER | 1 ANNUAL PUMP INSPECTION | 29 | 24 | 2 - Subj Inspection | 5050045BI | #ERROR! | #ERROR! |  |  |  | Pump | QI | MEC | Check the general state of the pump. Clean surface as needed. | Noise | Vibration | Dirty | 364 |  |  |  | JDE |  | SULZER PUMPS | Route Created. Pending develop data | 0045-MEC-DD-364-RECYCLE WATER 1 ANNUAL PUMP INSPECTION | 4660120
4276 | 0045-MEC-DD-364-RECYCLE WATER | 1 ANNUAL PUMP INSPECTION | 29 | 24 | 2 - Subj Inspection | 5050045BI | #ERROR! | #ERROR! |  |  |  | Seal | QI | MEC | Inspect Seal and seal piping if applicable. | Wear | Leakage | Plugged | 364 |  |  |  | JDE |  | SULZER PUMPS | Route Created. Pending develop data | 0045-MEC-DD-364-RECYCLE WATER 1 ANNUAL PUMP INSPECTION | 4660120
4279 | 0045-MEC-DD-364-RECYCLE WATER | 1 ANNUAL PUMP INSPECTION | 29 | 24 | 2 - Subj Inspection | 5050045BI | #ERROR! | #ERROR! |  |  |  | Fasteners | QI | UFO | Verify the integrity of the pump’s foundation and check the hold-down bolts for tightness | Wear | Looseness | Corrosion | 364 |  |  |  | JDE |  | SULZER PUMPS | Route Created. Pending develop data | 0045-MEC-DD-364-RECYCLE WATER 1 ANNUAL PUMP INSPECTION | 4660120
4283 | 0045-MEC-DD-364-RECYCLE WATER | 2 ANNUAL PUMP INSPECTION | 29 | 24 | 2 - Subj Inspection | 5050045BJ | #ERROR! | #ERROR! |  |  |  | Pump | QI | MEC | Check the general state of the pump. Clean surface as needed. | Noise | Vibration | Dirty | 364 |  |  |  | JDE |  | SULZER PUMPS | Route Created. Pending develop data | 0045-MEC-DD-364-RECYCLE WATER 2 ANNUAL PUMP INSPECTION | 4660121
4284 | 0045-MEC-DD-364-RECYCLE WATER | 2 ANNUAL PUMP INSPECTION | 29 | 24 | 2 - Subj Inspection | 5050045BJ | #ERROR! | #ERROR! |  |  |  | Seal | QI | MEC | Inspect Seal and seal piping if applicable. | Wear | Leakage | Plugged | 364 |  |  |  | JDE |  | SULZER PUMPS | Route Created. Pending develop data | 0045-MEC-DD-364-RECYCLE WATER 2 ANNUAL PUMP INSPECTION | 4660121
4287 | 0045-MEC-DD-364-RECYCLE WATER | 2 ANNUAL PUMP INSPECTION | 29 | 24 | 2 - Subj Inspection | 5050045BJ | #ERROR! | #ERROR! |  |  |  | Fasteners | QI | UFO | Verify the integrity of the pump’s foundation and check the hold-down bolts for tightness | Wear | Looseness | Corrosion | 364 |  |  |  | JDE |  | SULZER PUMPS | Route Created. Pending develop data | 0045-MEC-DD-364-RECYCLE WATER 2 ANNUAL PUMP INSPECTION | 4660121
4291 | 0834-MEC-DD-364-CWW MISC SHWR | ANNUAL PUMP INSPECTION | 29 | 22 | 2 - Subj Inspection | 0100834G | #ERROR! | #ERROR! |  |  |  | Pump | QI | MEC | Check the general state of the pump. Clean surface as needed. | Noise | Vibration | Dirty | 364 |  |  |  | JDE |  | SULZER PUMPS | Route Created. Pending develop data | 0834-MEC-DD-364-CWW MISC SHWR ANNUAL PUMP INSPECTION | 4660122
4292 | 0834-MEC-DD-364-CWW MISC SHWR | ANNUAL PUMP INSPECTION | 29 | 22 | 2 - Subj Inspection | 0100834G | #ERROR! | #ERROR! |  |  |  | Seal | QI | MEC | Inspect Seal and seal piping if applicable. | Wear | Leakage | Plugged | 364 |  |  |  | JDE |  | SULZER PUMPS | Route Created. Pending develop data | 0834-MEC-DD-364-CWW MISC SHWR ANNUAL PUMP INSPECTION | 4660122
4295 | 0834-MEC-DD-364-CWW MISC SHWR | ANNUAL PUMP INSPECTION | 29 | 22 | 2 - Subj Inspection | 0100834G | #ERROR! | #ERROR! |  |  |  | Fasteners | QI | MEC | Verify the integrity of the pump’s foundation and check the hold-down bolts for tightness | Wear | Looseness | Corrosion | 364 |  |  |  | JDE |  | SULZER PUMPS | Route Created. Pending develop data | 0834-MEC-DD-364-CWW MISC SHWR ANNUAL PUMP INSPECTION | 4660122
4299 | 0880-MEC-DD-364-WFW MAKEUP | ANNUAL PUMP INSPECTION | 26 | 22 | 2 - Subj Inspection | 0100880E | #ERROR! | #ERROR! |  |  |  | Pump | QI | MEC | Check the general state of the pump. Clean surface as needed. | Noise | Vibration | Dirty | 364 |  |  |  | JDE |  | SULZER PUMPS | Route Created. Pending develop data | 0880-MEC-DD-364-WFW MAKEUP ANNUAL PUMP INSPECTION | 4660123
4300 | 0880-MEC-DD-364-WFW MAKEUP | ANNUAL PUMP INSPECTION | 26 | 22 | 2 - Subj Inspection | 0100880E | #ERROR! | #ERROR! |  |  |  | Seal | QI | MEC | Inspect Seal and seal piping if applicable. | Wear | Leakage | Plugged | 364 |  |  |  | JDE |  | SULZER PUMPS | Route Created. Pending develop data | 0880-MEC-DD-364-WFW MAKEUP ANNUAL PUMP INSPECTION | 4660123
4303 | 0880-MEC-DD-364-WFW MAKEUP | ANNUAL PUMP INSPECTION | 26 | 22 | 2 - Subj Inspection | 0100880E | #ERROR! | #ERROR! |  |  |  | Fasteners | QI | MEC | Verify the integrity of the pump’s foundation and check the hold-down bolts for tightness | Wear | Looseness | Corrosion | 364 |  |  |  | JDE |  | SULZER PUMPS | Route Created. Pending develop data | 0880-MEC-DD-364-WFW MAKEUP ANNUAL PUMP INSPECTION | 4660123
4307 | 0880-MEC-DD-364-WFW LP SHOWER | ANNUAL PUMP INSPECTION | 29 | 22 | 2 - Subj Inspection | 0100880D | #ERROR! | #ERROR! |  |  |  | Pump | QI | MEC | Check the general state of the pump. Clean surface as needed. | Noise | Vibration | Dirty | 364 |  |  |  | JDE |  | SULZER PUMPS | Route Created. Pending develop data | 0880-MEC-DD-364-WFW LP SHOWER ANNUAL PUMP INSPECTION | 4660124
4308 | 0880-MEC-DD-364-WFW LP SHOWER | ANNUAL PUMP INSPECTION | 29 | 22 | 2 - Subj Inspection | 0100880D | #ERROR! | #ERROR! |  |  |  | Seal | QI | MEC | Inspect Seal and seal piping if applicable. | Wear | Leakage | Plugged | 364 |  |  |  | JDE |  | SULZER PUMPS | Route Created. Pending develop data | 0880-MEC-DD-364-WFW LP SHOWER ANNUAL PUMP INSPECTION | 4660124
4311 | 0880-MEC-DD-364-WFW LP SHOWER | ANNUAL PUMP INSPECTION | 29 | 22 | 2 - Subj Inspection | 0100880D | #ERROR! | #ERROR! |  |  |  | Fasteners | QI | MEC | Verify the integrity of the pump’s foundation and check the hold-down bolts for tightness | Wear | Looseness | Corrosion | 364 |  |  |  | JDE |  | SULZER PUMPS | Route Created. Pending develop data | 0880-MEC-DD-364-WFW LP SHOWER ANNUAL PUMP INSPECTION | 4660124
4315 | 0836-MEC-DD-364-DB TAD SEAL | PIT ANNUAL PUMP INSPECTION | 27 | 26 | 2 - Subj Inspection | 0100836XA | #ERROR! | #ERROR! |  |  |  | Pump | QI | MEC | Check the general state of the pump. Clean surface as needed. | Noise | Vibration | Dirty | 364 |  |  |  | JDE |  | SULZER PUMPS | Route Created. Pending develop data | 0836-MEC-DD-364-DB TAD SEAL PIT ANNUAL PUMP INSPECTION | 4660125
4316 | 0836-MEC-DD-364-DB TAD SEAL | PIT ANNUAL PUMP INSPECTION | 27 | 26 | 2 - Subj Inspection | 0100836XA | #ERROR! | #ERROR! |  |  |  | Seal | QI | MEC | Inspect Seal and seal piping if applicable. | Wear | Leakage | Plugged | 364 |  |  |  | JDE |  | SULZER PUMPS | Route Created. Pending develop data | 0836-MEC-DD-364-DB TAD SEAL PIT ANNUAL PUMP INSPECTION | 4660125
4319 | 0836-MEC-DD-364-DB TAD SEAL | PIT ANNUAL PUMP INSPECTION | 27 | 26 | 2 - Subj Inspection | 0100836XA | #ERROR! | #ERROR! |  |  |  | Fasteners | QI | MEC | Verify the integrity of the pump’s foundation and check the hold-down bolts for tightness | Wear | Looseness | Corrosion | 364 |  |  |  | JDE |  | SULZER PUMPS | Route Created. Pending develop data | 0836-MEC-DD-364-DB TAD SEAL PIT ANNUAL PUMP INSPECTION | 4660125
4323 | 0844-MEC-DD-364-CONDT RECEIVER | ANNUAL PUMP INSPECTION | 30 | 22 | 2 - Subj Inspection | 0100844BC | #ERROR! | #ERROR! |  |  |  | Pump | QI | MEC | Check the general state of the pump. Clean surface as needed. | Noise | Vibration | Dirty | 364 |  |  |  | JDE |  | SULZER PUMPS | Route Created. Pending develop data | 0844-MEC-DD-364-CONDT RECEIVER ANNUAL PUMP INSPECTION | 4660126
4324 | 0844-MEC-DD-364-CONDT RECEIVER | ANNUAL PUMP INSPECTION | 30 | 22 | 2 - Subj Inspection | 0100844BC | #ERROR! | #ERROR! |  |  |  | Seal | QI | MEC | Inspect Seal and seal piping if applicable. | Wear | Leakage | Plugged | 364 |  |  |  | JDE |  | SULZER PUMPS | Route Created. Pending develop data | 0844-MEC-DD-364-CONDT RECEIVER ANNUAL PUMP INSPECTION | 4660126
4327 | 0844-MEC-DD-364-CONDT RECEIVER | ANNUAL PUMP INSPECTION | 30 | 22 | 2 - Subj Inspection | 0100844BC | #ERROR! | #ERROR! |  |  |  | Fasteners | QI | MEC | Verify the integrity of the pump’s foundation and check the hold-down bolts for tightness | Wear | Looseness | Corrosion | 364 |  |  |  | JDE |  | SULZER PUMPS | Route Created. Pending develop data | 0844-MEC-DD-364-CONDT RECEIVER ANNUAL PUMP INSPECTION | 4660126
4331 | 0844-MEC-DD-364-CONDT RECEIVER | ANNUAL PUMP INSPECTION | 30 | 22 | 2 - Subj Inspection | 0100844BD | #ERROR! | #ERROR! |  |  |  | Pump | QI | MEC | Check the general state of the pump. Clean surface as needed. | Noise | Vibration | Dirty | 364 |  |  |  | JDE |  | SULZER PUMPS | Route Created. Pending develop data | 0844-MEC-DD-364-CONDT RECEIVER ANNUAL PUMP INSPECTION | 4660126
4332 | 0844-MEC-DD-364-CONDT RECEIVER | ANNUAL PUMP INSPECTION | 30 | 22 | 2 - Subj Inspection | 0100844BD | #ERROR! | #ERROR! |  |  |  | Seal | QI | MEC | Inspect Seal and seal piping if applicable. | Wear | Leakage | Plugged | 364 |  |  |  | JDE |  | SULZER PUMPS | Route Created. Pending develop data | 0844-MEC-DD-364-CONDT RECEIVER ANNUAL PUMP INSPECTION | 4660126
4335 | 0844-MEC-DD-364-CONDT RECEIVER | ANNUAL PUMP INSPECTION | 30 | 22 | 2 - Subj Inspection | 0100844BD | #ERROR! | #ERROR! |  |  |  | Fasteners | QI | MEC | Verify the integrity of the pump’s foundation and check the hold-down bolts for tightness | Wear | Looseness | Corrosion | 364 |  |  |  | JDE |  | SULZER PUMPS | Route Created. Pending develop data | 0844-MEC-DD-364-CONDT RECEIVER ANNUAL PUMP INSPECTION | 4660126
4339 | 0880-MEC-DD-364-SEAL WATER 1 | ANNUAL PUMP INSPECTION | 28 | 22 | 2 - Subj Inspection | 0100880H | #ERROR! | #ERROR! |  |  |  | Pump | QI | MEC | Check the general state of the pump. Clean surface as needed. | Noise | Vibration | Dirty | 364 |  |  |  | JDE |  | SULZER PUMPS | Route Created. Pending develop data | 0880-MEC-DD-364-SEAL WATER 1 ANNUAL PUMP INSPECTION | 4660127
4340 | 0880-MEC-DD-364-SEAL WATER 1 | ANNUAL PUMP INSPECTION | 28 | 22 | 2 - Subj Inspection | 0100880H | #ERROR! | #ERROR! |  |  |  | Seal | QI | MEC | Inspect Seal and seal piping if applicable. | Wear | Leakage | Plugged | 364 |  |  |  | JDE |  | SULZER PUMPS | Route Created. Pending develop data | 0880-MEC-DD-364-SEAL WATER 1 ANNUAL PUMP INSPECTION | 4660127
4343 | 0880-MEC-DD-364-SEAL WATER 1 | ANNUAL PUMP INSPECTION | 28 | 22 | 2 - Subj Inspection | 0100880H | #ERROR! | #ERROR! |  |  |  | Fasteners | QI | MEC | Verify the integrity of the pump’s foundation and check the hold-down bolts for tightness | Wear | Looseness | Corrosion | 364 |  |  |  | JDE |  | SULZER PUMPS | Route Created. Pending develop data | 0880-MEC-DD-364-SEAL WATER 1 ANNUAL PUMP INSPECTION | 4660127
4347 | 0880-MEC-DD-364-SEAL WATER 2 | ANNUAL PUMP INSPECTION | 28 | 22 | 2 - Subj Inspection | 0100880I | #ERROR! | #ERROR! |  |  |  | Pump | QI | MEC | Check the general state of the pump. Clean surface as needed. | Noise | Vibration | Dirty | 364 |  |  |  | JDE |  | SULZER PUMPS | Route Created. Pending develop data | 0880-MEC-DD-364-SEAL WATER 2 ANNUAL PUMP INSPECTION | 4660128
4348 | 0880-MEC-DD-364-SEAL WATER 2 | ANNUAL PUMP INSPECTION | 28 | 22 | 2 - Subj Inspection | 0100880I | #ERROR! | #ERROR! |  |  |  | Seal | QI | MEC | Inspect Seal and seal piping if applicable. | Wear | Leakage | Plugged | 364 |  |  |  | JDE |  | SULZER PUMPS | Route Created. Pending develop data | 0880-MEC-DD-364-SEAL WATER 2 ANNUAL PUMP INSPECTION | 4660128
4351 | 0880-MEC-DD-364-SEAL WATER 2 | ANNUAL PUMP INSPECTION | 28 | 22 | 2 - Subj Inspection | 0100880I | #ERROR! | #ERROR! |  |  |  | Fasteners | QI | MEC | Verify the integrity of the pump’s foundation and check the hold-down bolts for tightness | Wear | Looseness | Corrosion | 364 |  |  |  | JDE |  | SULZER PUMPS | Route Created. Pending develop data | 0880-MEC-DD-364-SEAL WATER 2 ANNUAL PUMP INSPECTION | 4660128
4355 | 0880-MEC-DD-364-CFW PROCESS 1 | ANNUAL PUMP INSPECTION | 29 | 22 | 2 - Subj Inspection | 0100880J | #ERROR! | #ERROR! |  |  |  | Pump | QI | MEC | Check the general state of the pump. Clean surface as needed. | Noise | Vibration | Dirty | 364 |  |  |  | JDE |  | SULZER PUMPS | Route Created. Pending develop data | 0880-MEC-DD-364-CFW PROCESS 1 ANNUAL PUMP INSPECTION | 4660129
4356 | 0880-MEC-DD-364-CFW PROCESS 1 | ANNUAL PUMP INSPECTION | 29 | 22 | 2 - Subj Inspection | 0100880J | #ERROR! | #ERROR! |  |  |  | Seal | QI | MEC | Inspect Seal and seal piping if applicable. | Wear | Leakage | Plugged | 364 |  |  |  | JDE |  | SULZER PUMPS | Route Created. Pending develop data | 0880-MEC-DD-364-CFW PROCESS 1 ANNUAL PUMP INSPECTION | 4660129
4359 | 0880-MEC-DD-364-CFW PROCESS 1 | ANNUAL PUMP INSPECTION | 29 | 22 | 2 - Subj Inspection | 0100880J | #ERROR! | #ERROR! |  |  |  | Fasteners | QI | MEC | Verify the integrity of the pump’s foundation and check the hold-down bolts for tightness | Wear | Looseness | Corrosion | 364 |  |  |  | JDE |  | SULZER PUMPS | Route Created. Pending develop data | 0880-MEC-DD-364-CFW PROCESS 1 ANNUAL PUMP INSPECTION | 4660129
4363 | 0880-MEC-DD-364-CFW PROCESS 2 | ANNUAL PUMP INSPECTION | 29 | 22 | 2 - Subj Inspection | 0100880K | #ERROR! | #ERROR! |  |  |  | Pump | QI | MEC | Check the general state of the pump. Clean surface as needed. | Noise | Vibration | Dirty | 364 |  |  |  | JDE |  | SULZER PUMPS | Route Created. Pending develop data | 0880-MEC-DD-364-CFW PROCESS 2 ANNUAL PUMP INSPECTION | 4660130
4364 | 0880-MEC-DD-364-CFW PROCESS 2 | ANNUAL PUMP INSPECTION | 29 | 22 | 2 - Subj Inspection | 0100880K | #ERROR! | #ERROR! |  |  |  | Seal | QI | MEC | Inspect Seal and seal piping if applicable. | Wear | Leakage | Plugged | 364 |  |  |  | JDE |  | SULZER PUMPS | Route Created. Pending develop data | 0880-MEC-DD-364-CFW PROCESS 2 ANNUAL PUMP INSPECTION | 4660130
4367 | 0880-MEC-DD-364-CFW PROCESS 2 | ANNUAL PUMP INSPECTION | 29 | 22 | 2 - Subj Inspection | 0100880K | #ERROR! | #ERROR! |  |  |  | Fasteners | QI | MEC | Verify the integrity of the pump’s foundation and check the hold-down bolts for tightness | Wear | Looseness | Corrosion | 364 |  |  |  | JDE |  | SULZER PUMPS | Route Created. Pending develop data | 0880-MEC-DD-364-CFW PROCESS 2 ANNUAL PUMP INSPECTION | 4660130
4371 | 0834-MEC-DD-364-CWW HP SHOWER | ANNUAL PUMP INSPECTION | 29 | 22 | 2 - Subj Inspection | 0100834E | #ERROR! | #ERROR! |  |  |  | Pump | QI | MEC | Check the general state of the pump. Clean surface as needed. | Noise | Vibration | Dirty | 364 |  |  |  | JDE |  | SULZER PUMPS | Route Created. Pending develop data | 0834-MEC-DD-364-CWW HP SHOWER ANNUAL PUMP INSPECTION | 4660131
4372 | 0834-MEC-DD-364-CWW HP SHOWER | ANNUAL PUMP INSPECTION | 29 | 22 | 2 - Subj Inspection | 0100834E | #ERROR! | #ERROR! |  |  |  | Seal | QI | MEC | Inspect Seal and seal piping if applicable. | Wear | Leakage | Plugged | 364 |  |  |  | JDE |  | SULZER PUMPS | Route Created. Pending develop data | 0834-MEC-DD-364-CWW HP SHOWER ANNUAL PUMP INSPECTION | 4660131
4375 | 0834-MEC-DD-364-CWW HP SHOWER | ANNUAL PUMP INSPECTION | 29 | 22 | 2 - Subj Inspection | 0100834E | #ERROR! | #ERROR! |  |  |  | Fasteners | QI | MEC | Verify the integrity of the pump’s foundation and check the hold-down bolts for tightness | Wear | Looseness | Corrosion | 364 |  |  |  | JDE |  | SULZER PUMPS | Route Created. Pending develop data | 0834-MEC-DD-364-CWW HP SHOWER ANNUAL PUMP INSPECTION | 4660131
4379 | 0834-MEC-DD-364-CWW HP SHOWER | ANNUAL PUMP INSPECTION | 29 | 22 | 2 - Subj Inspection | 0100834F | #ERROR! | #ERROR! |  |  |  | Pump | QI | MEC | Check the general state of the pump. Clean surface as needed. | Noise | Vibration | Dirty | 364 |  |  |  | JDE |  | SULZER PUMPS | Route Created. Pending develop data | 0834-MEC-DD-364-CWW HP SHOWER ANNUAL PUMP INSPECTION | 4660131
4380 | 0834-MEC-DD-364-CWW HP SHOWER | ANNUAL PUMP INSPECTION | 29 | 22 | 2 - Subj Inspection | 0100834F | #ERROR! | #ERROR! |  |  |  | Seal | QI | MEC | Inspect Seal and seal piping if applicable. | Wear | Leakage | Plugged | 364 |  |  |  | JDE |  | SULZER PUMPS | Route Created. Pending develop data | 0834-MEC-DD-364-CWW HP SHOWER ANNUAL PUMP INSPECTION | 4660131
4383 | 0834-MEC-DD-364-CWW HP SHOWER | ANNUAL PUMP INSPECTION | 29 | 22 | 2 - Subj Inspection | 0100834F | #ERROR! | #ERROR! |  |  |  | Fasteners | QI | MEC | Verify the integrity of the pump’s foundation and check the hold-down bolts for tightness | Wear | Looseness | Corrosion | 364 |  |  |  | JDE |  | SULZER PUMPS | Route Created. Pending develop data | 0834-MEC-DD-364-CWW HP SHOWER ANNUAL PUMP INSPECTION | 4660131
4387 | 0045-MEC-DD-364-EQUALIZATION | TANK ANNUAL PUMP INSPECTION | 28 | 27 | 2 - Subj Inspection | 5050045BB | #ERROR! | #ERROR! |  |  |  | Pump | QI | MEC | Check the general state of the pump. Clean surface as needed. | Noise | Vibration | Dirty | 364 |  |  |  | JDE |  | SULZER PUMPS | Route Created. Pending develop data | 0045-MEC-DD-364-EQUALIZATION TANK ANNUAL PUMP INSPECTION | 4660132
4388 | 0045-MEC-DD-364-EQUALIZATION | TANK ANNUAL PUMP INSPECTION | 28 | 27 | 2 - Subj Inspection | 5050045BB | #ERROR! | #ERROR! |  |  |  | Seal | QI | MEC | Inspect Seal and seal piping if applicable. | Wear | Leakage | Plugged | 364 |  |  |  | JDE |  | SULZER PUMPS | Route Created. Pending develop data | 0045-MEC-DD-364-EQUALIZATION TANK ANNUAL PUMP INSPECTION | 4660132
4391 | 0045-MEC-DD-364-EQUALIZATION | TANK ANNUAL PUMP INSPECTION | 28 | 27 | 2 - Subj Inspection | 5050045BB | #ERROR! | #ERROR! |  |  |  | Fasteners | QI | UFO | Verify the integrity of the pump’s foundation and check the hold-down bolts for tightness | Wear | Looseness | Corrosion | 364 |  |  |  | JDE |  | SULZER PUMPS | Route Created. Pending develop data | 0045-MEC-DD-364-EQUALIZATION TANK ANNUAL PUMP INSPECTION | 4660132
4395 | 0045-MEC-DD-364-EQUALIZATION | TANK ANNUAL PUMP INSPECTION | 28 | 27 | 2 - Subj Inspection | 5050045BC | #ERROR! | #ERROR! |  |  |  | Pump | QI | MEC | Check the general state of the pump. Clean surface as needed. | Noise | Vibration | Dirty | 364 |  |  |  | JDE |  | SULZER PUMPS | Route Created. Pending develop data | 0045-MEC-DD-364-EQUALIZATION TANK ANNUAL PUMP INSPECTION | 4660132
4396 | 0045-MEC-DD-364-EQUALIZATION | TANK ANNUAL PUMP INSPECTION | 28 | 27 | 2 - Subj Inspection | 5050045BC | #ERROR! | #ERROR! |  |  |  | Seal | QI | MEC | Inspect Seal and seal piping if applicable. | Wear | Leakage | Plugged | 364 |  |  |  | JDE |  | SULZER PUMPS | Route Created. Pending develop data | 0045-MEC-DD-364-EQUALIZATION TANK ANNUAL PUMP INSPECTION | 4660132
4399 | 0045-MEC-DD-364-EQUALIZATION | TANK ANNUAL PUMP INSPECTION | 28 | 27 | 2 - Subj Inspection | 5050045BC | #ERROR! | #ERROR! |  |  |  | Fasteners | QI | UFO | Verify the integrity of the pump’s foundation and check the hold-down bolts for tightness | Wear | Looseness | Corrosion | 364 |  |  |  | JDE |  | SULZER PUMPS | Route Created. Pending develop data | 0045-MEC-DD-364-EQUALIZATION TANK ANNUAL PUMP INSPECTION | 4660132
4403 | 0045-MEC-DD-364-ETP DAF SLUDGE | 1 ANNUAL PUMP INSPECTION | 30 | 24 | 2 - Subj Inspection | 5050045BF | #ERROR! | #ERROR! |  |  |  | Pump | QI | MEC | Check the general state of the pump. Clean surface as needed. | Noise | Vibration | Dirty | 364 |  |  |  | JDE |  | SULZER PUMPS | Route Created. Pending develop data | 0045-MEC-DD-364-ETP DAF SLUDGE 1 ANNUAL PUMP INSPECTION | 4660133
4404 | 0045-MEC-DD-364-ETP DAF SLUDGE | 1 ANNUAL PUMP INSPECTION | 30 | 24 | 2 - Subj Inspection | 5050045BF | #ERROR! | #ERROR! |  |  |  | Seal | QI | MEC | Inspect Seal and seal piping if applicable. | Wear | Leakage | Plugged | 364 |  |  |  | JDE |  | SULZER PUMPS | Route Created. Pending develop data | 0045-MEC-DD-364-ETP DAF SLUDGE 1 ANNUAL PUMP INSPECTION | 4660133
4407 | 0045-MEC-DD-364-ETP DAF SLUDGE | 1 ANNUAL PUMP INSPECTION | 30 | 24 | 2 - Subj Inspection | 5050045BF | #ERROR! | #ERROR! |  |  |  | Fasteners | QI | UFO | Verify the integrity of the pump’s foundation and check the hold-down bolts for tightness | Wear | Looseness | Corrosion | 364 |  |  |  | JDE |  | SULZER PUMPS | Route Created. Pending develop data | 0045-MEC-DD-364-ETP DAF SLUDGE 1 ANNUAL PUMP INSPECTION | 4660133
4411 | 0045-MEC-DD-364-ETP DAF SLUDGE | 2 ANNUAL PUMP INSPECTION | 30 | 24 | 2 - Subj Inspection | 5050045BG | #ERROR! | #ERROR! |  |  |  | Pump | QI | MEC | Check the general state of the pump. Clean surface as needed. | Noise | Vibration | Dirty | 364 |  |  |  | JDE |  | SULZER PUMPS | Route Created. Pending develop data | 0045-MEC-DD-364-ETP DAF SLUDGE 2 ANNUAL PUMP INSPECTION | 4660134
4412 | 0045-MEC-DD-364-ETP DAF SLUDGE | 2 ANNUAL PUMP INSPECTION | 30 | 24 | 2 - Subj Inspection | 5050045BG | #ERROR! | #ERROR! |  |  |  | Seal | QI | MEC | Inspect Seal and seal piping if applicable. | Wear | Leakage | Plugged | 364 |  |  |  | JDE |  | SULZER PUMPS | Route Created. Pending develop data | 0045-MEC-DD-364-ETP DAF SLUDGE 2 ANNUAL PUMP INSPECTION | 4660134
4415 | 0045-MEC-DD-364-ETP DAF SLUDGE | 2 ANNUAL PUMP INSPECTION | 30 | 24 | 2 - Subj Inspection | 5050045BG | #ERROR! | #ERROR! |  |  |  | Fasteners | QI | UFO | Verify the integrity of the pump’s foundation and check the hold-down bolts for tightness | Wear | Looseness | Corrosion | 364 |  |  |  | JDE |  | SULZER PUMPS | Route Created. Pending develop data | 0045-MEC-DD-364-ETP DAF SLUDGE 2 ANNUAL PUMP INSPECTION | 4660134
4419 | 0045-MEC-DD-364-SLUDGE 1 | ANNUAL PUMP INSPECTION | 24 | 22 | 2 - Subj Inspection | 5050045AC | #ERROR! | #ERROR! |  |  |  | Pump | QI | MEC | Check the general state of the pump. Clean surface as needed. | Noise | Vibration | Dirty | 364 |  |  |  | JDE |  | SULZER PUMPS | Route Created. Pending develop data | 0045-MEC-DD-364-SLUDGE 1 ANNUAL PUMP INSPECTION | 4660135
4420 | 0045-MEC-DD-364-SLUDGE 1 | ANNUAL PUMP INSPECTION | 24 | 22 | 2 - Subj Inspection | 5050045AC | #ERROR! | #ERROR! |  |  |  | Seal | QI | MEC | Inspect Seal and seal piping if applicable. | Wear | Leakage | Plugged | 364 |  |  |  | JDE |  | SULZER PUMPS | Route Created. Pending develop data | 0045-MEC-DD-364-SLUDGE 1 ANNUAL PUMP INSPECTION | 4660135
4423 | 0045-MEC-DD-364-SLUDGE 1 | ANNUAL PUMP INSPECTION | 24 | 22 | 2 - Subj Inspection | 5050045AC | #ERROR! | #ERROR! |  |  |  | Fasteners | QI | UFO | Verify the integrity of the pump’s foundation and check the hold-down bolts for tightness | Wear | Looseness | Corrosion | 364 |  |  |  | JDE |  | SULZER PUMPS | Route Created. Pending develop data | 0045-MEC-DD-364-SLUDGE 1 ANNUAL PUMP INSPECTION | 4660135
4427 | 0045-MEC-DD-364-SLUDGE 2 | ANNUAL PUMP INSPECTION | 24 | 22 | 2 - Subj Inspection | 5050045AD | #ERROR! | #ERROR! |  |  |  | Pump | QI | MEC | Check the general state of the pump. Clean surface as needed. | Noise | Vibration | Dirty | 364 |  |  |  | JDE |  | SULZER PUMPS | Route Created. Pending develop data | 0045-MEC-DD-364-SLUDGE 2 ANNUAL PUMP INSPECTION | 4660136
4428 | 0045-MEC-DD-364-SLUDGE 2 | ANNUAL PUMP INSPECTION | 24 | 22 | 2 - Subj Inspection | 5050045AD | #ERROR! | #ERROR! |  |  |  | Seal | QI | MEC | Inspect Seal and seal piping if applicable. | Wear | Leakage | Plugged | 364 |  |  |  | JDE |  | SULZER PUMPS | Route Created. Pending develop data | 0045-MEC-DD-364-SLUDGE 2 ANNUAL PUMP INSPECTION | 4660136
4431 | 0045-MEC-DD-364-SLUDGE 2 | ANNUAL PUMP INSPECTION | 24 | 22 | 2 - Subj Inspection | 5050045AD | #ERROR! | #ERROR! |  |  |  | Fasteners | QI | UFO | Verify the integrity of the pump’s foundation and check the hold-down bolts for tightness | Wear | Looseness | Corrosion | 364 |  |  |  | JDE |  | SULZER PUMPS | Route Created. Pending develop data | 0045-MEC-DD-364-SLUDGE 2 ANNUAL PUMP INSPECTION | 4660136
2063 | 0820-ELE-DD-546-ROBOT ARM | MECH UNIT BATTERY CHANGE | 25 | 24 | 1R - Replace | 0100820P | #ERROR! | #ERROR! | 0100820PA | #ERROR! | #ERROR! | Mechanical Unit Batteries | DD | E&I | Replace the mechanical unit batteries |  |  |  | 546 | 0.1 | See: 2.2 REPLACING THE BATTERIES |  | JDE |  | BALE HANDLING | Route Created. Pending develop data | 0820-ELE-DD-546-ROBOT ARM MECH UNIT BATTERY CHANGE | 4660137
3137 | 0045-UFO-DD-672-FLOCC TANK 1 | GEARBOX INSPECTION | 29 | 18 | 2 - Subj Inspection | 5050045AA | #ERROR! | #ERROR! | 5050045AAA | #ERROR! | #ERROR! | Gearbox seal | DD | UFO | Visual Inspection of the elastic annular gear. If wear or damage is found. Create an order to replace | Wear | Damage |  | 672 |  |  |  | JDE |  | UTILITIES | Route Created. Pending develop data | 0045-UFO-DD-672-FLOCC TANK 1 GEARBOX INSPECTION | 4660138
3138 | 0045-UFO-DD-672-FLOCC TANK 1 | GEARBOX INSPECTION | 29 | 18 | 2 - Subj Inspection | 5050045AA | #ERROR! | #ERROR! | 5050045AAA | #ERROR! | #ERROR! | Gearbox adapter | DD | UFO | Check torque play |  |  |  | 672 |  |  |  | JDE |  | UTILITIES | Route Created. Pending develop data | 0045-UFO-DD-672-FLOCC TANK 1 GEARBOX INSPECTION | 4660138
3139 | 0045-UFO-DD-672-FLOCC TANK 1 | GEARBOX INSPECTION | 29 | 18 | 2 - Subj Inspection | 5050045AA | #ERROR! | #ERROR! | 5050045AAA | #ERROR! | #ERROR! | Gearbox adapter | DD | UFO | Inspect Gearbox Surface. If corrosion or coating damage is found, create an order to touch up | Corrosion | Coating damage |  | 672 |  |  |  | JDE |  | UTILITIES | Route Created. Pending develop data | 0045-UFO-DD-672-FLOCC TANK 1 GEARBOX INSPECTION | 4660138
3151 | 0045-UFO-DD-672-FLOCC TANK 2 | GEARBOX INSPECTION | 28 | 18 | 2 - Subj Inspection | 5050045AB | #ERROR! | #ERROR! | 5050045ABA | #ERROR! | #ERROR! | Gearbox seal | DD | UFO | Visual Inspection of the elastic annular gear. If wear or damage is found. Create an order to replace | Wear | Damage |  | 672 |  |  |  | JDE |  | UTILITIES | Route Created. Pending develop data | 0045-UFO-DD-672-FLOCC TANK 2 GEARBOX INSPECTION | 4660139
3152 | 0045-UFO-DD-672-FLOCC TANK 2 | GEARBOX INSPECTION | 28 | 18 | 2 - Subj Inspection | 5050045AB | #ERROR! | #ERROR! | 5050045ABA | #ERROR! | #ERROR! | Gearbox adapter | DD | UFO | Check torque play |  |  |  | 672 |  |  |  | JDE |  | UTILITIES | Route Created. Pending develop data | 0045-UFO-DD-672-FLOCC TANK 2 GEARBOX INSPECTION | 4660139
3153 | 0045-UFO-DD-672-FLOCC TANK 2 | GEARBOX INSPECTION | 28 | 18 | 2 - Subj Inspection | 5050045AB | #ERROR! | #ERROR! | 5050045ABA | #ERROR! | #ERROR! | Gearbox adapter | DD | UFO | Inspect Gearbox Surface. If corrosion or coating damage is found, create an order to touch up | Corrosion | Coating damage |  | 672 |  |  |  | JDE |  | UTILITIES | Route Created. Pending develop data | 0045-UFO-DD-672-FLOCC TANK 2 GEARBOX INSPECTION | 4660139
3182 | 0045-UFO-DD-672-PRETHICKENER 1 | GEARBOX AND SHOWER INSPECTION | 30 | 29 | 2 - Subj Inspection | 5050045AF | #ERROR! | #ERROR! |  |  |  | Gearbox adapter | DD | UFO | Check torque play |  |  |  | 672 |  |  |  | JDE |  | UTILITIES | Route Created. Pending develop data | 0045-UFO-DD-672-PRETHICKENER 1 GEARBOX AND SHOWER INSPECTION | 4660140
3183 | 0045-UFO-DD-672-PRETHICKENER 1 | GEARBOX AND SHOWER INSPECTION | 30 | 29 | 2 - Subj Inspection | 5050045AF | #ERROR! | #ERROR! |  |  |  | Gearbox adapter | DD | UFO | Visually check the coupling elastic element. If wear or damage is found, create an order to replace. | Wear | Damaged |  | 672 |  |  |  | JDE |  | UTILITIES | Route Created. Pending develop data | 0045-UFO-DD-672-PRETHICKENER 1 GEARBOX AND SHOWER INSPECTION | 4660140
3184 | 0045-UFO-DD-672-PRETHICKENER 1 | GEARBOX AND SHOWER INSPECTION | 30 | 29 | 2 - Subj Inspection | 5050045AF | #ERROR! | #ERROR! |  |  |  | Shower Nozzle | DD | UFO | Inspection and create an order to replace if the spray pattern after cleaning is no longer the true flat fan or stream. | Wear |  |  | 672 |  | If the spray pattern after cleaning is no longer the true flat fan or stream, the nozzle should be replaced. |  | JDE |  | UTILITIES | Route Created. Pending develop data | 0045-UFO-DD-672-PRETHICKENER 1 GEARBOX AND SHOWER INSPECTION | 4660140
3185 | 0045-UFO-DD-672-PRETHICKENER 1 | GEARBOX AND SHOWER INSPECTION | 30 | 29 | 2 - Subj Inspection | 5050045AF | #ERROR! | #ERROR! |  |  |  | Shower Brush | DD | UFO | Inspect the shower brush for wear. Create an order to replace if needed | Wear |  |  | 672 |  | If over time the brushes wear to the point where they no longer dislodge the buildup on the nozzles sufficiently, they should be replaced. |  | JDE |  | UTILITIES | Route Created. Pending develop data | 0045-UFO-DD-672-PRETHICKENER 1 GEARBOX AND SHOWER INSPECTION | 4660140
3186 | 0045-UFO-DD-672-PRETHICKENER 1 | GEARBOX AND SHOWER INSPECTION | 30 | 29 | 2 - Subj Inspection | 5050045AF | #ERROR! | #ERROR! |  |  |  | Shower seal packing | DD | UFO | Inspection and create an order to replace if leakage is found. | Leak |  |  | 672 |  | If over time the brushes wear to the point where they no longer dislodge the buildup on the nozzles sufficiently, they should be replaced. |  | JDE |  | UTILITIES | Route Created. Pending develop data | 0045-UFO-DD-672-PRETHICKENER 1 GEARBOX AND SHOWER INSPECTION | 4660140
3206 | 0045-UFO-DD-672-PRETHICKENER 2 | GEARBOX AND SHOWER INSPECTION | 30 | 29 | 2 - Subj Inspection | 5050045AG | #ERROR! | #ERROR! |  |  |  | Gearbox adapter | DD | UFO | Visually check the coupling elastic element. If wear or damage is found, create an order to replace. | Wear | Damaged |  | 672 |  |  |  | JDE |  | UTILITIES | Route Created. Pending develop data | 0045-UFO-DD-672-PRETHICKENER 2 GEARBOX AND SHOWER INSPECTION | 4660141
3210 | 0045-UFO-DD-672-PRETHICKENER 2 | GEARBOX AND SHOWER INSPECTION | 30 | 29 | 2 - Subj Inspection | 5050045AG | #ERROR! | #ERROR! |  |  |  | Shower Nozzle | DD | UFO | Inspection and create an order to replace if the spray pattern after cleaning is no longer the true flat fan or stream. | Wear |  |  | 672 |  | If the spray pattern after cleaning is no longer the true flat fan or stream, the nozzle should be replaced. |  | JDE |  | UTILITIES | Route Created. Pending develop data | 0045-UFO-DD-672-PRETHICKENER 2 GEARBOX AND SHOWER INSPECTION | 4660141
3221 | 0045-UFO-DD-672-PRETHICKENER 2 | GEARBOX AND SHOWER INSPECTION | 30 | 29 | 2 - Subj Inspection | 5050045AG | #ERROR! | #ERROR! |  |  |  | Shower seal packing | DD | UFO | Inspection and create an order to replace if leakage is found. | Leak |  |  | 672 |  | If excess leakage occurs around the valve shaft during flushouts, the seal packing should be replaced |  | JDE |  | UTILITIES | Route Created. Pending develop data | 0045-UFO-DD-672-PRETHICKENER 2 GEARBOX AND SHOWER INSPECTION | 4660141
3222 | 0045-UFO-DD-672-PRETHICKENER 2 | GEARBOX AND SHOWER INSPECTION | 30 | 29 | 2 - Subj Inspection | 5050045AG | #ERROR! | #ERROR! |  |  |  | Gearbox adapter | DD | UFO | Check torque play |  |  |  | 672 |  |  |  | JDE |  | UTILITIES | Route Created. Pending develop data | 0045-UFO-DD-672-PRETHICKENER 2 GEARBOX AND SHOWER INSPECTION | 4660141
3224 | 0045-UFO-DD-672-PRETHICKENER 2 | GEARBOX AND SHOWER INSPECTION | 30 | 29 | 2 - Subj Inspection | 5050045AG | #ERROR! | #ERROR! |  |  |  | Shower Brush | DD | UFO | Inspect the shower brush for wear. Create an order to replace if needed | Wear |  |  | 672 |  | If over time the brushes wear to the point where they no longer dislodge the buildup on the nozzles sufficiently, they should be replaced. |  | JDE |  | UTILITIES | Route Created. Pending develop data | 0045-UFO-DD-672-PRETHICKENER 2 GEARBOX AND SHOWER INSPECTION | 4660141
3291 | 0045-MEC-DD-672-ETP DAF PUMP | SEALS AND INJECTOR REPLACEMENT | 28 | 30 | 2 - Subj Inspection | 5050045BDEA | #ERROR! | #ERROR! |  |  |  | Impeller Injectors | DD | MEC | Visual Inspection and replace if required | Wear |  |  | 672 |  |  |  | JDE | Confirm frequency of this shutdown | UTILITIES | Route Created. Pending develop data | 0045-MEC-DD-672-ETP DAF PUMP SEALS AND INJECTOR REPLACEMENT | 4660142
3292 | 0045-MEC-DD-672-ETP DAF PUMP | SEALS AND INJECTOR REPLACEMENT | 28 | 30 | 2 - Subj Inspection | 5050045BDEA | #ERROR! | #ERROR! |  |  |  | Bearing seals | DD | MEC | Visual Inspection and replace if required | Wear | Breakage |  | 672 |  |  |  | JDE | Confirm frequency of this shutdown | UTILITIES | Route Created. Pending develop data | 0045-MEC-DD-672-ETP DAF PUMP SEALS AND INJECTOR REPLACEMENT | 4660142
3293 | 0045-MEC-DD-672-ETP DAF PUMP | SEALS AND INJECTOR REPLACEMENT | 28 | 30 | 2 - Subj Inspection | 5050045BDEA | #ERROR! | #ERROR! |  |  |  | Mechanical seal | DD | MEC | Visual Inspection and replace if required | Wear | Breakage |  | 672 |  |  |  | JDE | Confirm frequency of this shutdown | UTILITIES | Route Created. Pending develop data | 0045-MEC-DD-672-ETP DAF PUMP SEALS AND INJECTOR REPLACEMENT | 4660142
3406 | 0050-ELE-DD-728-AIR DRYER 1 | INSTRUMENTATION REPLACEMENT | 27 | 27 | 1R - Replace | 5050050D | #ERROR! | #ERROR! |  |  |  | Check valves | DD | E&I | Replace |  |  |  | 728 |  |  |  | JDE |  | UTILITIES | Route Created. Pending develop data | 0050-ELE-DD-728-AIR DRYER 1 INSTRUMENTATION REPLACEMENT | 4660143
3407 | 0050-ELE-DD-728-AIR DRYER 1 | INSTRUMENTATION REPLACEMENT | 27 | 27 | 1R - Replace | 5050050D | #ERROR! | #ERROR! |  |  |  | No-loss drain valves | DD | E&I | Replace |  |  |  | 728 |  |  |  | JDE |  | UTILITIES | Route Created. Pending develop data | 0050-ELE-DD-728-AIR DRYER 1 INSTRUMENTATION REPLACEMENT | 4660143
3412 | 0050-ELE-DD-728-AIR DRYER 1 | INSTRUMENTATION REPLACEMENT | 27 | 27 | 1R - Replace | 5050050D | #ERROR! | #ERROR! |  |  |  | Control air solenoid Valve | DD | E&I | Replace |  |  |  | 728 |  |  |  | JDE |  | UTILITIES | Route Created. Pending develop data | 0050-ELE-DD-728-AIR DRYER 1 INSTRUMENTATION REPLACEMENT | 4660143
3413 | 0050-ELE-DD-728-AIR DRYER 1 | INSTRUMENTATION REPLACEMENT | 27 | 27 | 1R - Replace | 5050050D | #ERROR! | #ERROR! |  |  |  | Outlet flow check valve | DD | E&I | Replace |  |  |  | 728 |  |  |  | JDE |  | UTILITIES | Route Created. Pending develop data | 0050-ELE-DD-728-AIR DRYER 1 INSTRUMENTATION REPLACEMENT | 4660143
3414 | 0050-ELE-DD-728-AIR DRYER 1 | INSTRUMENTATION REPLACEMENT | 27 | 27 | 1R - Replace | 5050050D | #ERROR! | #ERROR! |  |  |  | Blue moisture indicator | DD | E&I | Replace |  |  |  | 728 |  |  |  | JDE |  | UTILITIES | Route Created. Pending develop data | 0050-ELE-DD-728-AIR DRYER 1 INSTRUMENTATION REPLACEMENT | 4660143
3415 | 0050-ELE-DD-728-AIR DRYER 1 | INSTRUMENTATION REPLACEMENT | 27 | 27 | 1R - Replace | 5050050D | #ERROR! | #ERROR! |  |  |  | Blower pressure gauge | DD | E&I | Replace |  |  |  | 728 |  |  |  | JDE |  | UTILITIES | Route Created. Pending develop data | 0050-ELE-DD-728-AIR DRYER 1 INSTRUMENTATION REPLACEMENT | 4660143
3416 | 0050-ELE-DD-728-AIR DRYER 1 | INSTRUMENTATION REPLACEMENT | 27 | 27 | 1R - Replace | 5050050D | #ERROR! | #ERROR! |  |  |  | Pressure purge gauge | DD | E&I | Replace |  |  |  | 728 |  |  |  | JDE |  | UTILITIES | Route Created. Pending develop data | 0050-ELE-DD-728-AIR DRYER 1 INSTRUMENTATION REPLACEMENT | 4660143
3417 | 0050-ELE-DD-728-AIR DRYER 1 | INSTRUMENTATION REPLACEMENT | 27 | 27 | 1R - Replace | 5050050D | #ERROR! | #ERROR! |  |  |  | Tower pressure gauge | DD | E&I | Replace |  |  |  | 728 |  |  |  | JDE |  | UTILITIES | Route Created. Pending develop data | 0050-ELE-DD-728-AIR DRYER 1 INSTRUMENTATION REPLACEMENT | 4660143
3418 | 0050-ELE-DD-728-AIR DRYER 1 | INSTRUMENTATION REPLACEMENT | 27 | 27 | 1R - Replace | 5050050D | #ERROR! | #ERROR! |  |  |  | Tower temperature gauge | DD | E&I | Replace |  |  |  | 728 |  |  |  | JDE |  | UTILITIES | Route Created. Pending develop data | 0050-ELE-DD-728-AIR DRYER 1 INSTRUMENTATION REPLACEMENT | 4660143
3419 | 0050-ELE-DD-728-AIR DRYER 1 | INSTRUMENTATION REPLACEMENT | 27 | 27 | 1R - Replace | 5050050D | #ERROR! | #ERROR! |  |  |  | Heater hight temperature safety thermostat | DD | E&I | Replace |  |  |  | 728 |  |  |  | JDE |  | UTILITIES | Route Created. Pending develop data | 0050-ELE-DD-728-AIR DRYER 1 INSTRUMENTATION REPLACEMENT | 4660143
3420 | 0050-ELE-DD-728-AIR DRYER 1 | INSTRUMENTATION REPLACEMENT | 27 | 27 | 1R - Replace | 5050050D | #ERROR! | #ERROR! |  |  |  | Fail to shift low Pressure switch | DD | E&I | Replace |  |  |  | 728 |  |  |  | JDE |  | UTILITIES | Route Created. Pending develop data | 0050-ELE-DD-728-AIR DRYER 1 INSTRUMENTATION REPLACEMENT | 4660143
3421 | 0050-ELE-DD-728-AIR DRYER 1 | INSTRUMENTATION REPLACEMENT | 27 | 27 | 1R - Replace | 5050050D | #ERROR! | #ERROR! |  |  |  | Control air regulator | DD | E&I | Replace |  |  |  | 728 |  |  |  | JDE |  | UTILITIES | Route Created. Pending develop data | 0050-ELE-DD-728-AIR DRYER 1 INSTRUMENTATION REPLACEMENT | 4660143
3422 | 0050-ELE-DD-728-AIR DRYER 1 | INSTRUMENTATION REPLACEMENT | 27 | 27 | 1R - Replace | 5050050D | #ERROR! | #ERROR! |  |  |  | Air operated depress valve | DD | E&I | Replace |  |  |  | 728 |  |  |  | JDE |  | UTILITIES | Route Created. Pending develop data | 0050-ELE-DD-728-AIR DRYER 1 INSTRUMENTATION REPLACEMENT | 4660143
3423 | 0050-ELE-DD-728-AIR DRYER 1 | INSTRUMENTATION REPLACEMENT | 27 | 27 | 1R - Replace | 5050050D | #ERROR! | #ERROR! |  |  |  | Purge check valve | DD | E&I | Replace |  |  |  | 728 |  |  |  | JDE |  | UTILITIES | Route Created. Pending develop data | 0050-ELE-DD-728-AIR DRYER 1 INSTRUMENTATION REPLACEMENT | 4660143
3627 | 0050-ELE-DD-728-AIR DRYER 2 | INSTRUMENTATION REPLACEMENT | 27 | 27 | 1R - Replace | 5050050E | #ERROR! | #ERROR! |  |  |  | Check valves | DD | E&I | Replace |  |  |  | 728 |  |  |  | JDE |  | UTILITIES | Route Created. Pending develop data | 0050-ELE-DD-728-AIR DRYER 2 INSTRUMENTATION REPLACEMENT | 4660144
3628 | 0050-ELE-DD-728-AIR DRYER 2 | INSTRUMENTATION REPLACEMENT | 27 | 27 | 1R - Replace | 5050050E | #ERROR! | #ERROR! |  |  |  | No-loss drain valves | DD | E&I | Replace |  |  |  | 728 |  |  |  | JDE |  | UTILITIES | Route Created. Pending develop data | 0050-ELE-DD-728-AIR DRYER 2 INSTRUMENTATION REPLACEMENT | 4660144
3633 | 0050-ELE-DD-728-AIR DRYER 2 | INSTRUMENTATION REPLACEMENT | 27 | 27 | 1R - Replace | 5050050E | #ERROR! | #ERROR! |  |  |  | Control air solenoid Valve | DD | E&I | Replace |  |  |  | 728 |  |  |  | JDE |  | UTILITIES | Route Created. Pending develop data | 0050-ELE-DD-728-AIR DRYER 2 INSTRUMENTATION REPLACEMENT | 4660144
3634 | 0050-ELE-DD-728-AIR DRYER 2 | INSTRUMENTATION REPLACEMENT | 27 | 27 | 1R - Replace | 5050050E | #ERROR! | #ERROR! |  |  |  | Outlet flow check valve | DD | E&I | Replace |  |  |  | 728 |  |  |  | JDE |  | UTILITIES | Route Created. Pending develop data | 0050-ELE-DD-728-AIR DRYER 2 INSTRUMENTATION REPLACEMENT | 4660144
3635 | 0050-ELE-DD-728-AIR DRYER 2 | INSTRUMENTATION REPLACEMENT | 27 | 27 | 1R - Replace | 5050050E | #ERROR! | #ERROR! |  |  |  | Blue moisture indicator | DD | E&I | Replace |  |  |  | 728 |  |  |  | JDE |  | UTILITIES | Route Created. Pending develop data | 0050-ELE-DD-728-AIR DRYER 2 INSTRUMENTATION REPLACEMENT | 4660144
3636 | 0050-ELE-DD-728-AIR DRYER 2 | INSTRUMENTATION REPLACEMENT | 27 | 27 | 1R - Replace | 5050050E | #ERROR! | #ERROR! |  |  |  | Blower pressure gauge | DD | E&I | Replace |  |  |  | 728 |  |  |  | JDE |  | UTILITIES | Route Created. Pending develop data | 0050-ELE-DD-728-AIR DRYER 2 INSTRUMENTATION REPLACEMENT | 4660144
3637 | 0050-ELE-DD-728-AIR DRYER 2 | INSTRUMENTATION REPLACEMENT | 27 | 27 | 1R - Replace | 5050050E | #ERROR! | #ERROR! |  |  |  | Pressure purge gauge | DD | E&I | Replace |  |  |  | 728 |  |  |  | JDE |  | UTILITIES | Route Created. Pending develop data | 0050-ELE-DD-728-AIR DRYER 2 INSTRUMENTATION REPLACEMENT | 4660144
3638 | 0050-ELE-DD-728-AIR DRYER 2 | INSTRUMENTATION REPLACEMENT | 27 | 27 | 1R - Replace | 5050050E | #ERROR! | #ERROR! |  |  |  | Tower pressure gauge | DD | E&I | Replace |  |  |  | 728 |  |  |  | JDE |  | UTILITIES | Route Created. Pending develop data | 0050-ELE-DD-728-AIR DRYER 2 INSTRUMENTATION REPLACEMENT | 4660144
3639 | 0050-ELE-DD-728-AIR DRYER 2 | INSTRUMENTATION REPLACEMENT | 27 | 27 | 1R - Replace | 5050050E | #ERROR! | #ERROR! |  |  |  | Tower temperature gauge | DD | E&I | Replace |  |  |  | 728 |  |  |  | JDE |  | UTILITIES | Route Created. Pending develop data | 0050-ELE-DD-728-AIR DRYER 2 INSTRUMENTATION REPLACEMENT | 4660144
3640 | 0050-ELE-DD-728-AIR DRYER 2 | INSTRUMENTATION REPLACEMENT | 27 | 27 | 1R - Replace | 5050050E | #ERROR! | #ERROR! |  |  |  | Heater hight temperature safety thermostat | DD | E&I | Replace |  |  |  | 728 |  |  |  | JDE |  | UTILITIES | Route Created. Pending develop data | 0050-ELE-DD-728-AIR DRYER 2 INSTRUMENTATION REPLACEMENT | 4660144
3641 | 0050-ELE-DD-728-AIR DRYER 2 | INSTRUMENTATION REPLACEMENT | 27 | 27 | 1R - Replace | 5050050E | #ERROR! | #ERROR! |  |  |  | Fail to shift low Pressure switch | DD | E&I | Replace |  |  |  | 728 |  |  |  | JDE |  | UTILITIES | Route Created. Pending develop data | 0050-ELE-DD-728-AIR DRYER 2 INSTRUMENTATION REPLACEMENT | 4660144
3642 | 0050-ELE-DD-728-AIR DRYER 2 | INSTRUMENTATION REPLACEMENT | 27 | 27 | 1R - Replace | 5050050E | #ERROR! | #ERROR! |  |  |  | Control air regulator | DD | E&I | Replace |  |  |  | 728 |  |  |  | JDE |  | UTILITIES | Route Created. Pending develop data | 0050-ELE-DD-728-AIR DRYER 2 INSTRUMENTATION REPLACEMENT | 4660144
3643 | 0050-ELE-DD-728-AIR DRYER 2 | INSTRUMENTATION REPLACEMENT | 27 | 27 | 1R - Replace | 5050050E | #ERROR! | #ERROR! |  |  |  | Air operated depress valve | DD | E&I | Replace |  |  |  | 728 |  |  |  | JDE |  | UTILITIES | Route Created. Pending develop data | 0050-ELE-DD-728-AIR DRYER 2 INSTRUMENTATION REPLACEMENT | 4660144
3644 | 0050-ELE-DD-728-AIR DRYER 2 | INSTRUMENTATION REPLACEMENT | 27 | 27 | 1R - Replace | 5050050E | #ERROR! | #ERROR! |  |  |  | Purge check valve | DD | E&I | Replace |  |  |  | 728 |  |  |  | JDE |  | UTILITIES | Route Created. Pending develop data | 0050-ELE-DD-728-AIR DRYER 2 INSTRUMENTATION REPLACEMENT | 4660144
3667 | 0050-ELE-DD-728-AIR DRYER 3 | INSTRUMENTATION REPLACEMENT | 27 | 27 | 1R - Replace | 5050050F | #ERROR! | #ERROR! |  |  |  | Check valves | DD | E&I | Replace |  |  |  | 728 |  |  |  | JDE |  | UTILITIES | Route Created. Pending develop data | 0050-ELE-DD-728-AIR DRYER 3 INSTRUMENTATION REPLACEMENT | 4660145
3668 | 0050-ELE-DD-728-AIR DRYER 3 | INSTRUMENTATION REPLACEMENT | 27 | 27 | 1R - Replace | 5050050F | #ERROR! | #ERROR! |  |  |  | No-loss drain valves | DD | E&I | Replace |  |  |  | 728 |  |  |  | JDE |  | UTILITIES | Route Created. Pending develop data | 0050-ELE-DD-728-AIR DRYER 3 INSTRUMENTATION REPLACEMENT | 4660145
3673 | 0050-ELE-DD-728-AIR DRYER 3 | INSTRUMENTATION REPLACEMENT | 27 | 27 | 1R - Replace | 5050050F | #ERROR! | #ERROR! |  |  |  | Control air solenoid Valve | DD | E&I | Replace |  |  |  | 728 |  |  |  | JDE |  | UTILITIES | Route Created. Pending develop data | 0050-ELE-DD-728-AIR DRYER 3 INSTRUMENTATION REPLACEMENT | 4660145
3674 | 0050-ELE-DD-728-AIR DRYER 3 | INSTRUMENTATION REPLACEMENT | 27 | 27 | 1R - Replace | 5050050F | #ERROR! | #ERROR! |  |  |  | Outlet flow check valve | DD | E&I | Replace |  |  |  | 728 |  |  |  | JDE |  | UTILITIES | Route Created. Pending develop data | 0050-ELE-DD-728-AIR DRYER 3 INSTRUMENTATION REPLACEMENT | 4660145
3675 | 0050-ELE-DD-728-AIR DRYER 3 | INSTRUMENTATION REPLACEMENT | 27 | 27 | 1R - Replace | 5050050F | #ERROR! | #ERROR! |  |  |  | Blue moisture indicator | DD | E&I | Replace |  |  |  | 728 |  |  |  | JDE |  | UTILITIES | Route Created. Pending develop data | 0050-ELE-DD-728-AIR DRYER 3 INSTRUMENTATION REPLACEMENT | 4660145
3676 | 0050-ELE-DD-728-AIR DRYER 3 | INSTRUMENTATION REPLACEMENT | 27 | 27 | 1R - Replace | 5050050F | #ERROR! | #ERROR! |  |  |  | Blower pressure gauge | DD | E&I | Replace |  |  |  | 728 |  |  |  | JDE |  | UTILITIES | Route Created. Pending develop data | 0050-ELE-DD-728-AIR DRYER 3 INSTRUMENTATION REPLACEMENT | 4660145
3677 | 0050-ELE-DD-728-AIR DRYER 3 | INSTRUMENTATION REPLACEMENT | 27 | 27 | 1R - Replace | 5050050F | #ERROR! | #ERROR! |  |  |  | Pressure purge gauge | DD | E&I | Replace |  |  |  | 728 |  |  |  | JDE |  | UTILITIES | Route Created. Pending develop data | 0050-ELE-DD-728-AIR DRYER 3 INSTRUMENTATION REPLACEMENT | 4660145
3678 | 0050-ELE-DD-728-AIR DRYER 3 | INSTRUMENTATION REPLACEMENT | 27 | 27 | 1R - Replace | 5050050F | #ERROR! | #ERROR! |  |  |  | Tower pressure gauge | DD | E&I | Replace |  |  |  | 728 |  |  |  | JDE |  | UTILITIES | Route Created. Pending develop data | 0050-ELE-DD-728-AIR DRYER 3 INSTRUMENTATION REPLACEMENT | 4660145
3679 | 0050-ELE-DD-728-AIR DRYER 3 | INSTRUMENTATION REPLACEMENT | 27 | 27 | 1R - Replace | 5050050F | #ERROR! | #ERROR! |  |  |  | Tower temperature gauge | DD | E&I | Replace |  |  |  | 728 |  |  |  | JDE |  | UTILITIES | Route Created. Pending develop data | 0050-ELE-DD-728-AIR DRYER 3 INSTRUMENTATION REPLACEMENT | 4660145
3680 | 0050-ELE-DD-728-AIR DRYER 3 | INSTRUMENTATION REPLACEMENT | 27 | 27 | 1R - Replace | 5050050F | #ERROR! | #ERROR! |  |  |  | Heater hight temperature safety thermostat | DD | E&I | Replace |  |  |  | 728 |  |  |  | JDE |  | UTILITIES | Route Created. Pending develop data | 0050-ELE-DD-728-AIR DRYER 3 INSTRUMENTATION REPLACEMENT | 4660145
3681 | 0050-ELE-DD-728-AIR DRYER 3 | INSTRUMENTATION REPLACEMENT | 27 | 27 | 1R - Replace | 5050050F | #ERROR! | #ERROR! |  |  |  | Fail to shift low Pressure switch | DD | E&I | Replace |  |  |  | 728 |  |  |  | JDE |  | UTILITIES | Route Created. Pending develop data | 0050-ELE-DD-728-AIR DRYER 3 INSTRUMENTATION REPLACEMENT | 4660145
3682 | 0050-ELE-DD-728-AIR DRYER 3 | INSTRUMENTATION REPLACEMENT | 27 | 27 | 1R - Replace | 5050050F | #ERROR! | #ERROR! |  |  |  | Control air regulator | DD | E&I | Replace |  |  |  | 728 |  |  |  | JDE |  | UTILITIES | Route Created. Pending develop data | 0050-ELE-DD-728-AIR DRYER 3 INSTRUMENTATION REPLACEMENT | 4660145
3683 | 0050-ELE-DD-728-AIR DRYER 3 | INSTRUMENTATION REPLACEMENT | 27 | 27 | 1R - Replace | 5050050F | #ERROR! | #ERROR! |  |  |  | Air operated depress valve | DD | E&I | Replace |  |  |  | 728 |  |  |  | JDE |  | UTILITIES | Route Created. Pending develop data | 0050-ELE-DD-728-AIR DRYER 3 INSTRUMENTATION REPLACEMENT | 4660145
3684 | 0050-ELE-DD-728-AIR DRYER 3 | INSTRUMENTATION REPLACEMENT | 27 | 27 | 1R - Replace | 5050050F | #ERROR! | #ERROR! |  |  |  | Purge check valve | DD | E&I | Replace |  |  |  | 728 |  |  |  | JDE |  | UTILITIES | Route Created. Pending develop data | 0050-ELE-DD-728-AIR DRYER 3 INSTRUMENTATION REPLACEMENT | 4660145
4277 | 0045-MEC-DD-728-RECYCLE WATER | 1 BIENNIAL PUMP INSPECTION | 29 | 26 | 2 - Subj Inspection | 5050045BI | #ERROR! | #ERROR! |  |  |  | Coupling | DD | MEC | Ensure that there is no play on the shaft and no wear on the part. | Wear | Looseness | Clearance/alignment failure | 728 |  |  |  | JDE |  | SULZER PUMPS | Route Created. Pending develop data | 0045-MEC-DD-728-RECYCLE WATER 1 BIENNIAL PUMP INSPECTION | 4660146
4278 | 0045-MEC-DD-728-RECYCLE WATER | 1 BIENNIAL PUMP INSPECTION | 29 | 26 | 3 - Obj Inspection | 5050045BI | #ERROR! | #ERROR! |  |  |  | Coupling | DD | MEC | Use laser equipment to measure alignment | Clearance/alignment failure |  |  | 728 |  |  |  | JDE |  | SULZER PUMPS | Route Created. Pending develop data | 0045-MEC-DD-728-RECYCLE WATER 1 BIENNIAL PUMP INSPECTION | 4660146
3920 | 0800-MEC-IRD-728-M8 PUMPS | EXTERNAL SURFACE INSPECTION | 25 | 27 | 2 - Subj Inspection | 0100880B | #ERROR! | #ERROR! |  |  |  | Casing | IRD | MEC | Inspect Pump Surface. If corrosion or coating damage is found, create an order to touch up paint | Corrosion | Coating wear |  | 728 |  |  |  | JDE |  | SULZER PUMPS | Route Created. Pending develop data | 0800-MEC-IRD-728-M8 PUMPS EXTERNAL SURFACE INSPECTION | 4660147
3928 | 0800-MEC-IRD-728-M8 PUMPS | EXTERNAL SURFACE INSPECTION | 25 | 27 | 2 - Subj Inspection | 0100832HF | #ERROR! | #ERROR! |  |  |  | Casing | IRD | MEC | Inspect Pump Surface. If corrosion or coating damage is found, create an order to touch up paint | Corrosion | Coating wear |  | 728 |  |  |  | JDE |  | SULZER PUMPS | Route Created. Pending develop data | 0800-MEC-IRD-728-M8 PUMPS EXTERNAL SURFACE INSPECTION | 4660147
3936 | 0800-MEC-IRD-728-M8 PUMPS | EXTERNAL SURFACE INSPECTION | 25 | 27 | 2 - Subj Inspection | 0100836S | #ERROR! | #ERROR! |  |  |  | Casing | IRD | MEC | Inspect Pump Surface. If corrosion or coating damage is found, create an order to touch up paint | Corrosion | Coating wear |  | 728 |  |  |  | JDE |  | SULZER PUMPS | Route Created. Pending develop data | 0800-MEC-IRD-728-M8 PUMPS EXTERNAL SURFACE INSPECTION | 4660147
3944 | 0800-MEC-IRD-728-M8 PUMPS | EXTERNAL SURFACE INSPECTION | 25 | 27 | 2 - Subj Inspection | 0100832I | #ERROR! | #ERROR! |  |  |  | Casing | IRD | MEC | Inspect Pump Surface. If corrosion or coating damage is found, create an order to touch up paint | Corrosion | Coating wear |  | 728 |  |  |  | JDE |  | SULZER PUMPS | Route Created. Pending develop data | 0800-MEC-IRD-728-M8 PUMPS EXTERNAL SURFACE INSPECTION | 4660147
3952 | 0800-MEC-IRD-728-M8 PUMPS | EXTERNAL SURFACE INSPECTION | 25 | 27 | 2 - Subj Inspection | 0100822AB | #ERROR! | #ERROR! |  |  |  | Casing | IRD | MEC | Inspect Pump Surface. If corrosion or coating damage is found, create an order to touch up paint | Corrosion | Coating wear |  | 728 |  |  |  | JDE |  | SULZER PUMPS | Route Created. Pending develop data | 0800-MEC-IRD-728-M8 PUMPS EXTERNAL SURFACE INSPECTION | 4660147
3960 | 0800-MEC-IRD-728-M8 PUMPS | EXTERNAL SURFACE INSPECTION | 25 | 27 | 2 - Subj Inspection | 0100824AB | #ERROR! | #ERROR! |  |  |  | Casing | IRD | MEC | Inspect Pump Surface. If corrosion or coating damage is found, create an order to touch up paint | Corrosion | Coating wear |  | 728 |  |  |  | JDE |  | SULZER PUMPS | Route Created. Pending develop data | 0800-MEC-IRD-728-M8 PUMPS EXTERNAL SURFACE INSPECTION | 4660147
3968 | 0800-MEC-IRD-728-M8 PUMPS | EXTERNAL SURFACE INSPECTION | 25 | 27 | 2 - Subj Inspection | 0100836Z | #ERROR! | #ERROR! |  |  |  | Casing | IRD | MEC | Inspect Pump Surface. If corrosion or coating damage is found, create an order to touch up paint | Corrosion | Coating wear |  | 728 |  |  |  | JDE |  | SULZER PUMPS | Route Created. Pending develop data | 0800-MEC-IRD-728-M8 PUMPS EXTERNAL SURFACE INSPECTION | 4660147
3976 | 0800-MEC-IRD-728-M8 PUMPS | EXTERNAL SURFACE INSPECTION | 25 | 27 | 2 - Subj Inspection | 0100826L | #ERROR! | #ERROR! |  |  |  | Casing | IRD | MEC | Inspect Pump Surface. If corrosion or coating damage is found, create an order to touch up paint | Corrosion | Coating wear |  | 728 |  |  |  | JDE |  | SULZER PUMPS | Route Created. Pending develop data | 0800-MEC-IRD-728-M8 PUMPS EXTERNAL SURFACE INSPECTION | 4660147
3984 | 0800-MEC-IRD-728-M8 PUMPS | EXTERNAL SURFACE INSPECTION | 25 | 27 | 2 - Subj Inspection | 0100826MA | #ERROR! | #ERROR! |  |  |  | Casing | IRD | MEC | Inspect Pump Surface. If corrosion or coating damage is found, create an order to touch up paint | Corrosion | Coating wear |  | 728 |  |  |  | JDE |  | SULZER PUMPS | Route Created. Pending develop data | 0800-MEC-IRD-728-M8 PUMPS EXTERNAL SURFACE INSPECTION | 4660147
3992 | 0800-MEC-IRD-728-M8 PUMPS | EXTERNAL SURFACE INSPECTION | 25 | 27 | 2 - Subj Inspection | 0100830N | #ERROR! | #ERROR! |  |  |  | Casing | IRD | MEC | Inspect Pump Surface. If corrosion or coating damage is found, create an order to touch up paint | Corrosion | Coating wear |  | 728 |  |  |  | JDE |  | SULZER PUMPS | Route Created. Pending develop data | 0800-MEC-IRD-728-M8 PUMPS EXTERNAL SURFACE INSPECTION | 4660147
4000 | 0800-MEC-IRD-728-M8 PUMPS | EXTERNAL SURFACE INSPECTION | 25 | 27 | 2 - Subj Inspection | 0100830K | #ERROR! | #ERROR! |  |  |  | Casing | IRD | MEC | Inspect Pump Surface. If corrosion or coating damage is found, create an order to touch up paint | Corrosion | Coating wear |  | 728 |  |  |  | JDE |  | SULZER PUMPS | Route Created. Pending develop data | 0800-MEC-IRD-728-M8 PUMPS EXTERNAL SURFACE INSPECTION | 4660147
4008 | 0800-MEC-IRD-728-M8 PUMPS | EXTERNAL SURFACE INSPECTION | 25 | 27 | 2 - Subj Inspection | 0100830G | #ERROR! | #ERROR! |  |  |  | Casing | IRD | MEC | Inspect Pump Surface. If corrosion or coating damage is found, create an order to touch up paint | Corrosion | Coating wear |  | 728 |  |  |  | JDE |  | SULZER PUMPS | Route Created. Pending develop data | 0800-MEC-IRD-728-M8 PUMPS EXTERNAL SURFACE INSPECTION | 4660147
4016 | 0800-MEC-IRD-728-M8 PUMPS | EXTERNAL SURFACE INSPECTION | 25 | 27 | 2 - Subj Inspection | 0100830C | #ERROR! | #ERROR! |  |  |  | Casing | IRD | MEC | Inspect Pump Surface. If corrosion or coating damage is found, create an order to touch up paint | Corrosion | Coating wear |  | 728 |  |  |  | JDE |  | SULZER PUMPS | Route Created. Pending develop data | 0800-MEC-IRD-728-M8 PUMPS EXTERNAL SURFACE INSPECTION | 4660147
4024 | 0800-MEC-IRD-728-M8 PUMPS | EXTERNAL SURFACE INSPECTION | 25 | 27 | 2 - Subj Inspection | 0100832HG | #ERROR! | #ERROR! |  |  |  | Casing | IRD | MEC | Inspect Pump Surface. If corrosion or coating damage is found, create an order to touch up paint | Corrosion | Coating wear |  | 728 |  |  |  | JDE |  | SULZER PUMPS | Route Created. Pending develop data | 0800-MEC-IRD-728-M8 PUMPS EXTERNAL SURFACE INSPECTION | 4660147
4032 | 0800-MEC-IRD-728-M8 PUMPS | EXTERNAL SURFACE INSPECTION | 25 | 27 | 2 - Subj Inspection | 0100834H | #ERROR! | #ERROR! |  |  |  | Casing | IRD | MEC | Inspect Pump Surface. If corrosion or coating damage is found, create an order to touch up paint | Corrosion | Coating wear |  | 728 |  |  |  | JDE |  | SULZER PUMPS | Route Created. Pending develop data | 0800-MEC-IRD-728-M8 PUMPS EXTERNAL SURFACE INSPECTION | 4660147
4040 | 0800-MEC-IRD-728-M8 PUMPS | EXTERNAL SURFACE INSPECTION | 25 | 27 | 2 - Subj Inspection | 0100880M | #ERROR! | #ERROR! |  |  |  | Casing | IRD | MEC | Inspect Pump Surface. If corrosion or coating damage is found, create an order to touch up paint | Corrosion | Coating wear |  | 728 |  |  |  | JDE |  | SULZER PUMPS | Route Created. Pending develop data | 0800-MEC-IRD-728-M8 PUMPS EXTERNAL SURFACE INSPECTION | 4660147
4048 | 0800-MEC-IRD-728-M8 PUMPS | EXTERNAL SURFACE INSPECTION | 25 | 27 | 2 - Subj Inspection | 0100833F | #ERROR! | #ERROR! |  |  |  | Casing | IRD | MEC | Inspect Pump Surface. If corrosion or coating damage is found, create an order to touch up paint | Corrosion | Coating wear |  | 728 |  |  |  | JDE |  | SULZER PUMPS | Route Created. Pending develop data | 0800-MEC-IRD-728-M8 PUMPS EXTERNAL SURFACE INSPECTION | 4660147
4056 | 0800-MEC-IRD-728-M8 PUMPS | EXTERNAL SURFACE INSPECTION | 25 | 27 | 2 - Subj Inspection | 0100832E | #ERROR! | #ERROR! |  |  |  | Casing | IRD | MEC | Inspect Pump Surface. If corrosion or coating damage is found, create an order to touch up paint | Corrosion | Coating wear |  | 728 |  |  |  | JDE |  | SULZER PUMPS | Route Created. Pending develop data | 0800-MEC-IRD-728-M8 PUMPS EXTERNAL SURFACE INSPECTION | 4660147
4064 | 0800-MEC-IRD-728-M8 PUMPS | EXTERNAL SURFACE INSPECTION | 25 | 27 | 2 - Subj Inspection | 0100832G | #ERROR! | #ERROR! |  |  |  | Casing | IRD | MEC | Inspect Pump Surface. If corrosion or coating damage is found, create an order to touch up paint | Corrosion | Coating wear |  | 728 |  |  |  | JDE |  | SULZER PUMPS | Route Created. Pending develop data | 0800-MEC-IRD-728-M8 PUMPS EXTERNAL SURFACE INSPECTION | 4660147
4072 | 0800-MEC-IRD-728-M8 PUMPS | EXTERNAL SURFACE INSPECTION | 25 | 27 | 2 - Subj Inspection | 0100833B | #ERROR! | #ERROR! |  |  |  | Casing | IRD | MEC | Inspect Pump Surface. If corrosion or coating damage is found, create an order to touch up paint | Corrosion | Coating wear |  | 728 |  |  |  | JDE |  | SULZER PUMPS | Route Created. Pending develop data | 0800-MEC-IRD-728-M8 PUMPS EXTERNAL SURFACE INSPECTION | 4660147
4080 | 0800-MEC-IRD-728-M8 PUMPS | EXTERNAL SURFACE INSPECTION | 25 | 27 | 2 - Subj Inspection | 0100826AD | #ERROR! | #ERROR! |  |  |  | Casing | IRD | MEC | Inspect Pump Surface. If corrosion or coating damage is found, create an order to touch up paint | Corrosion | Coating wear |  | 728 |  |  |  | JDE |  | SULZER PUMPS | Route Created. Pending develop data | 0800-MEC-IRD-728-M8 PUMPS EXTERNAL SURFACE INSPECTION | 4660147
4088 | 0800-MEC-IRD-728-M8 PUMPS | EXTERNAL SURFACE INSPECTION | 25 | 27 | 2 - Subj Inspection | 0100826AE | #ERROR! | #ERROR! |  |  |  | Casing | IRD | MEC | Inspect Pump Surface. If corrosion or coating damage is found, create an order to touch up paint | Corrosion | Coating wear |  | 728 |  |  |  | JDE |  | SULZER PUMPS | Route Created. Pending develop data | 0800-MEC-IRD-728-M8 PUMPS EXTERNAL SURFACE INSPECTION | 4660147
4096 | 0800-MEC-IRD-728-M8 PUMPS | EXTERNAL SURFACE INSPECTION | 25 | 27 | 2 - Subj Inspection | 0100826KB | #ERROR! | #ERROR! |  |  |  | Casing | IRD | MEC | Inspect Pump Surface. If corrosion or coating damage is found, create an order to touch up paint | Corrosion | Coating wear |  | 728 |  |  |  | JDE |  | SULZER PUMPS | Route Created. Pending develop data | 0800-MEC-IRD-728-M8 PUMPS EXTERNAL SURFACE INSPECTION | 4660147
4104 | 0800-MEC-IRD-728-M8 PUMPS | EXTERNAL SURFACE INSPECTION | 25 | 27 | 2 - Subj Inspection | 0100826JB | #ERROR! | #ERROR! |  |  |  | Casing | IRD | MEC | Inspect Pump Surface. If corrosion or coating damage is found, create an order to touch up paint | Corrosion | Coating wear |  | 728 |  |  |  | JDE |  | SULZER PUMPS | Route Created. Pending develop data | 0800-MEC-IRD-728-M8 PUMPS EXTERNAL SURFACE INSPECTION | 4660147
4112 | 0800-MEC-IRD-728-M8 PUMPS | EXTERNAL SURFACE INSPECTION | 25 | 27 | 2 - Subj Inspection | 0100830IB | #ERROR! | #ERROR! |  |  |  | Casing | IRD | MEC | Inspect Pump Surface. If corrosion or coating damage is found, create an order to touch up paint | Corrosion | Coating wear |  | 728 |  |  |  | JDE |  | SULZER PUMPS | Route Created. Pending develop data | 0800-MEC-IRD-728-M8 PUMPS EXTERNAL SURFACE INSPECTION | 4660147
4120 | 0800-MEC-IRD-728-M8 PUMPS | EXTERNAL SURFACE INSPECTION | 25 | 27 | 2 - Subj Inspection | 0100830EB | #ERROR! | #ERROR! |  |  |  | Casing | IRD | MEC | Inspect Pump Surface. If corrosion or coating damage is found, create an order to touch up paint | Corrosion | Coating wear |  | 728 |  |  |  | JDE |  | SULZER PUMPS | Route Created. Pending develop data | 0800-MEC-IRD-728-M8 PUMPS EXTERNAL SURFACE INSPECTION | 4660147
4128 | 0800-MEC-IRD-728-M8 PUMPS | EXTERNAL SURFACE INSPECTION | 25 | 27 | 2 - Subj Inspection | 0100830AB | #ERROR! | #ERROR! |  |  |  | Casing | IRD | MEC | Inspect Pump Surface. If corrosion or coating damage is found, create an order to touch up paint | Corrosion | Coating wear |  | 728 |  |  |  | JDE |  | SULZER PUMPS | Route Created. Pending develop data | 0800-MEC-IRD-728-M8 PUMPS EXTERNAL SURFACE INSPECTION | 4660147
4136 | 0800-MEC-IRD-728-M8 PUMPS | EXTERNAL SURFACE INSPECTION | 25 | 27 | 2 - Subj Inspection | 0100830JB | #ERROR! | #ERROR! |  |  |  | Casing | IRD | MEC | Inspect Pump Surface. If corrosion or coating damage is found, create an order to touch up paint | Corrosion | Coating wear |  | 728 |  |  |  | JDE |  | SULZER PUMPS | Route Created. Pending develop data | 0800-MEC-IRD-728-M8 PUMPS EXTERNAL SURFACE INSPECTION | 4660147
4144 | 0800-MEC-IRD-728-M8 PUMPS | EXTERNAL SURFACE INSPECTION | 25 | 27 | 2 - Subj Inspection | 0100830FB | #ERROR! | #ERROR! |  |  |  | Casing | IRD | MEC | Inspect Pump Surface. If corrosion or coating damage is found, create an order to touch up paint | Corrosion | Coating wear |  | 728 |  |  |  | JDE |  | SULZER PUMPS | Route Created. Pending develop data | 0800-MEC-IRD-728-M8 PUMPS EXTERNAL SURFACE INSPECTION | 4660147
4152 | 0800-MEC-IRD-728-M8 PUMPS | EXTERNAL SURFACE INSPECTION | 25 | 27 | 2 - Subj Inspection | 0100830BB | #ERROR! | #ERROR! |  |  |  | Casing | IRD | MEC | Inspect Pump Surface. If corrosion or coating damage is found, create an order to touch up paint | Corrosion | Coating wear |  | 728 |  |  |  | JDE |  | SULZER PUMPS | Route Created. Pending develop data | 0800-MEC-IRD-728-M8 PUMPS EXTERNAL SURFACE INSPECTION | 4660147
4160 | 0800-MEC-IRD-728-M8 PUMPS | EXTERNAL SURFACE INSPECTION | 25 | 27 | 2 - Subj Inspection | 0100826FB | #ERROR! | #ERROR! |  |  |  | Casing | IRD | MEC | Inspect Pump Surface. If corrosion or coating damage is found, create an order to touch up paint | Corrosion | Coating wear |  | 728 |  |  |  | JDE |  | SULZER PUMPS | Route Created. Pending develop data | 0800-MEC-IRD-728-M8 PUMPS EXTERNAL SURFACE INSPECTION | 4660147
4168 | 0800-MEC-IRD-728-M8 PUMPS | EXTERNAL SURFACE INSPECTION | 25 | 27 | 2 - Subj Inspection | 0100826FC | #ERROR! | #ERROR! |  |  |  | Casing | IRD | MEC | Inspect Pump Surface. If corrosion or coating damage is found, create an order to touch up paint | Corrosion | Coating wear |  | 728 |  |  |  | JDE |  | SULZER PUMPS | Route Created. Pending develop data | 0800-MEC-IRD-728-M8 PUMPS EXTERNAL SURFACE INSPECTION | 4660147
4176 | 0800-MEC-IRD-728-M8 PUMPS | EXTERNAL SURFACE INSPECTION | 25 | 27 | 2 - Subj Inspection | 0100832HE | #ERROR! | #ERROR! |  |  |  | Casing | IRD | MEC | Inspect Pump Surface. If corrosion or coating damage is found, create an order to touch up paint | Corrosion | Coating wear |  | 728 |  |  |  | JDE |  | SULZER PUMPS | Route Created. Pending develop data | 0800-MEC-IRD-728-M8 PUMPS EXTERNAL SURFACE INSPECTION | 4660147
4184 | 0800-MEC-IRD-728-M8 PUMPS | EXTERNAL SURFACE INSPECTION | 25 | 27 | 2 - Subj Inspection | 010083627 | #ERROR! | #ERROR! |  |  |  | Casing | IRD | MEC | Inspect Pump Surface. If corrosion or coating damage is found, create an order to touch up paint | Corrosion | Coating wear |  | 728 |  |  |  | JDE |  | SULZER PUMPS | Route Created. Pending develop data | 0800-MEC-IRD-728-M8 PUMPS EXTERNAL SURFACE INSPECTION | 4660147
4192 | 0800-MEC-IRD-728-M8 PUMPS | EXTERNAL SURFACE INSPECTION | 25 | 27 | 2 - Subj Inspection | 0100833D | #ERROR! | #ERROR! |  |  |  | Casing | IRD | MEC | Inspect Pump Surface. If corrosion or coating damage is found, create an order to touch up paint | Corrosion | Coating wear |  | 728 |  |  |  | JDE |  | SULZER PUMPS | Route Created. Pending develop data | 0800-MEC-IRD-728-M8 PUMPS EXTERNAL SURFACE INSPECTION | 4660147
4200 | 0800-MEC-IRD-728-M8 PUMPS | EXTERNAL SURFACE INSPECTION | 25 | 27 | 2 - Subj Inspection | 0100832L | #ERROR! | #ERROR! |  |  |  | Casing | IRD | MEC | Inspect Pump Surface. If corrosion or coating damage is found, create an order to touch up paint | Corrosion | Coating wear |  | 728 |  |  |  | JDE |  | SULZER PUMPS | Route Created. Pending develop data | 0800-MEC-IRD-728-M8 PUMPS EXTERNAL SURFACE INSPECTION | 4660147
4208 | 0800-MEC-IRD-728-M8 PUMPS | EXTERNAL SURFACE INSPECTION | 25 | 27 | 2 - Subj Inspection | 0100834B | #ERROR! | #ERROR! |  |  |  | Casing | IRD | MEC | Inspect Pump Surface. If corrosion or coating damage is found, create an order to touch up paint | Corrosion | Coating wear |  | 728 |  |  |  | JDE |  | SULZER PUMPS | Route Created. Pending develop data | 0800-MEC-IRD-728-M8 PUMPS EXTERNAL SURFACE INSPECTION | 4660147
4216 | 0800-MEC-IRD-728-M8 PUMPS | EXTERNAL SURFACE INSPECTION | 25 | 27 | 2 - Subj Inspection | 0100828B | #ERROR! | #ERROR! |  |  |  | Casing | IRD | MEC | Inspect Pump Surface. If corrosion or coating damage is found, create an order to touch up paint | Corrosion | Coating wear |  | 728 |  |  |  | JDE |  | SULZER PUMPS | Route Created. Pending develop data | 0800-MEC-IRD-728-M8 PUMPS EXTERNAL SURFACE INSPECTION | 4660147
4224 | 0800-MEC-IRD-728-M8 PUMPS | EXTERNAL SURFACE INSPECTION | 25 | 27 | 2 - Subj Inspection | 0100821AE | #ERROR! | #ERROR! |  |  |  | Casing | IRD | MEC | Inspect Pump Surface. If corrosion or coating damage is found, create an order to touch up paint | Corrosion | Coating wear |  | 728 |  |  |  | JDE |  | SULZER PUMPS | Route Created. Pending develop data | 0800-MEC-IRD-728-M8 PUMPS EXTERNAL SURFACE INSPECTION | 4660147
4232 | 0800-MEC-IRD-728-M8 PUMPS | EXTERNAL SURFACE INSPECTION | 25 | 27 | 2 - Subj Inspection | 0100821BE | #ERROR! | #ERROR! |  |  |  | Casing | IRD | MEC | Inspect Pump Surface. If corrosion or coating damage is found, create an order to touch up paint | Corrosion | Coating wear |  | 728 |  |  |  | JDE |  | SULZER PUMPS | Route Created. Pending develop data | 0800-MEC-IRD-728-M8 PUMPS EXTERNAL SURFACE INSPECTION | 4660147
4240 | 0800-MEC-IRD-728-M8 PUMPS | EXTERNAL SURFACE INSPECTION | 25 | 27 | 2 - Subj Inspection | 0100832NB | #ERROR! | #ERROR! |  |  |  | Casing | IRD | MEC | Inspect Pump Surface. If corrosion or coating damage is found, create an order to touch up paint | Corrosion | Coating wear |  | 728 |  |  |  | JDE |  | SULZER PUMPS | Route Created. Pending develop data | 0800-MEC-IRD-728-M8 PUMPS EXTERNAL SURFACE INSPECTION | 4660147
4248 | 0800-MEC-IRD-728-M8 PUMPS | EXTERNAL SURFACE INSPECTION | 25 | 27 | 2 - Subj Inspection | 0100832K | #ERROR! | #ERROR! |  |  |  | Casing | IRD | MEC | Inspect Pump Surface. If corrosion or coating damage is found, create an order to touch up paint | Corrosion | Coating wear |  | 728 |  |  |  | JDE |  | SULZER PUMPS | Route Created. Pending develop data | 0800-MEC-IRD-728-M8 PUMPS EXTERNAL SURFACE INSPECTION | 4660147
4256 | 0800-MEC-IRD-728-M8 PUMPS | EXTERNAL SURFACE INSPECTION | 25 | 27 | 2 - Subj Inspection | 0100833G | #ERROR! | #ERROR! |  |  |  | Casing | IRD | MEC | Inspect Pump Surface. If corrosion or coating damage is found, create an order to touch up paint | Corrosion | Coating wear |  | 728 |  |  |  | JDE |  | SULZER PUMPS | Route Created. Pending develop data | 0800-MEC-IRD-728-M8 PUMPS EXTERNAL SURFACE INSPECTION | 4660147
4264 | 0800-MEC-IRD-728-M8 PUMPS | EXTERNAL SURFACE INSPECTION | 25 | 27 | 2 - Subj Inspection | 0100880C | #ERROR! | #ERROR! |  |  |  | Casing | IRD | MEC | Inspect Pump Surface. If corrosion or coating damage is found, create an order to touch up paint | Corrosion | Coating wear |  | 728 |  |  |  | JDE |  | SULZER PUMPS | Route Created. Pending develop data | 0800-MEC-IRD-728-M8 PUMPS EXTERNAL SURFACE INSPECTION | 4660147
4272 | 0800-MEC-IRD-728-M8 PUMPS | EXTERNAL SURFACE INSPECTION | 25 | 27 | 2 - Subj Inspection | 0100880A | #ERROR! | #ERROR! |  |  |  | Casing | IRD | MEC | Inspect Pump Surface. If corrosion or coating damage is found, create an order to touch up paint | Corrosion | Coating wear |  | 728 |  |  |  | JDE |  | SULZER PUMPS | Route Created. Pending develop data | 0800-MEC-IRD-728-M8 PUMPS EXTERNAL SURFACE INSPECTION | 4660147
4296 | 0800-MEC-IRD-728-M8 PUMPS | EXTERNAL SURFACE INSPECTION | 25 | 27 | 2 - Subj Inspection | 0100834G | #ERROR! | #ERROR! |  |  |  | Casing | IRD | MEC | Inspect Pump Surface. If corrosion or coating damage is found, create an order to touch up paint | Corrosion | Coating wear |  | 728 |  |  |  | JDE |  | SULZER PUMPS | Route Created. Pending develop data | 0800-MEC-IRD-728-M8 PUMPS EXTERNAL SURFACE INSPECTION | 4660147
4304 | 0800-MEC-IRD-728-M8 PUMPS | EXTERNAL SURFACE INSPECTION | 25 | 27 | 2 - Subj Inspection | 0100880E | #ERROR! | #ERROR! |  |  |  | Casing | IRD | MEC | Inspect Pump Surface. If corrosion or coating damage is found, create an order to touch up paint | Corrosion | Coating wear |  | 728 |  |  |  | JDE |  | SULZER PUMPS | Route Created. Pending develop data | 0800-MEC-IRD-728-M8 PUMPS EXTERNAL SURFACE INSPECTION | 4660147
4312 | 0800-MEC-IRD-728-M8 PUMPS | EXTERNAL SURFACE INSPECTION | 25 | 27 | 2 - Subj Inspection | 0100880D | #ERROR! | #ERROR! |  |  |  | Casing | IRD | MEC | Inspect Pump Surface. If corrosion or coating damage is found, create an order to touch up paint | Corrosion | Coating wear |  | 728 |  |  |  | JDE |  | SULZER PUMPS | Route Created. Pending develop data | 0800-MEC-IRD-728-M8 PUMPS EXTERNAL SURFACE INSPECTION | 4660147
4320 | 0800-MEC-IRD-728-M8 PUMPS | EXTERNAL SURFACE INSPECTION | 25 | 27 | 2 - Subj Inspection | 0100836XA | #ERROR! | #ERROR! |  |  |  | Casing | IRD | MEC | Inspect Pump Surface. If corrosion or coating damage is found, create an order to touch up paint | Corrosion | Coating wear |  | 728 |  |  |  | JDE |  | SULZER PUMPS | Route Created. Pending develop data | 0800-MEC-IRD-728-M8 PUMPS EXTERNAL SURFACE INSPECTION | 4660147
4328 | 0800-MEC-IRD-728-M8 PUMPS | EXTERNAL SURFACE INSPECTION | 25 | 27 | 2 - Subj Inspection | 0100844BC | #ERROR! | #ERROR! |  |  |  | Casing | IRD | MEC | Inspect Pump Surface. If corrosion or coating damage is found, create an order to touch up paint | Corrosion | Coating wear |  | 728 |  |  |  | JDE |  | SULZER PUMPS | Route Created. Pending develop data | 0800-MEC-IRD-728-M8 PUMPS EXTERNAL SURFACE INSPECTION | 4660147
4336 | 0800-MEC-IRD-728-M8 PUMPS | EXTERNAL SURFACE INSPECTION | 25 | 27 | 2 - Subj Inspection | 0100844BD | #ERROR! | #ERROR! |  |  |  | Casing | IRD | MEC | Inspect Pump Surface. If corrosion or coating damage is found, create an order to touch up paint | Corrosion | Coating wear |  | 728 |  |  |  | JDE |  | SULZER PUMPS | Route Created. Pending develop data | 0800-MEC-IRD-728-M8 PUMPS EXTERNAL SURFACE INSPECTION | 4660147
4344 | 0800-MEC-IRD-728-M8 PUMPS | EXTERNAL SURFACE INSPECTION | 25 | 27 | 2 - Subj Inspection | 0100880H | #ERROR! | #ERROR! |  |  |  | Casing | IRD | MEC | Inspect Pump Surface. If corrosion or coating damage is found, create an order to touch up paint | Corrosion | Coating wear |  | 728 |  |  |  | JDE |  | SULZER PUMPS | Route Created. Pending develop data | 0800-MEC-IRD-728-M8 PUMPS EXTERNAL SURFACE INSPECTION | 4660147
4352 | 0800-MEC-IRD-728-M8 PUMPS | EXTERNAL SURFACE INSPECTION | 25 | 27 | 2 - Subj Inspection | 0100880I | #ERROR! | #ERROR! |  |  |  | Casing | IRD | MEC | Inspect Pump Surface. If corrosion or coating damage is found, create an order to touch up paint | Corrosion | Coating wear |  | 728 |  |  |  | JDE |  | SULZER PUMPS | Route Created. Pending develop data | 0800-MEC-IRD-728-M8 PUMPS EXTERNAL SURFACE INSPECTION | 4660147
4360 | 0800-MEC-IRD-728-M8 PUMPS | EXTERNAL SURFACE INSPECTION | 25 | 27 | 2 - Subj Inspection | 0100880J | #ERROR! | #ERROR! |  |  |  | Casing | IRD | MEC | Inspect Pump Surface. If corrosion or coating damage is found, create an order to touch up paint | Corrosion | Coating wear |  | 728 |  |  |  | JDE |  | SULZER PUMPS | Route Created. Pending develop data | 0800-MEC-IRD-728-M8 PUMPS EXTERNAL SURFACE INSPECTION | 4660147
4368 | 0800-MEC-IRD-728-M8 PUMPS | EXTERNAL SURFACE INSPECTION | 25 | 27 | 2 - Subj Inspection | 0100880K | #ERROR! | #ERROR! |  |  |  | Casing | IRD | MEC | Inspect Pump Surface. If corrosion or coating damage is found, create an order to touch up paint | Corrosion | Coating wear |  | 728 |  |  |  | JDE |  | SULZER PUMPS | Route Created. Pending develop data | 0800-MEC-IRD-728-M8 PUMPS EXTERNAL SURFACE INSPECTION | 4660147
4376 | 0800-MEC-IRD-728-M8 PUMPS | EXTERNAL SURFACE INSPECTION | 25 | 27 | 2 - Subj Inspection | 0100834E | #ERROR! | #ERROR! |  |  |  | Casing | IRD | MEC | Inspect Pump Surface. If corrosion or coating damage is found, create an order to touch up paint | Corrosion | Coating wear |  | 728 |  |  |  | JDE |  | SULZER PUMPS | Route Created. Pending develop data | 0800-MEC-IRD-728-M8 PUMPS EXTERNAL SURFACE INSPECTION | 4660147
4384 | 0800-MEC-IRD-728-M8 PUMPS | EXTERNAL SURFACE INSPECTION | 25 | 27 | 2 - Subj Inspection | 0100834F | #ERROR! | #ERROR! |  |  |  | Casing | IRD | MEC | Inspect Pump Surface. If corrosion or coating damage is found, create an order to touch up paint | Corrosion | Coating wear |  | 728 |  |  |  | JDE |  | SULZER PUMPS | Route Created. Pending develop data | 0800-MEC-IRD-728-M8 PUMPS EXTERNAL SURFACE INSPECTION | 4660147
4285 | 0045-MEC-DD-728-RECYCLE WATER | 2 BIENNIAL PUMP INSPECTION | 29 | 26 | 2 - Subj Inspection | 5050045BJ | #ERROR! | #ERROR! |  |  |  | Coupling | DD | MEC | Ensure that there is no play on the shaft and no wear on the part. | Wear | Looseness | Clearance/alignment failure | 728 |  |  |  | JDE |  | SULZER PUMPS | Route Created. Pending develop data | 0045-MEC-DD-728-RECYCLE WATER 2 BIENNIAL PUMP INSPECTION | 4660148
4286 | 0045-MEC-DD-728-RECYCLE WATER | 2 BIENNIAL PUMP INSPECTION | 29 | 26 | 3 - Obj Inspection | 5050045BJ | #ERROR! | #ERROR! |  |  |  | Coupling | DD | MEC | Use laser equipment to measure alignment | Clearance/alignment failure |  |  | 728 |  |  |  | JDE |  | SULZER PUMPS | Route Created. Pending develop data | 0045-MEC-DD-728-RECYCLE WATER 2 BIENNIAL PUMP INSPECTION | 4660148
4280 | 0045-UFO-IRD-728-ETP PUMPS | EXTERNAL SURFACE INSPECTION | 26 | 27 | 2 - Subj Inspection | 5050045BI | #ERROR! | #ERROR! |  |  |  | Casing | IRD | UFO | Inspect Pump Surface. If corrosion or coating damage is found, create an order to touch up paint | Corrosion | Coating wear |  | 728 |  |  |  | JDE |  | SULZER PUMPS | Route Created. Pending develop data | 0045-UFO-IRD-728-ETP PUMPS EXTERNAL SURFACE INSPECTION | 4660149
4288 | 0045-UFO-IRD-728-ETP PUMPS | EXTERNAL SURFACE INSPECTION | 26 | 27 | 2 - Subj Inspection | 5050045BJ | #ERROR! | #ERROR! |  |  |  | Casing | IRD | UFO | Inspect Pump Surface. If corrosion or coating damage is found, create an order to touch up paint | Corrosion | Coating wear |  | 728 |  |  |  | JDE |  | SULZER PUMPS | Route Created. Pending develop data | 0045-UFO-IRD-728-ETP PUMPS EXTERNAL SURFACE INSPECTION | 4660149
4392 | 0045-UFO-IRD-728-ETP PUMPS | EXTERNAL SURFACE INSPECTION | 26 | 27 | 2 - Subj Inspection | 5050045BB | #ERROR! | #ERROR! |  |  |  | Casing | IRD | UFO | Inspect Pump Surface. If corrosion or coating damage is found, create an order to touch up paint | Corrosion | Coating wear |  | 728 |  |  |  | JDE |  | SULZER PUMPS | Route Created. Pending develop data | 0045-UFO-IRD-728-ETP PUMPS EXTERNAL SURFACE INSPECTION | 4660149
4400 | 0045-UFO-IRD-728-ETP PUMPS | EXTERNAL SURFACE INSPECTION | 26 | 27 | 2 - Subj Inspection | 5050045BC | #ERROR! | #ERROR! |  |  |  | Casing | IRD | UFO | Inspect Pump Surface. If corrosion or coating damage is found, create an order to touch up paint | Corrosion | Coating wear |  | 728 |  |  |  | JDE |  | SULZER PUMPS | Route Created. Pending develop data | 0045-UFO-IRD-728-ETP PUMPS EXTERNAL SURFACE INSPECTION | 4660149
4408 | 0045-UFO-IRD-728-ETP PUMPS | EXTERNAL SURFACE INSPECTION | 26 | 27 | 2 - Subj Inspection | 5050045BF | #ERROR! | #ERROR! |  |  |  | Casing | IRD | UFO | Inspect Pump Surface. If corrosion or coating damage is found, create an order to touch up paint | Corrosion | Coating wear |  | 728 |  |  |  | JDE |  | SULZER PUMPS | Route Created. Pending develop data | 0045-UFO-IRD-728-ETP PUMPS EXTERNAL SURFACE INSPECTION | 4660149
4416 | 0045-UFO-IRD-728-ETP PUMPS | EXTERNAL SURFACE INSPECTION | 26 | 27 | 2 - Subj Inspection | 5050045BG | #ERROR! | #ERROR! |  |  |  | Casing | IRD | UFO | Inspect Pump Surface. If corrosion or coating damage is found, create an order to touch up paint | Corrosion | Coating wear |  | 728 |  |  |  | JDE |  | SULZER PUMPS | Route Created. Pending develop data | 0045-UFO-IRD-728-ETP PUMPS EXTERNAL SURFACE INSPECTION | 4660149
4424 | 0045-UFO-IRD-728-ETP PUMPS | EXTERNAL SURFACE INSPECTION | 26 | 27 | 2 - Subj Inspection | 5050045AC | #ERROR! | #ERROR! |  |  |  | Casing | IRD | UFO | Inspect Pump Surface. If corrosion or coating damage is found, create an order to touch up paint | Corrosion | Coating wear |  | 728 |  |  |  | JDE |  | SULZER PUMPS | Route Created. Pending develop data | 0045-UFO-IRD-728-ETP PUMPS EXTERNAL SURFACE INSPECTION | 4660149
4432 | 0045-UFO-IRD-728-ETP PUMPS | EXTERNAL SURFACE INSPECTION | 26 | 27 | 2 - Subj Inspection | 5050045AD | #ERROR! | #ERROR! |  |  |  | Casing | IRD | UFO | Inspect Pump Surface. If corrosion or coating damage is found, create an order to touch up paint | Corrosion | Coating wear |  | 728 |  |  |  | JDE |  | SULZER PUMPS | Route Created. Pending develop data | 0045-UFO-IRD-728-ETP PUMPS EXTERNAL SURFACE INSPECTION | 4660149
4293 | 0834-MEC-DD-728-CWW MISC SHWR | BIENNIAL PUMP INSPECTION | 29 | 24 | 2 - Subj Inspection | 0100834G | #ERROR! | #ERROR! |  |  |  | Coupling | DD | MEC | Ensure that there is no play on the shaft and no wear on the part. | Wear | Looseness | Clearance/alignment failure | 728 |  |  |  | JDE |  | SULZER PUMPS | Route Created. Pending develop data | 0834-MEC-DD-728-CWW MISC SHWR BIENNIAL PUMP INSPECTION | 4660150
4294 | 0834-MEC-DD-728-CWW MISC SHWR | BIENNIAL PUMP INSPECTION | 29 | 24 | 3 - Obj Inspection | 0100834G | #ERROR! | #ERROR! |  |  |  | Coupling | DD | MEC | Use laser equipment to measure alignment | Clearance/alignment failure |  |  | 728 |  |  |  | JDE |  | SULZER PUMPS | Route Created. Pending develop data | 0834-MEC-DD-728-CWW MISC SHWR BIENNIAL PUMP INSPECTION | 4660150
4301 | 0880-MEC-DD-728-WFW MAKEUP | BIENNIAL PUMP INSPECTION | 26 | 24 | 2 - Subj Inspection | 0100880E | #ERROR! | #ERROR! |  |  |  | Coupling | DD | MEC | Ensure that there is no play on the shaft and no wear on the part. | Wear | Looseness | Clearance/alignment failure | 728 |  |  |  | JDE |  | SULZER PUMPS | Route Created. Pending develop data | 0880-MEC-DD-728-WFW MAKEUP BIENNIAL PUMP INSPECTION | 4660151
4302 | 0880-MEC-DD-728-WFW MAKEUP | BIENNIAL PUMP INSPECTION | 26 | 24 | 3 - Obj Inspection | 0100880E | #ERROR! | #ERROR! |  |  |  | Coupling | DD | MEC | Use laser equipment to measure alignment | Clearance/alignment failure |  |  | 728 |  |  |  | JDE |  | SULZER PUMPS | Route Created. Pending develop data | 0880-MEC-DD-728-WFW MAKEUP BIENNIAL PUMP INSPECTION | 4660151
4309 | 0880-MEC-DD-728-WFW LP SHOWER | BIENNIAL PUMP INSPECTION | 29 | 24 | 2 - Subj Inspection | 0100880D | #ERROR! | #ERROR! |  |  |  | Coupling | DD | MEC | Ensure that there is no play on the shaft and no wear on the part. | Wear | Looseness | Clearance/alignment failure | 728 |  |  |  | JDE |  | SULZER PUMPS | Route Created. Pending develop data | 0880-MEC-DD-728-WFW LP SHOWER BIENNIAL PUMP INSPECTION | 4660152
4310 | 0880-MEC-DD-728-WFW LP SHOWER | BIENNIAL PUMP INSPECTION | 29 | 24 | 3 - Obj Inspection | 0100880D | #ERROR! | #ERROR! |  |  |  | Coupling | DD | MEC | Use laser equipment to measure alignment | Clearance/alignment failure |  |  | 728 |  |  |  | JDE |  | SULZER PUMPS | Route Created. Pending develop data | 0880-MEC-DD-728-WFW LP SHOWER BIENNIAL PUMP INSPECTION | 4660152
4317 | 0836-MEC-DD-728-DB TAD SEAL | PIT BIENNIAL PUMP INSPECTION | 27 | 28 | 2 - Subj Inspection | 0100836XA | #ERROR! | #ERROR! |  |  |  | Coupling | DD | MEC | Ensure that there is no play on the shaft and no wear on the part. | Wear | Looseness | Clearance/alignment failure | 728 |  |  |  | JDE |  | SULZER PUMPS | Route Created. Pending develop data | 0836-MEC-DD-728-DB TAD SEAL PIT BIENNIAL PUMP INSPECTION | 4660153
4318 | 0836-MEC-DD-728-DB TAD SEAL | PIT BIENNIAL PUMP INSPECTION | 27 | 28 | 3 - Obj Inspection | 0100836XA | #ERROR! | #ERROR! |  |  |  | Coupling | DD | MEC | Use laser equipment to measure alignment | Clearance/alignment failure |  |  | 728 |  |  |  | JDE |  | SULZER PUMPS | Route Created. Pending develop data | 0836-MEC-DD-728-DB TAD SEAL PIT BIENNIAL PUMP INSPECTION | 4660153
4325 | 0844-MEC-DD-728-CONDT RECEIVER | BIENNIAL PUMP INSPECTION | 30 | 24 | 2 - Subj Inspection | 0100844BC | #ERROR! | #ERROR! |  |  |  | Coupling | DD | MEC | Ensure that there is no play on the shaft and no wear on the part. | Wear | Looseness | Clearance/alignment failure | 728 |  |  |  | JDE |  | SULZER PUMPS | Route Created. Pending develop data | 0844-MEC-DD-728-CONDT RECEIVER BIENNIAL PUMP INSPECTION | 4660154
4326 | 0844-MEC-DD-728-CONDT RECEIVER | BIENNIAL PUMP INSPECTION | 30 | 24 | 3 - Obj Inspection | 0100844BC | #ERROR! | #ERROR! |  |  |  | Coupling | DD | MEC | Use laser equipment to measure alignment | Clearance/alignment failure |  |  | 728 |  |  |  | JDE |  | SULZER PUMPS | Route Created. Pending develop data | 0844-MEC-DD-728-CONDT RECEIVER BIENNIAL PUMP INSPECTION | 4660154
4333 | 0844-MEC-DD-728-CONDT RECEIVER | BIENNIAL PUMP INSPECTION | 30 | 24 | 2 - Subj Inspection | 0100844BD | #ERROR! | #ERROR! |  |  |  | Coupling | DD | MEC | Ensure that there is no play on the shaft and no wear on the part. | Wear | Looseness | Clearance/alignment failure | 728 |  |  |  | JDE |  | SULZER PUMPS | Route Created. Pending develop data | 0844-MEC-DD-728-CONDT RECEIVER BIENNIAL PUMP INSPECTION | 4660154
4334 | 0844-MEC-DD-728-CONDT RECEIVER | BIENNIAL PUMP INSPECTION | 30 | 24 | 3 - Obj Inspection | 0100844BD | #ERROR! | #ERROR! |  |  |  | Coupling | DD | MEC | Use laser equipment to measure alignment | Clearance/alignment failure |  |  | 728 |  |  |  | JDE |  | SULZER PUMPS | Route Created. Pending develop data | 0844-MEC-DD-728-CONDT RECEIVER BIENNIAL PUMP INSPECTION | 4660154
4341 | 0880-MEC-DD-728-SEAL WATER 1 | BIENNIAL PUMP INSPECTION | 28 | 24 | 2 - Subj Inspection | 0100880H | #ERROR! | #ERROR! |  |  |  | Coupling | DD | MEC | Ensure that there is no play on the shaft and no wear on the part. | Wear | Looseness | Clearance/alignment failure | 728 |  |  |  | JDE |  | SULZER PUMPS | Route Created. Pending develop data | 0880-MEC-DD-728-SEAL WATER 1 BIENNIAL PUMP INSPECTION | 4660155
4342 | 0880-MEC-DD-728-SEAL WATER 1 | BIENNIAL PUMP INSPECTION | 28 | 24 | 3 - Obj Inspection | 0100880H | #ERROR! | #ERROR! |  |  |  | Coupling | DD | MEC | Use laser equipment to measure alignment | Clearance/alignment failure |  |  | 728 |  |  |  | JDE |  | SULZER PUMPS | Route Created. Pending develop data | 0880-MEC-DD-728-SEAL WATER 1 BIENNIAL PUMP INSPECTION | 4660155
4349 | 0880-MEC-DD-728-SEAL WATER 2 | BIENNIAL PUMP INSPECTION | 28 | 24 | 2 - Subj Inspection | 0100880I | #ERROR! | #ERROR! |  |  |  | Coupling | DD | MEC | Ensure that there is no play on the shaft and no wear on the part. | Wear | Looseness | Clearance/alignment failure | 728 |  |  |  | JDE |  | SULZER PUMPS | Route Created. Pending develop data | 0880-MEC-DD-728-SEAL WATER 2 BIENNIAL PUMP INSPECTION | 4660156
4350 | 0880-MEC-DD-728-SEAL WATER 2 | BIENNIAL PUMP INSPECTION | 28 | 24 | 3 - Obj Inspection | 0100880I | #ERROR! | #ERROR! |  |  |  | Coupling | DD | MEC | Use laser equipment to measure alignment | Clearance/alignment failure |  |  | 728 |  |  |  | JDE |  | SULZER PUMPS | Route Created. Pending develop data | 0880-MEC-DD-728-SEAL WATER 2 BIENNIAL PUMP INSPECTION | 4660156
4357 | 0880-MEC-DD-728-CFW PROCESS 1 | BIENNIAL PUMP INSPECTION | 29 | 24 | 2 - Subj Inspection | 0100880J | #ERROR! | #ERROR! |  |  |  | Coupling | DD | MEC | Ensure that there is no play on the shaft and no wear on the part. | Wear | Looseness | Clearance/alignment failure | 728 |  |  |  | JDE |  | SULZER PUMPS | Route Created. Pending develop data | 0880-MEC-DD-728-CFW PROCESS 1 BIENNIAL PUMP INSPECTION | 4660157
4358 | 0880-MEC-DD-728-CFW PROCESS 1 | BIENNIAL PUMP INSPECTION | 29 | 24 | 3 - Obj Inspection | 0100880J | #ERROR! | #ERROR! |  |  |  | Coupling | DD | MEC | Use laser equipment to measure alignment | Clearance/alignment failure |  |  | 728 |  |  |  | JDE |  | SULZER PUMPS | Route Created. Pending develop data | 0880-MEC-DD-728-CFW PROCESS 1 BIENNIAL PUMP INSPECTION | 4660157
4365 | 0880-MEC-DD-728-CFW PROCESS 2 | BIENNIAL PUMP INSPECTION | 29 | 24 | 2 - Subj Inspection | 0100880K | #ERROR! | #ERROR! |  |  |  | Coupling | DD | MEC | Ensure that there is no play on the shaft and no wear on the part. | Wear | Looseness | Clearance/alignment failure | 728 |  |  |  | JDE |  | SULZER PUMPS | Route Created. Pending develop data | 0880-MEC-DD-728-CFW PROCESS 2 BIENNIAL PUMP INSPECTION | 4660158
4366 | 0880-MEC-DD-728-CFW PROCESS 2 | BIENNIAL PUMP INSPECTION | 29 | 24 | 3 - Obj Inspection | 0100880K | #ERROR! | #ERROR! |  |  |  | Coupling | DD | MEC | Use laser equipment to measure alignment | Clearance/alignment failure |  |  | 728 |  |  |  | JDE |  | SULZER PUMPS | Route Created. Pending develop data | 0880-MEC-DD-728-CFW PROCESS 2 BIENNIAL PUMP INSPECTION | 4660158
4373 | 0834-MEC-DD-728-CWW HP SHOWER | BIENNIAL PUMP INSPECTION | 29 | 24 | 2 - Subj Inspection | 0100834E | #ERROR! | #ERROR! |  |  |  | Coupling | DD | MEC | Ensure that there is no play on the shaft and no wear on the part. | Wear | Looseness | Clearance/alignment failure | 728 |  |  |  | JDE |  | SULZER PUMPS | Route Created. Pending develop data | 0834-MEC-DD-728-CWW HP SHOWER BIENNIAL PUMP INSPECTION | 4660159
4374 | 0834-MEC-DD-728-CWW HP SHOWER | BIENNIAL PUMP INSPECTION | 29 | 24 | 3 - Obj Inspection | 0100834E | #ERROR! | #ERROR! |  |  |  | Coupling | DD | MEC | Use laser equipment to measure alignment | Clearance/alignment failure |  |  | 728 |  |  |  | JDE |  | SULZER PUMPS | Route Created. Pending develop data | 0834-MEC-DD-728-CWW HP SHOWER BIENNIAL PUMP INSPECTION | 4660159
4381 | 0834-MEC-DD-728-CWW HP SHOWER | BIENNIAL PUMP INSPECTION | 29 | 24 | 2 - Subj Inspection | 0100834F | #ERROR! | #ERROR! |  |  |  | Coupling | DD | MEC | Ensure that there is no play on the shaft and no wear on the part. | Wear | Looseness | Clearance/alignment failure | 728 |  |  |  | JDE |  | SULZER PUMPS | Route Created. Pending develop data | 0834-MEC-DD-728-CWW HP SHOWER BIENNIAL PUMP INSPECTION | 4660159
4382 | 0834-MEC-DD-728-CWW HP SHOWER | BIENNIAL PUMP INSPECTION | 29 | 24 | 3 - Obj Inspection | 0100834F | #ERROR! | #ERROR! |  |  |  | Coupling | DD | MEC | Use laser equipment to measure alignment | Clearance/alignment failure |  |  | 728 |  |  |  | JDE |  | SULZER PUMPS | Route Created. Pending develop data | 0834-MEC-DD-728-CWW HP SHOWER BIENNIAL PUMP INSPECTION | 4660159
4389 | 0045-MEC-DD-728-EQUALIZATION | TANK BIENNIAL PUMP INSPECTION | 28 | 29 | 2 - Subj Inspection | 5050045BB | #ERROR! | #ERROR! |  |  |  | Coupling | DD | MEC | Ensure that there is no play on the shaft and no wear on the part. | Wear | Looseness | Clearance/alignment failure | 728 |  |  |  | JDE |  | SULZER PUMPS | Route Created. Pending develop data | 0045-MEC-DD-728-EQUALIZATION TANK BIENNIAL PUMP INSPECTION | 4660160
4390 | 0045-MEC-DD-728-EQUALIZATION | TANK BIENNIAL PUMP INSPECTION | 28 | 29 | 3 - Obj Inspection | 5050045BB | #ERROR! | #ERROR! |  |  |  | Coupling | DD | MEC | Use laser equipment to measure alignment | Clearance/alignment failure |  |  | 728 |  |  |  | JDE |  | SULZER PUMPS | Route Created. Pending develop data | 0045-MEC-DD-728-EQUALIZATION TANK BIENNIAL PUMP INSPECTION | 4660160
4397 | 0045-MEC-DD-728-EQUALIZATION | TANK BIENNIAL PUMP INSPECTION | 28 | 29 | 2 - Subj Inspection | 5050045BC | #ERROR! | #ERROR! |  |  |  | Coupling | DD | MEC | Ensure that there is no play on the shaft and no wear on the part. | Wear | Looseness | Clearance/alignment failure | 728 |  |  |  | JDE |  | SULZER PUMPS | Route Created. Pending develop data | 0045-MEC-DD-728-EQUALIZATION TANK BIENNIAL PUMP INSPECTION | 4660160
4398 | 0045-MEC-DD-728-EQUALIZATION | TANK BIENNIAL PUMP INSPECTION | 28 | 29 | 3 - Obj Inspection | 5050045BC | #ERROR! | #ERROR! |  |  |  | Coupling | DD | MEC | Use laser equipment to measure alignment | Clearance/alignment failure |  |  | 728 |  |  |  | JDE |  | SULZER PUMPS | Route Created. Pending develop data | 0045-MEC-DD-728-EQUALIZATION TANK BIENNIAL PUMP INSPECTION | 4660160
4405 | 0045-MEC-DD-728-ETP DAF SLUDGE | 1 BIENNIAL PUMP INSPECTION | 30 | 26 | 2 - Subj Inspection | 5050045BF | #ERROR! | #ERROR! |  |  |  | Coupling | DD | MEC | Ensure that there is no play on the shaft and no wear on the part. | Wear | Looseness | Clearance/alignment failure | 728 |  |  |  | JDE |  | SULZER PUMPS | Route Created. Pending develop data | 0045-MEC-DD-728-ETP DAF SLUDGE 1 BIENNIAL PUMP INSPECTION | 4660161
4406 | 0045-MEC-DD-728-ETP DAF SLUDGE | 1 BIENNIAL PUMP INSPECTION | 30 | 26 | 3 - Obj Inspection | 5050045BF | #ERROR! | #ERROR! |  |  |  | Coupling | DD | MEC | Use laser equipment to measure alignment | Clearance/alignment failure |  |  | 728 |  |  |  | JDE |  | SULZER PUMPS | Route Created. Pending develop data | 0045-MEC-DD-728-ETP DAF SLUDGE 1 BIENNIAL PUMP INSPECTION | 4660161
4413 | 0045-MEC-DD-728-ETP DAF SLUDGE | 2 BIENNIAL PUMP INSPECTION | 30 | 26 | 2 - Subj Inspection | 5050045BG | #ERROR! | #ERROR! |  |  |  | Coupling | DD | MEC | Ensure that there is no play on the shaft and no wear on the part. | Wear | Looseness | Clearance/alignment failure | 728 |  |  |  | JDE |  | SULZER PUMPS | Route Created. Pending develop data | 0045-MEC-DD-728-ETP DAF SLUDGE 2 BIENNIAL PUMP INSPECTION | 4660162
4414 | 0045-MEC-DD-728-ETP DAF SLUDGE | 2 BIENNIAL PUMP INSPECTION | 30 | 26 | 3 - Obj Inspection | 5050045BG | #ERROR! | #ERROR! |  |  |  | Coupling | DD | MEC | Use laser equipment to measure alignment | Clearance/alignment failure |  |  | 728 |  |  |  | JDE |  | SULZER PUMPS | Route Created. Pending develop data | 0045-MEC-DD-728-ETP DAF SLUDGE 2 BIENNIAL PUMP INSPECTION | 4660162
4421 | 0045-MEC-DD-728-SLUDGE 1 | BIENNIAL PUMP INSPECTION | 24 | 24 | 2 - Subj Inspection | 5050045AC | #ERROR! | #ERROR! |  |  |  | Coupling | DD | MEC | Ensure that there is no play on the shaft and no wear on the part. | Wear | Looseness | Clearance/alignment failure | 728 |  |  |  | JDE |  | SULZER PUMPS | Route Created. Pending develop data | 0045-MEC-DD-728-SLUDGE 1 BIENNIAL PUMP INSPECTION | 4660163
4422 | 0045-MEC-DD-728-SLUDGE 1 | BIENNIAL PUMP INSPECTION | 24 | 24 | 3 - Obj Inspection | 5050045AC | #ERROR! | #ERROR! |  |  |  | Coupling | DD | MEC | Use laser equipment to measure alignment | Clearance/alignment failure |  |  | 728 |  |  |  | JDE |  | SULZER PUMPS | Route Created. Pending develop data | 0045-MEC-DD-728-SLUDGE 1 BIENNIAL PUMP INSPECTION | 4660163
4429 | 0045-MEC-DD-728-SLUDGE 2 | BIENNIAL PUMP INSPECTION | 24 | 24 | 2 - Subj Inspection | 5050045AD | #ERROR! | #ERROR! |  |  |  | Coupling | DD | MEC | Ensure that there is no play on the shaft and no wear on the part. | Wear | Looseness | Clearance/alignment failure | 728 |  |  |  | JDE |  | SULZER PUMPS | Route Created. Pending develop data | 0045-MEC-DD-728-SLUDGE 2 BIENNIAL PUMP INSPECTION | 4660164
4430 | 0045-MEC-DD-728-SLUDGE 2 | BIENNIAL PUMP INSPECTION | 24 | 24 | 3 - Obj Inspection | 5050045AD | #ERROR! | #ERROR! |  |  |  | Coupling | DD | MEC | Use laser equipment to measure alignment | Clearance/alignment failure |  |  | 728 |  |  |  | JDE |  | SULZER PUMPS | Route Created. Pending develop data | 0045-MEC-DD-728-SLUDGE 2 BIENNIAL PUMP INSPECTION | 4660164
3141 | 0045-MEC-DD-1050-FLOCC TANK 1 | GEARBOX SEALS CHANGE | 30 | 20 | 1R - Replace | 5050045AA | #ERROR! | #ERROR! | 5050045AAA | #ERROR! | #ERROR! | Gearbox adapter | DD | MEC | Replace oil seal (do not install it in the same track) | Leak |  |  | 1050 |  |  |  | LUBE-IT |  | UTILITIES | Route Created. Pending develop data | 0045-MEC-DD-1050-FLOCC TANK 1 GEARBOX SEALS CHANGE | 4660165
3144 | 0045-MEC-DD-1050-FLOCC TANK 1 | GEARBOX SEALS CHANGE | 30 | 20 | 1R - Replace | 5050045AA | #ERROR! | #ERROR! | 5050045AAA | #ERROR! | #ERROR! | Gearbox | DD | MEC | Replace the oil seal | Leak |  |  | 1050 |  | If oil used in gearbox is synthetic, replacement can be done every 1848 days |  | LUBE-IT |  | UTILITIES | Route Created. Pending develop data | 0045-MEC-DD-1050-FLOCC TANK 1 GEARBOX SEALS CHANGE | 4660165
3155 | 0045-MEC-DD-1050-FLOCC TANK 2 | GEARBOX SEALS CHANGE | 29 | 20 | 1R - Replace | 5050045AB | #ERROR! | #ERROR! | 5050045ABA | #ERROR! | #ERROR! | Gearbox adapter | DD | MEC | Replace oil seal (do not install it in the same track) | Leak |  |  | 1050 |  |  |  | LUBE-IT |  | UTILITIES | Route Created. Pending develop data | 0045-MEC-DD-1050-FLOCC TANK 2 GEARBOX SEALS CHANGE | 4660166
3158 | 0045-MEC-DD-1050-FLOCC TANK 2 | GEARBOX SEALS CHANGE | 29 | 20 | 1R - Replace | 5050045AB | #ERROR! | #ERROR! | 5050045ABA | #ERROR! | #ERROR! | Gearbox | DD | MEC | Replace the oil seal | Leak |  |  | 1050 |  | If oil used in gearbox is synthetic, replacement can be done every 1848 days |  | LUBE-IT |  | UTILITIES | Route Created. Pending develop data | 0045-MEC-DD-1050-FLOCC TANK 2 GEARBOX SEALS CHANGE | 4660166
3187 | 0045-MEC-DD-1050-PRETHICKENER1 | COUPLING FLEX ELEMENT CHANGE | 30 | 28 | 1R - Replace | 5050045AF | #ERROR! | #ERROR! |  |  |  | Gearbox adapter | DD | MEC | Change the Coupling Elastic element | Wear |  |  | 1050 |  |  |  | JDE |  | UTILITIES | Route Created. Pending develop data | 0045-MEC-DD-1050-PRETHICKENER1 COUPLING FLEX ELEMENT CHANGE | 4660167
3189 | 0045-MEC-DD-1050-PRETHICKENER1 | GEARBOX OIL SEALS CHANGE | 30 | 24 | 1R - Replace | 5050045AF | #ERROR! | #ERROR! |  |  |  | Gearbox adapter | DD | MEC | Replace oil seal (do not install it in the same track) | Leak |  |  | 1050 |  |  |  | LUBE-IT |  | UTILITIES | Route Created. Pending develop data | 0045-MEC-DD-1050-PRETHICKENER1 GEARBOX OIL SEALS CHANGE | 4660168
3192 | 0045-MEC-DD-1050-PRETHICKENER1 | GEARBOX OIL SEALS CHANGE | 30 | 24 | 1R - Replace | 5050045AF | #ERROR! | #ERROR! |  |  |  | Gearbox | DD | MEC | Replace the oil seal | Leak |  |  | 1050 |  | If oil used in gearbox is synthetic, replacement can be done every 1848 days |  | LUBE-IT |  | UTILITIES | Route Created. Pending develop data | 0045-MEC-DD-1050-PRETHICKENER1 GEARBOX OIL SEALS CHANGE | 4660168
3201 | 0045-MEC-DD-1050-PRETHICKENER2 | GEARBOX OIL SEALS CHANGE | 30 | 24 | 1R - Replace | 5050045AG | #ERROR! | #ERROR! |  |  |  | Gearbox | DD | MEC | Replace the oil seal | Leak |  |  | 1050 |  | If oil used in gearbox is synthetic, replacement can be done every 1848 days |  | LUBE-IT |  | UTILITIES | Route Created. Pending develop data | 0045-MEC-DD-1050-PRETHICKENER2 GEARBOX OIL SEALS CHANGE | 4660169
3207 | 0045-MEC-DD-1050-PRETHICKENER2 | GEARBOX OIL SEALS CHANGE | 30 | 24 | 1R - Replace | 5050045AG | #ERROR! | #ERROR! |  |  |  | Gearbox adapter | DD | MEC | Replace oil seal (do not install it in the same track) | Leak |  |  | 1050 |  |  |  | LUBE-IT |  | UTILITIES | Route Created. Pending develop data | 0045-MEC-DD-1050-PRETHICKENER2 GEARBOX OIL SEALS CHANGE | 4660169
3225 | 0045-MEC-DD-1050-PRETHICKENER2 | COUPLING FLEX ELEMENT CHANGE | 30 | 28 | 1R - Replace | 5050045AG | #ERROR! | #ERROR! |  |  |  | Gearbox adapter | DD | MEC | Change the Coupling Elastic element | Wear |  |  | 1050 |  |  |  | JDE |  | UTILITIES | Route Created. Pending develop data | 0045-MEC-DD-1050-PRETHICKENER2 COUPLING FLEX ELEMENT CHANGE | 4660170
3066 | 0045-MEC-DD-1092-SCREW PRESS 1 | OIL SEALS REPLACEMENT | 30 | 21 | 1R - Replace | 5050045AH | #ERROR! | #ERROR! | 5050045AHA | #ERROR! | #ERROR! | Gearbox AD cover | DD | MEC | Replace the oil seal | Leak |  |  | 1092 |  |  |  | LUBE-IT |  | UTILITIES | Route Created. Pending develop data | 0045-MEC-DD-1092-SCREW PRESS 1 OIL SEALS REPLACEMENT | 4660171
3074 | 0045-MEC-DD-1092-SCREW PRESS 1 | OIL SEALS REPLACEMENT | 30 | 21 | 1R - Replace | 5050045AH | #ERROR! | #ERROR! | 5050045AHA | #ERROR! | #ERROR! | Gearbox adapter | DD | MEC | Replace the oil seal | Leak |  |  | 1092 |  |  |  | LUBE-IT |  | UTILITIES | Route Created. Pending develop data | 0045-MEC-DD-1092-SCREW PRESS 1 OIL SEALS REPLACEMENT | 4660171
3085 | 0045-MEC-DD-1092-SCREW PRESS 1 | OIL SEALS REPLACEMENT | 30 | 21 | 1R - Replace | 5050045AH | #ERROR! | #ERROR! | 5050045AHA | #ERROR! | #ERROR! | Primary Gearbox | DD | MEC | Replace the oil seal | Leak |  |  | 1092 |  | If oil used in gearbox is synthetic, replacement can be done every 1848 days |  | LUBE-IT |  | UTILITIES | Route Created. Pending develop data | 0045-MEC-DD-1092-SCREW PRESS 1 OIL SEALS REPLACEMENT | 4660171
3072 | 0045-MEC-DD-1092-SCREW PRESS 1 | COUPLING REPLACEMENT | 30 | 20 | 1R - Replace | 5050045AH | #ERROR! | #ERROR! | 5050045AHA | #ERROR! | #ERROR! | Gearbox adapter | DD | MEC | Change the Coupling Elastic element | Wear |  |  | 1092 |  |  |  | JDE |  | UTILITIES | Route Created. Pending develop data | 0045-MEC-DD-1092-SCREW PRESS 1 COUPLING REPLACEMENT | 4660172
3093 | 0045-MEC-DD-1092-SCREW PRESS 2 | OIL SEALS REPLACEMENT | 30 | 21 | 1R - Replace | 5050045AI | #ERROR! | #ERROR! | 5050045AIA | #ERROR! | #ERROR! | Gearbox AD cover | DD | MEC | Replace the oil seal | Leak |  |  | 1092 |  |  |  | LUBE-IT |  | UTILITIES | Route Created. Pending develop data | 0045-MEC-DD-1092-SCREW PRESS 2 OIL SEALS REPLACEMENT | 4660173
3101 | 0045-MEC-DD-1092-SCREW PRESS 2 | OIL SEALS REPLACEMENT | 30 | 21 | 1R - Replace | 5050045AI | #ERROR! | #ERROR! | 5050045AIA | #ERROR! | #ERROR! | Gearbox adapter | DD | MEC | Replace the oil seal | Leak |  |  | 1092 |  |  |  | LUBE-IT |  | UTILITIES | Route Created. Pending develop data | 0045-MEC-DD-1092-SCREW PRESS 2 OIL SEALS REPLACEMENT | 4660173
3112 | 0045-MEC-DD-1092-SCREW PRESS 2 | OIL SEALS REPLACEMENT | 30 | 21 | 1R - Replace | 5050045AI | #ERROR! | #ERROR! | 5050045AIA | #ERROR! | #ERROR! | Primary Gearbox | DD | MEC | Replace the oil seal | Leak |  |  | 1092 |  | If oil used in gearbox is synthetic, replacement can be done every 1848 days |  | LUBE-IT |  | UTILITIES | Route Created. Pending develop data | 0045-MEC-DD-1092-SCREW PRESS 2 OIL SEALS REPLACEMENT | 4660173
3099 | 0045-MEC-DD-1092-SCREW PRESS 2 | COUPLING REPLACEMENT | 30 | 20 | 1R - Replace | 5050045AI | #ERROR! | #ERROR! | 5050045AIA | #ERROR! | #ERROR! | Gearbox adapter | DD | MEC | Change the Coupling Elastic element | Wear |  |  | 1092 |  |  |  | JDE |  | UTILITIES | Route Created. Pending develop data | 0045-MEC-DD-1092-SCREW PRESS 2 COUPLING REPLACEMENT | 4660174
3364 | 0050-CON-DD-1463-COMPRESSOR 1 | MAJOR SERVICE BY OEM | 29 | 20 | 2 - Subj Inspection | 5050050A | #ERROR! | #ERROR! |  |  |  | Impellers | DD | CON | visually inspect general condition and clean | Wear | Dirty |  | 1463 |  | Compressor major service should be done by an Ingersoll Rand authorized representative |  | JDE |  | UTILITIES | Route Created. Pending develop data | 0050-CON-DD-1463-COMPRESSOR 1 MAJOR SERVICE BY OEM | 4660175
3365 | 0050-CON-DD-1463-COMPRESSOR 1 | MAJOR SERVICE BY OEM | 29 | 20 | 2 - Subj Inspection | 5050050A | #ERROR! | #ERROR! |  |  |  | Diffusers | DD | CON | visually inspect general condition and clean | Wear | Dirty | Build Up | 1463 |  | Compressor major service should be done by an Ingersoll Rand authorized representative |  | JDE |  | UTILITIES | Route Created. Pending develop data | 0050-CON-DD-1463-COMPRESSOR 1 MAJOR SERVICE BY OEM | 4660175
3366 | 0050-CON-DD-1463-COMPRESSOR 1 | MAJOR SERVICE BY OEM | 29 | 20 | 2 - Subj Inspection | 5050050A | #ERROR! | #ERROR! |  |  |  | Gearbox bearings | DD | CON | visually inspect general condition | Wear | Noise | Vibration | 1463 |  | Compressor major service should be done by an Ingersoll Rand authorized representative |  | JDE |  | UTILITIES | Route Created. Pending develop data | 0050-CON-DD-1463-COMPRESSOR 1 MAJOR SERVICE BY OEM | 4660175
3367 | 0050-CON-DD-1463-COMPRESSOR 1 | MAJOR SERVICE BY OEM | 29 | 20 | 3 - Obj Inspection | 5050050A | #ERROR! | #ERROR! |  |  |  | Gearbox bearings | DD | CON | Mesure the gearing backlash clearances | Out of Tolerance |  |  | 1463 |  | Compressor major service should be done by an Ingersoll Rand authorized representative |  | JDE |  | UTILITIES | Route Created. Pending develop data | 0050-CON-DD-1463-COMPRESSOR 1 MAJOR SERVICE BY OEM | 4660175
3368 | 0050-CON-DD-1463-COMPRESSOR 1 | MAJOR SERVICE BY OEM | 29 | 20 | 3 - Obj Inspection | 5050050A | #ERROR! | #ERROR! |  |  |  | Axial pinion | DD | CON | Mesure axial pinion floats | Out of Tolerance |  |  | 1463 |  | Compressor major service should be done by an Ingersoll Rand authorized representative |  | JDE |  | UTILITIES | Route Created. Pending develop data | 0050-CON-DD-1463-COMPRESSOR 1 MAJOR SERVICE BY OEM | 4660175
3369 | 0050-CON-DD-1463-COMPRESSOR 1 | MAJOR SERVICE BY OEM | 29 | 20 | 3 - Obj Inspection | 5050050A | #ERROR! | #ERROR! |  |  |  | Impellers | DD | CON | Mesure clearence between impellers and inlets | Out of Tolerance |  |  | 1463 |  | Compressor major service should be done by an Ingersoll Rand authorized representative |  | JDE |  | UTILITIES | Route Created. Pending develop data | 0050-CON-DD-1463-COMPRESSOR 1 MAJOR SERVICE BY OEM | 4660175
3370 | 0050-CON-DD-1463-COMPRESSOR 1 | MAJOR SERVICE BY OEM | 29 | 20 | 2 - Subj Inspection | 5050050A | #ERROR! | #ERROR! |  |  |  | Intercoolers | DD | CON | Visually inspect the bundle tubes and clean if needed | Leak | Wear |  | 1463 |  | Compressor major service should be done by an Ingersoll Rand authorized representative |  | JDE |  | UTILITIES | Route Created. Pending develop data | 0050-CON-DD-1463-COMPRESSOR 1 MAJOR SERVICE BY OEM | 4660175
3371 | 0050-CON-DD-1463-COMPRESSOR 1 | MAJOR SERVICE BY OEM | 29 | 20 | 2 - Subj Inspection | 5050050A | #ERROR! | #ERROR! |  |  |  | Intercoolers | DD | CON | Visually inspect the bundle fins and clean if needed | Wear | Cracked |  | 1463 |  | Compressor major service should be done by an Ingersoll Rand authorized representative |  | JDE |  | UTILITIES | Route Created. Pending develop data | 0050-CON-DD-1463-COMPRESSOR 1 MAJOR SERVICE BY OEM | 4660175
3372 | 0050-CON-DD-1463-COMPRESSOR 1 | MAJOR SERVICE BY OEM | 29 | 20 | 2 - Subj Inspection | 5050050A | #ERROR! | #ERROR! |  |  |  | Intercoolers | DD | CON | Visually inspect the condensate removal system and clean if needed | Wear |  |  | 1463 |  | Compressor major service should be done by an Ingersoll Rand authorized representative |  | JDE |  | UTILITIES | Route Created. Pending develop data | 0050-CON-DD-1463-COMPRESSOR 1 MAJOR SERVICE BY OEM | 4660175
3373 | 0050-CON-DD-1463-COMPRESSOR 1 | MAJOR SERVICE BY OEM | 29 | 20 | 2 - Subj Inspection | 5050050A | #ERROR! | #ERROR! |  |  |  | Intercoolers | DD | CON | Visually inspect cooler cavities and clean if needed | Wear | Cracked |  | 1463 |  | Compressor major service should be done by an Ingersoll Rand authorized representative |  | JDE |  | UTILITIES | Route Created. Pending develop data | 0050-CON-DD-1463-COMPRESSOR 1 MAJOR SERVICE BY OEM | 4660175
3374 | 0050-CON-DD-1463-COMPRESSOR 1 | MAJOR SERVICE BY OEM | 29 | 20 | 2 - Subj Inspection | 5050050A | #ERROR! | #ERROR! | 5050050AB | #ERROR! | #ERROR! | Piping connections | DD | CON | Visually inspect general condition | Leak |  |  | 1463 |  | Compressor major service should be done by an Ingersoll Rand authorized representative |  | JDE |  | UTILITIES | Route Created. Pending develop data | 0050-CON-DD-1463-COMPRESSOR 1 MAJOR SERVICE BY OEM | 4660175
3375 | 0050-CON-DD-1463-COMPRESSOR 1 | MAJOR SERVICE BY OEM | 29 | 20 | 2 - Subj Inspection | 5050050A | #ERROR! | #ERROR! | 5050050AB | #ERROR! | #ERROR! | Reservoir | DD | CON | Visually inspect oil | Contaminated | Low Level |  | 1463 |  | Compressor major service should be done by an Ingersoll Rand authorized representative |  | JDE |  | UTILITIES | Route Created. Pending develop data | 0050-CON-DD-1463-COMPRESSOR 1 MAJOR SERVICE BY OEM | 4660175
3376 | 0050-CON-DD-1463-COMPRESSOR 1 | MAJOR SERVICE BY OEM | 29 | 20 | 2 - Subj Inspection | 5050050A | #ERROR! | #ERROR! | 5050050AB | #ERROR! | #ERROR! | Cooler reservoir | DD | CON | Visually inspect cooler oil | Contaminated | Low Level |  | 1463 |  | Compressor major service should be done by an Ingersoll Rand authorized representative |  | JDE |  | UTILITIES | Route Created. Pending develop data | 0050-CON-DD-1463-COMPRESSOR 1 MAJOR SERVICE BY OEM | 4660175
3379 | 0050-CON-DD-1463-COMPRESSOR 1 | MAJOR SERVICE BY OEM | 29 | 20 | 2 - Subj Inspection | 5050050A | #ERROR! | #ERROR! |  |  |  | Monitoring sensors | DD | CON | Visually inspect general condition | Out of Adjustment | Wear |  | 1463 |  | Compressor major service should be done by an Ingersoll Rand authorized representative |  | JDE |  | UTILITIES | Route Created. Pending develop data | 0050-CON-DD-1463-COMPRESSOR 1 MAJOR SERVICE BY OEM | 4660175
3380 | 0050-CON-DD-1463-COMPRESSOR 1 | MAJOR SERVICE BY OEM | 29 | 20 | 2 - Subj Inspection | 5050050A | #ERROR! | #ERROR! |  |  |  | Coupling | DD | CON | Visually inspect general condition | Wear | Vibration | Alignment | 1463 |  | Compressor major service should be done by an Ingersoll Rand authorized representative |  | JDE |  | UTILITIES | Route Created. Pending develop data | 0050-CON-DD-1463-COMPRESSOR 1 MAJOR SERVICE BY OEM | 4660175
3512 | 0050-CON-DD-1463-COMPRESSOR 2 | MAJOR SERVICE BY OEM | 29 | 20 | 2 - Subj Inspection | 5050050B | #ERROR! | #ERROR! |  |  |  | Impellers | DD | CON | visually inspect general condition and clean | Wear | Dirty |  | 1463 |  | Compressor major service should be done by an Ingersoll Rand authorized representative |  | JDE |  | UTILITIES | Route Created. Pending develop data | 0050-CON-DD-1463-COMPRESSOR 2 MAJOR SERVICE BY OEM | 4660176
3513 | 0050-CON-DD-1463-COMPRESSOR 2 | MAJOR SERVICE BY OEM | 29 | 20 | 2 - Subj Inspection | 5050050B | #ERROR! | #ERROR! |  |  |  | Diffusers | DD | CON | visually inspect general condition and clean | Wear | Dirty | Build Up | 1463 |  | Compressor major service should be done by an Ingersoll Rand authorized representative |  | JDE |  | UTILITIES | Route Created. Pending develop data | 0050-CON-DD-1463-COMPRESSOR 2 MAJOR SERVICE BY OEM | 4660176
3514 | 0050-CON-DD-1463-COMPRESSOR 2 | MAJOR SERVICE BY OEM | 29 | 20 | 2 - Subj Inspection | 5050050B | #ERROR! | #ERROR! |  |  |  | Gearbox bearings | DD | CON | visually inspect general condition | Wear | Noise | Vibration | 1463 |  | Compressor major service should be done by an Ingersoll Rand authorized representative |  | JDE |  | UTILITIES | Route Created. Pending develop data | 0050-CON-DD-1463-COMPRESSOR 2 MAJOR SERVICE BY OEM | 4660176
3515 | 0050-CON-DD-1463-COMPRESSOR 2 | MAJOR SERVICE BY OEM | 29 | 20 | 3 - Obj Inspection | 5050050B | #ERROR! | #ERROR! |  |  |  | Gearbox bearings | DD | CON | Mesure the gearing backlash clearances | Out of Tolerance |  |  | 1463 |  | Compressor major service should be done by an Ingersoll Rand authorized representative |  | JDE |  | UTILITIES | Route Created. Pending develop data | 0050-CON-DD-1463-COMPRESSOR 2 MAJOR SERVICE BY OEM | 4660176
3516 | 0050-CON-DD-1463-COMPRESSOR 2 | MAJOR SERVICE BY OEM | 29 | 20 | 3 - Obj Inspection | 5050050B | #ERROR! | #ERROR! |  |  |  | Axial pinion | DD | CON | Mesure axial pinion floats | Out of Tolerance |  |  | 1463 |  | Compressor major service should be done by an Ingersoll Rand authorized representative |  | JDE |  | UTILITIES | Route Created. Pending develop data | 0050-CON-DD-1463-COMPRESSOR 2 MAJOR SERVICE BY OEM | 4660176
3517 | 0050-CON-DD-1463-COMPRESSOR 2 | MAJOR SERVICE BY OEM | 29 | 20 | 3 - Obj Inspection | 5050050B | #ERROR! | #ERROR! |  |  |  | Impellers | DD | CON | Mesure clearence between impellers and inlets | Out of Tolerance |  |  | 1463 |  | Compressor major service should be done by an Ingersoll Rand authorized representative |  | JDE |  | UTILITIES | Route Created. Pending develop data | 0050-CON-DD-1463-COMPRESSOR 2 MAJOR SERVICE BY OEM | 4660176
3518 | 0050-CON-DD-1463-COMPRESSOR 2 | MAJOR SERVICE BY OEM | 29 | 20 | 2 - Subj Inspection | 5050050B | #ERROR! | #ERROR! |  |  |  | Intercoolers | DD | CON | Visually inspect the bundle tubes and clean if needed | Leak | Wear |  | 1463 |  | Compressor major service should be done by an Ingersoll Rand authorized representative |  | JDE |  | UTILITIES | Route Created. Pending develop data | 0050-CON-DD-1463-COMPRESSOR 2 MAJOR SERVICE BY OEM | 4660176
3519 | 0050-CON-DD-1463-COMPRESSOR 2 | MAJOR SERVICE BY OEM | 29 | 20 | 2 - Subj Inspection | 5050050B | #ERROR! | #ERROR! |  |  |  | Intercoolers | DD | CON | Visually inspect the bundle fins and clean if needed | Wear | Cracked |  | 1463 |  | Compressor major service should be done by an Ingersoll Rand authorized representative |  | JDE |  | UTILITIES | Route Created. Pending develop data | 0050-CON-DD-1463-COMPRESSOR 2 MAJOR SERVICE BY OEM | 4660176
3520 | 0050-CON-DD-1463-COMPRESSOR 2 | MAJOR SERVICE BY OEM | 29 | 20 | 2 - Subj Inspection | 5050050B | #ERROR! | #ERROR! |  |  |  | Intercoolers | DD | CON | Visually inspect the condensate removal system and clean if needed | Wear |  |  | 1463 |  | Compressor major service should be done by an Ingersoll Rand authorized representative |  | JDE |  | UTILITIES | Route Created. Pending develop data | 0050-CON-DD-1463-COMPRESSOR 2 MAJOR SERVICE BY OEM | 4660176
3521 | 0050-CON-DD-1463-COMPRESSOR 2 | MAJOR SERVICE BY OEM | 29 | 20 | 2 - Subj Inspection | 5050050B | #ERROR! | #ERROR! |  |  |  | Intercoolers | DD | CON | Visually inspect cooler cavities and clean if needed | Wear | Cracked |  | 1463 |  | Compressor major service should be done by an Ingersoll Rand authorized representative |  | JDE |  | UTILITIES | Route Created. Pending develop data | 0050-CON-DD-1463-COMPRESSOR 2 MAJOR SERVICE BY OEM | 4660176
3522 | 0050-CON-DD-1463-COMPRESSOR 2 | MAJOR SERVICE BY OEM | 29 | 20 | 2 - Subj Inspection | 5050050B | #ERROR! | #ERROR! | 5050050BB | #ERROR! | #ERROR! | Piping connections | DD | CON | Visually inspect general condition | Leak |  |  | 1463 |  | Compressor major service should be done by an Ingersoll Rand authorized representative |  | JDE |  | UTILITIES | Route Created. Pending develop data | 0050-CON-DD-1463-COMPRESSOR 2 MAJOR SERVICE BY OEM | 4660176
3523 | 0050-CON-DD-1463-COMPRESSOR 2 | MAJOR SERVICE BY OEM | 29 | 20 | 2 - Subj Inspection | 5050050B | #ERROR! | #ERROR! | 5050050BB | #ERROR! | #ERROR! | Reservoir | DD | CON | Visually inspect oil | Contaminated | Low Level |  | 1463 |  | Compressor major service should be done by an Ingersoll Rand authorized representative |  | JDE |  | UTILITIES | Route Created. Pending develop data | 0050-CON-DD-1463-COMPRESSOR 2 MAJOR SERVICE BY OEM | 4660176
3524 | 0050-CON-DD-1463-COMPRESSOR 2 | MAJOR SERVICE BY OEM | 29 | 20 | 2 - Subj Inspection | 5050050B | #ERROR! | #ERROR! | 5050050BB | #ERROR! | #ERROR! | Cooler reservoir | DD | CON | Visually inspect cooler oil | Contaminated | Low Level |  | 1463 |  | Compressor major service should be done by an Ingersoll Rand authorized representative |  | JDE |  | UTILITIES | Route Created. Pending develop data | 0050-CON-DD-1463-COMPRESSOR 2 MAJOR SERVICE BY OEM | 4660176
3527 | 0050-CON-DD-1463-COMPRESSOR 2 | MAJOR SERVICE BY OEM | 29 | 20 | 2 - Subj Inspection | 5050050B | #ERROR! | #ERROR! |  |  |  | Monitoring sensors | DD | CON | Visually inspect general condition | Out of Adjustment | Wear |  | 1463 |  | Compressor major service should be done by an Ingersoll Rand authorized representative |  | JDE |  | UTILITIES | Route Created. Pending develop data | 0050-CON-DD-1463-COMPRESSOR 2 MAJOR SERVICE BY OEM | 4660176
3528 | 0050-CON-DD-1463-COMPRESSOR 2 | MAJOR SERVICE BY OEM | 29 | 20 | 2 - Subj Inspection | 5050050B | #ERROR! | #ERROR! |  |  |  | Coupling | DD | CON | Visually inspect general condition | Wear | Vibration | Alignment | 1463 |  | Compressor major service should be done by an Ingersoll Rand authorized representative |  | JDE |  | UTILITIES | Route Created. Pending develop data | 0050-CON-DD-1463-COMPRESSOR 2 MAJOR SERVICE BY OEM | 4660176
3580 | 0050-CON-DD-1463-COMPRESSOR 3 | MAJOR SERVICE BY OEM | 29 | 20 | 2 - Subj Inspection | 5050050C | #ERROR! | #ERROR! |  |  |  | Impellers | DD | CON | visually inspect general condition and clean | Wear | Dirty |  | 1463 |  | Compressor major service should be done by an Ingersoll Rand authorized representative |  | JDE |  | UTILITIES | Route Created. Pending develop data | 0050-CON-DD-1463-COMPRESSOR 3 MAJOR SERVICE BY OEM | 4660177
3581 | 0050-CON-DD-1463-COMPRESSOR 3 | MAJOR SERVICE BY OEM | 29 | 20 | 2 - Subj Inspection | 5050050C | #ERROR! | #ERROR! |  |  |  | Diffusers | DD | CON | visually inspect general condition and clean | Wear | Dirty | Build Up | 1463 |  | Compressor major service should be done by an Ingersoll Rand authorized representative |  | JDE |  | UTILITIES | Route Created. Pending develop data | 0050-CON-DD-1463-COMPRESSOR 3 MAJOR SERVICE BY OEM | 4660177
3582 | 0050-CON-DD-1463-COMPRESSOR 3 | MAJOR SERVICE BY OEM | 29 | 20 | 2 - Subj Inspection | 5050050C | #ERROR! | #ERROR! |  |  |  | Gearbox bearings | DD | CON | visually inspect general condition | Wear | Noise | Vibration | 1463 |  | Compressor major service should be done by an Ingersoll Rand authorized representative |  | JDE |  | UTILITIES | Route Created. Pending develop data | 0050-CON-DD-1463-COMPRESSOR 3 MAJOR SERVICE BY OEM | 4660177
3583 | 0050-CON-DD-1463-COMPRESSOR 3 | MAJOR SERVICE BY OEM | 29 | 20 | 3 - Obj Inspection | 5050050C | #ERROR! | #ERROR! |  |  |  | Gearbox bearings | DD | CON | Mesure the gearing backlash clearances | Out of Tolerance |  |  | 1463 |  | Compressor major service should be done by an Ingersoll Rand authorized representative |  | JDE |  | UTILITIES | Route Created. Pending develop data | 0050-CON-DD-1463-COMPRESSOR 3 MAJOR SERVICE BY OEM | 4660177
3584 | 0050-CON-DD-1463-COMPRESSOR 3 | MAJOR SERVICE BY OEM | 29 | 20 | 3 - Obj Inspection | 5050050C | #ERROR! | #ERROR! |  |  |  | Axial pinion | DD | CON | Mesure axial pinion floats | Out of Tolerance |  |  | 1463 |  | Compressor major service should be done by an Ingersoll Rand authorized representative |  | JDE |  | UTILITIES | Route Created. Pending develop data | 0050-CON-DD-1463-COMPRESSOR 3 MAJOR SERVICE BY OEM | 4660177
3585 | 0050-CON-DD-1463-COMPRESSOR 3 | MAJOR SERVICE BY OEM | 29 | 20 | 3 - Obj Inspection | 5050050C | #ERROR! | #ERROR! |  |  |  | Impellers | DD | CON | Mesure clearence between impellers and inlets | Out of Tolerance |  |  | 1463 |  | Compressor major service should be done by an Ingersoll Rand authorized representative |  | JDE |  | UTILITIES | Route Created. Pending develop data | 0050-CON-DD-1463-COMPRESSOR 3 MAJOR SERVICE BY OEM | 4660177
3586 | 0050-CON-DD-1463-COMPRESSOR 3 | MAJOR SERVICE BY OEM | 29 | 20 | 2 - Subj Inspection | 5050050C | #ERROR! | #ERROR! |  |  |  | Intercoolers | DD | CON | Visually inspect the bundle tubes and clean if needed | Leak | Wear |  | 1463 |  | Compressor major service should be done by an Ingersoll Rand authorized representative |  | JDE |  | UTILITIES | Route Created. Pending develop data | 0050-CON-DD-1463-COMPRESSOR 3 MAJOR SERVICE BY OEM | 4660177
3587 | 0050-CON-DD-1463-COMPRESSOR 3 | MAJOR SERVICE BY OEM | 29 | 20 | 2 - Subj Inspection | 5050050C | #ERROR! | #ERROR! |  |  |  | Intercoolers | DD | CON | Visually inspect the bundle fins and clean if needed | Wear | Cracked |  | 1463 |  | Compressor major service should be done by an Ingersoll Rand authorized representative |  | JDE |  | UTILITIES | Route Created. Pending develop data | 0050-CON-DD-1463-COMPRESSOR 3 MAJOR SERVICE BY OEM | 4660177
3588 | 0050-CON-DD-1463-COMPRESSOR 3 | MAJOR SERVICE BY OEM | 29 | 20 | 2 - Subj Inspection | 5050050C | #ERROR! | #ERROR! |  |  |  | Intercoolers | DD | CON | Visually inspect the condensate removal system and clean if needed | Wear |  |  | 1463 |  | Compressor major service should be done by an Ingersoll Rand authorized representative |  | JDE |  | UTILITIES | Route Created. Pending develop data | 0050-CON-DD-1463-COMPRESSOR 3 MAJOR SERVICE BY OEM | 4660177
3589 | 0050-CON-DD-1463-COMPRESSOR 3 | MAJOR SERVICE BY OEM | 29 | 20 | 2 - Subj Inspection | 5050050C | #ERROR! | #ERROR! |  |  |  | Intercoolers | DD | CON | Visually inspect cooler cavities and clean if needed | Wear | Cracked |  | 1463 |  | Compressor major service should be done by an Ingersoll Rand authorized representative |  | JDE |  | UTILITIES | Route Created. Pending develop data | 0050-CON-DD-1463-COMPRESSOR 3 MAJOR SERVICE BY OEM | 4660177
3590 | 0050-CON-DD-1463-COMPRESSOR 3 | MAJOR SERVICE BY OEM | 29 | 20 | 2 - Subj Inspection | 5050050C | #ERROR! | #ERROR! | 5050050CB | #ERROR! | #ERROR! | Piping connections | DD | CON | Visually inspect general condition | Leak |  |  | 1463 |  | Compressor major service should be done by an Ingersoll Rand authorized representative |  | JDE |  | UTILITIES | Route Created. Pending develop data | 0050-CON-DD-1463-COMPRESSOR 3 MAJOR SERVICE BY OEM | 4660177
3591 | 0050-CON-DD-1463-COMPRESSOR 3 | MAJOR SERVICE BY OEM | 29 | 20 | 2 - Subj Inspection | 5050050C | #ERROR! | #ERROR! | 5050050CB | #ERROR! | #ERROR! | Reservoir | DD | CON | Visually inspect oil | Contaminated | Low Level |  | 1463 |  | Compressor major service should be done by an Ingersoll Rand authorized representative |  | JDE |  | UTILITIES | Route Created. Pending develop data | 0050-CON-DD-1463-COMPRESSOR 3 MAJOR SERVICE BY OEM | 4660177
3592 | 0050-CON-DD-1463-COMPRESSOR 3 | MAJOR SERVICE BY OEM | 29 | 20 | 2 - Subj Inspection | 5050050C | #ERROR! | #ERROR! | 5050050CB | #ERROR! | #ERROR! | Cooler reservoir | DD | CON | Visually inspect cooler oil | Contaminated | Low Level |  | 1463 |  | Compressor major service should be done by an Ingersoll Rand authorized representative |  | JDE |  | UTILITIES | Route Created. Pending develop data | 0050-CON-DD-1463-COMPRESSOR 3 MAJOR SERVICE BY OEM | 4660177
3595 | 0050-CON-DD-1463-COMPRESSOR 3 | MAJOR SERVICE BY OEM | 29 | 20 | 2 - Subj Inspection | 5050050C | #ERROR! | #ERROR! |  |  |  | Monitoring sensors | DD | CON | Visually inspect general condition | Out of Adjustment | Wear |  | 1463 |  | Compressor major service should be done by an Ingersoll Rand authorized representative |  | JDE |  | UTILITIES | Route Created. Pending develop data | 0050-CON-DD-1463-COMPRESSOR 3 MAJOR SERVICE BY OEM | 4660177
3596 | 0050-CON-DD-1463-COMPRESSOR 3 | MAJOR SERVICE BY OEM | 29 | 20 | 2 - Subj Inspection | 5050050C | #ERROR! | #ERROR! |  |  |  | Coupling | DD | CON | Visually inspect general condition | Wear | Vibration | Alignment | 1463 |  | Compressor major service should be done by an Ingersoll Rand authorized representative |  | JDE |  | UTILITIES | Route Created. Pending develop data | 0050-CON-DD-1463-COMPRESSOR 3 MAJOR SERVICE BY OEM | 4660177
1768 | 0820-ELE-DD-1470-ROBOT ARM | CONTROLLER BATTERY CHANGE | 26 | 25 | 1R - Replace | 010082028L | #ERROR! | #ERROR! |  |  |  | Controller Batteries | DD | E&I | Replace Batteries |  |  |  | 1470 | 0.1 | Refer to Chapter 7 Replacing batteries of R-30iB/R-30iB Plus CONTROLLER MAINTENANCE MANUAL(B-83195EN) |  | JDE |  | BALE HANDLING | Route Created. Pending develop data | 0820-ELE-DD-1470-ROBOT ARM CONTROLLER BATTERY CHANGE | 4660178
2062 | 0820-ELE-DD-1470-ROBOT ARM | MECH UNIT CABLE CHANGE | 26 | 22 | 1R - Replace | 0100820P | #ERROR! | #ERROR! | 0100820PA | #ERROR! | #ERROR! | Mechanical Unit Cable | DD | E&I | Replace Cable | Wear | Damaged | Twisted | 1470 | 4 | Refer to Chapter 6 and 7 of the Fanuc Robot Manual |  | JDE |  | BALE HANDLING | Route Created. Pending develop data | 0820-ELE-DD-1470-ROBOT ARM MECH UNIT CABLE CHANGE | 4660179
3409 | 0050-MEC-DD-1827-AIR DRYER 1 | DESSICANT REPLACEMENT | 28 | 21 | 1R - Replace | 5050050D | #ERROR! | #ERROR! |  |  |  | Desiccant air dryer | DD | MEC | Replace desiccant |  |  |  | 1827 |  |  |  | JDE |  | UTILITIES | Route Created. Pending develop data | 0050-MEC-DD-1827-AIR DRYER 1 DESSICANT REPLACEMENT | 4660180
3630 | 0050-MEC-DD-1827-AIR DRYER 2 | DESSICANT REPLACEMENT | 28 | 21 | 1R - Replace | 5050050E | #ERROR! | #ERROR! |  |  |  | Desiccant air dryer | DD | MEC | Replace desiccant |  |  |  | 1827 |  |  |  | JDE |  | UTILITIES | Route Created. Pending develop data | 0050-MEC-DD-1827-AIR DRYER 2 DESSICANT REPLACEMENT | 4660181
3670 | 0050-MEC-DD-1827-AIR DRYER 3 | DESSICANT REPLACEMENT | 28 | 21 | 1R - Replace | 5050050F | #ERROR! | #ERROR! |  |  |  | Desiccant air dryer | DD | MEC | Replace desiccant |  |  |  | 1827 |  |  |  | JDE |  | UTILITIES | Route Created. Pending develop data | 0050-MEC-DD-1827-AIR DRYER 3 DESSICANT REPLACEMENT | 4660182
4464 | 0870-MEC-DD-42-HEADBOX | SHUTDOWN MECHANICAL INSPECTION | 22 | 30 | 2 - Subj Inspection | 0100870A | HEADBOX | 010-0870-HAS-001-00 |  |  |  | Headbox wedges | DD | MEC | Visually inspect for damages and cracks on the surface and remove any fiber build-up if needed. | Damaged | Cracked |  | 42 |  | Ensure hat the wedges are clean and smooth Ensure that the wedge tip is even and smooth |  | JDE |  | HEADBOX | Data created/will be sent for upload | 0870-MEC-DD-42-HEADBOX SHUTDOWN MECHANICAL INSPECTION | 4660183
4467 | 0870-MEC-DD-42-HEADBOX | SHUTDOWN MECHANICAL INSPECTION | 22 | 30 | 2 - Subj Inspection | 0100870A | HEADBOX | 010-0870-HAS-001-00 | 0100870AA | HEADBOX BODY ASSEMBLY |  | Tubes | DD | MEC | Visually inspect for damage and remove any fiber build-up if needed. | Damaged |  |  | 42 |  |  |  | JDE |  | HEADBOX | Data created/will be sent for upload | 0870-MEC-DD-42-HEADBOX SHUTDOWN MECHANICAL INSPECTION | 4660183
4468 | 0870-MEC-DD-42-HEADBOX | SHUTDOWN MECHANICAL INSPECTION | 22 | 30 | 2 - Subj Inspection | 0100870A | HEADBOX | 010-0870-HAS-001-00 | 0100870AA | HEADBOX BODY ASSEMBLY |  | Plexicaps | DD | MEC | Visually inspect the plexicaps of the micro adjusters for leakage and remove any fiber build-up if needed. | Leak |  |  | 42 |  |  |  | JDE |  | HEADBOX | Data created/will be sent for upload | 0870-MEC-DD-42-HEADBOX SHUTDOWN MECHANICAL INSPECTION | 4660183
4471 | 0870-MEC-DD-42-HEADBOX | SHUTDOWN MECHANICAL INSPECTION | 22 | 30 | 2 - Subj Inspection | 0100870A | HEADBOX | 010-0870-HAS-001-00 |  |  |  | Hoses | DD | MEC | Visually inspect for damage and remove any fiber build-up if needed. | Damaged |  |  | 42 |  |  |  | JDE |  | HEADBOX | Data created/will be sent for upload | 0870-MEC-DD-42-HEADBOX SHUTDOWN MECHANICAL INSPECTION | 4660183
4472 | 0870-MEC-DD-42-HEADBOX | SHUTDOWN MECHANICAL INSPECTION | 22 | 30 | 1C - Clean | 0100870A | HEADBOX | 010-0870-HAS-001-00 |  |  |  | Headbox | DD | MEC | Rinse the headbox interior. | Dirty |  |  | 42 |  | Run fan pumps with white water a couple of minutes to rinse the headbox interiors. |  | JDE |  | HEADBOX | Data created/will be sent for upload | 0870-MEC-DD-42-HEADBOX SHUTDOWN MECHANICAL INSPECTION | 4660183
4465 | 0870-MEC-DD-84-HEADBOX | QUARTERLY MECH INSPECTION | 22 | 25 | 2 - Subj Inspection | 0100870A | HEADBOX | 010-0870-HAS-001-00 | 0100870AA | HEADBOX BODY ASSEMBLY |  | Beam slice lip | DD | MEC | Visually inspect the leading edge of the apron beam slice lip for damage and remove any fiber build-up if needed. | Damaged |  |  | 84 |  |  |  | JDE |  | HEADBOX | Data created/will be sent for upload | 0870-MEC-DD-84-HEADBOX QUARTERLY MECH INSPECTION | 4660184
4466 | 0870-MEC-DD-84-HEADBOX | QUARTERLY MECH INSPECTION | 22 | 25 | 2 - Subj Inspection | 0100870A | HEADBOX | 010-0870-HAS-001-00 | 0100870AA | HEADBOX BODY ASSEMBLY |  | Roof slice lip | DD | MEC | Visually inspect the leading edge of the roof slice lip for damage and remove any fiber build-up if needed. | Damaged |  |  | 84 |  |  |  | JDE |  | HEADBOX | Data created/will be sent for upload | 0870-MEC-DD-84-HEADBOX QUARTERLY MECH INSPECTION | 4660184
4469 | 0870-MEC-DD-84-HEADBOX | QUARTERLY MECH INSPECTION | 22 | 25 | 2 - Subj Inspection | 0100870A | HEADBOX | 010-0870-HAS-001-00 |  |  |  | Motor | DD | MEC | Visually inspect for damage and remove any fiber build-up if needed. | Damaged |  |  | 84 |  |  |  | JDE |  | HEADBOX | Data created/will be sent for upload | 0870-MEC-DD-84-HEADBOX QUARTERLY MECH INSPECTION | 4660184
4470 | 0870-MEC-DD-84-HEADBOX | QUARTERLY MECH INSPECTION | 22 | 25 | 2 - Subj Inspection | 0100870A | HEADBOX | 010-0870-HAS-001-00 |  |  |  | Spindle | DD | MEC | Visually inspect for damage and remove any fiber build-up and lubricate with grease if needed. | Damaged |  |  | 84 |  |  |  | JDE |  | HEADBOX | Data created/will be sent for upload | 0870-MEC-DD-84-HEADBOX QUARTERLY MECH INSPECTION | 4660184
4473 | 0870-MEC-IRD-28-HEADBOX | MONTHLY MECHANICAL INSPECTION | 23 | 29 | 2 - Subj Inspection | 0100870A | HEADBOX | 010-0870-HAS-001-00 | 0100870AC | SUPPORT ASSEMBLY |  | Hydraulic cylinder | IRD | MEC | Check the cylinder for leaks. | Leak |  |  | 28 |  |  |  | JDE |  | HEADBOX | Data created/will be sent for upload | 0870-MEC-IRD-28-HEADBOX MONTHLY MECHANICAL INSPECTION | 4660185
4474 | 0870-MEC-IRD-28-HEADBOX | MONTHLY MECHANICAL INSPECTION | 23 | 29 | 2 - Subj Inspection | 0100870A | HEADBOX | 010-0870-HAS-001-00 | 0100870AE | DILUTION HEADER ASSSEMBLY |  | Dilution valve | IRD | MEC | Visually inspect general condition. | Dysfunction |  |  | 28 |  |  |  | JDE |  | HEADBOX | Data created/will be sent for upload | 0870-MEC-IRD-28-HEADBOX MONTHLY MECHANICAL INSPECTION | 4660185
4475 | 0870-OPE-QI-1-HYD UNIT 0001 | DAILY HYD UNIT 0001 INSPECTION | 27 | 30 | 2 - Subj Inspection | 0100870KAA | HYDRAULIC UNIT 001 OIL TANK | 010-0870-TAN-007-00 |  |  |  | Filters | QI | OPE | Visually inspect general condition and create an order to replace if needed. | Dirty | Clogged |  | 1 |  | 2 oil filters and 1 air filter |  | JDE |  | HYDRAULIC SYSTEM | Data created/will be sent for upload | 0870-OPE-QI-1-HYD UNIT 0001 DAILY HYD UNIT 0001 INSPECTION | 4660186
4476 | 0870-OPE-QI-1-HYD UNIT 0001 | DAILY HYD UNIT 0001 INSPECTION | 27 | 30 | 2 - Subj Inspection | 0100870KAB | HYDRAULIC UNIT 001 CIRCULATION PUMP | 010-0870-PUM-016-00 |  |  |  | Circulation Filter | QI | OPE | Visually inspect general condition and create an order to replace if needed. | Dirty | Clogged |  | 1 |  |  |  | JDE |  | HYDRAULIC SYSTEM | Data created/will be sent for upload | 0870-OPE-QI-1-HYD UNIT 0001 DAILY HYD UNIT 0001 INSPECTION | 4660186
4477 | 0870-OPE-QI-1-HYD UNIT 0001 | DAILY HYD UNIT 0001 INSPECTION | 27 | 30 | 2 - Subj Inspection | 0100870KAC | HYDRAULIC UNIT 001 PUMP STATION PRESS ROLL | 010-0870-PUM-018-00 |  |  |  | Pressure Filter | QI | OPE | Visually inspect general condition and create an order to replace if needed. | Dirty | Clogged |  | 1 |  |  |  | JDE |  | HYDRAULIC SYSTEM | Data created/will be sent for upload | 0870-OPE-QI-1-HYD UNIT 0001 DAILY HYD UNIT 0001 INSPECTION | 4660186
4478 | 0870-OPE-QI-1-HYD UNIT 0001 | DAILY HYD UNIT 0001 INSPECTION | 27 | 30 | 2 - Subj Inspection | 0100870KAE | HYDRAULIC UNIT 001 PUMP STATION CANTILEVER | 010-0870-PUM-020-00 |  |  |  | Pressure Filter | QI | OPE | Visually inspect general condition and create an order to replace if needed. | Dirty | Clogged |  | 1 |  |  |  | JDE |  | HYDRAULIC SYSTEM | Data created/will be sent for upload | 0870-OPE-QI-1-HYD UNIT 0001 DAILY HYD UNIT 0001 INSPECTION | 4660186
4479 | 0870-OPE-QI-1-HYD UNIT 0001 | DAILY HYD UNIT 0001 INSPECTION | 27 | 30 | 2 - Subj Inspection | 0100870KA | HYDRAULIC UNIT 001 | 010-0870-HYD-001-00 |  |  |  | Piping | QI | OPE | Visually inspect general condition for leaks. Create an order to repair leaks if needed. | Leak |  |  | 1 |  |  |  | JDE |  | HYDRAULIC SYSTEM | Data created/will be sent for upload | 0870-OPE-QI-1-HYD UNIT 0001 DAILY HYD UNIT 0001 INSPECTION | 4660186
4510 | 0870-OPE-QI-1-HYD UNIT 0001 | DAILY HYD UNIT 0001 INSPECTION | 27 | 30 | 3 - Obj Inspection | 0100870KAC | HYDRAULIC UNIT 001 PUMP STATION PRESS ROLL | 010-0870-PUM-018-00 |  |  |  | Pressure gauge | QI | OPE | Visually Inspect pressure gauge readings within operating tolerance. | Out of Tolerance |  |  | 1 |  |  |  | JDE |  | HYDRAULIC SYSTEM | Data created/will be sent for upload | 0870-OPE-QI-1-HYD UNIT 0001 DAILY HYD UNIT 0001 INSPECTION | 4660186
4525 | 0870-OPE-QI-1-HYD UNIT 0001 | DAILY HYD UNIT 0001 INSPECTION | 27 | 30 | 2 - Subj Inspection | 0100870KAD | HYDRAULIC UNIT 001 PUMP STATION SPARE | 010-0870-PUM-019-00 |  |  |  | Pressure Filter | QI | OPE | Visually inspect general condition and create an order to replace if needed. | Dirty | Clogged |  | 1 |  |  |  | JDE |  | HYDRAULIC SYSTEM | Data created/will be sent for upload | 0870-OPE-QI-1-HYD UNIT 0001 DAILY HYD UNIT 0001 INSPECTION | 4660186
4597 | 0870-OPE-QI-1-HYD UNIT 0001 | DAILY HYD UNIT 0001 INSPECTION | 27 | 30 | 2 - Subj Inspection | 0100870KAA | HYDRAULIC UNIT 001 OIL TANK | 010-0870-TAN-007-00 |  |  |  | Tank | QI | OPE | Check the oil temperature. | Out of Tolerance |  |  | 1 |  |  |  | JDE |  | HYDRAULIC SYSTEM | Data created/will be sent for upload | 0870-OPE-QI-1-HYD UNIT 0001 DAILY HYD UNIT 0001 INSPECTION | 4660186
4617 | 0870-OPE-QI-1-HYD UNIT 0001 | DAILY HYD UNIT 0001 INSPECTION | 27 | 30 | 2 - Subj Inspection | 0100870KAD | HYDRAULIC UNIT 001 PUMP STATION SPARE | 010-0870-PUM-019-00 |  |  |  | Pressure gauge | QI | OPE | Visually Inspect pressure gauge readings within operating tolerance. | Out of Tolerance |  |  | 1 |  |  |  | JDE |  | HYDRAULIC SYSTEM | Data created/will be sent for upload | 0870-OPE-QI-1-HYD UNIT 0001 DAILY HYD UNIT 0001 INSPECTION | 4660186
4619 | 0870-OPE-QI-1-HYD UNIT 0001 | DAILY HYD UNIT 0001 INSPECTION | 27 | 30 | 2 - Subj Inspection | 0100870KAE | HYDRAULIC UNIT 001 PUMP STATION CANTILEVER | 010-0870-PUM-020-00 |  |  |  | Pressure gauge | QI | OPE | Visually Inspect pressure gauge readings within operating tolerance. | Out of Tolerance |  |  | 1 |  |  |  | JDE |  | HYDRAULIC SYSTEM | Data created/will be sent for upload | 0870-OPE-QI-1-HYD UNIT 0001 DAILY HYD UNIT 0001 INSPECTION | 4660186
4480 | 0870-MEC-DD-42-HYD UNITS TANKS | SHUTDOWN CLEANING | 30 | 17 | 1C - Clean | 0100870KAA | HYDRAULIC UNIT 001 OIL TANK | 010-0870-TAN-007-00 |  |  |  | Tank | DD | MEC | Clean the tank from the outside. Locate possible leaks. | Dirty |  |  | 42 |  |  |  | JDE |  | HYDRAULIC SYSTEM | Data created/will be sent for upload | 0870-MEC-DD-42-HYD UNITS TANKS SHUTDOWN CLEANING | 4660187
4541 | 0870-MEC-DD-42-HYD UNITS TANKS | SHUTDOWN CLEANING | 30 | 17 | 1C - Clean | 0100870KBA | HYDRAULIC UNIT 002 OIL TANK | 010-0870-TAN-008-00 |  |  |  | Tank | DD | MEC | Clean the tank from the outside. Locate possible leaks. | Dirty |  |  | 42 |  |  |  | JDE |  | HYDRAULIC SYSTEM | Data created/will be sent for upload | 0870-MEC-DD-42-HYD UNITS TANKS SHUTDOWN CLEANING | 4660187
4481 | 0870-MEC-DD-42-HYDRAULIC UNITS | SHUTDOWN PIPING CXNS INSP | 30 | 25 | 2 - Subj Inspection | 0100870KA | HYDRAULIC UNIT 001 | 010-0870-HYD-001-00 |  |  |  | Piping connections | DD | MEC | Visually inspect general condition and Tighten loosened connectors if needed. | Looseness |  |  | 42 |  |  |  | JDE |  | HYDRAULIC SYSTEM | Data created/will be sent for upload | 0870-MEC-DD-42-HYDRAULIC UNITS SHUTDOWN PIPING CXNS INSP | 4660188
4542 | 0870-MEC-DD-42-HYDRAULIC UNITS | SHUTDOWN PIPING CXNS INSP | 30 | 25 | 2 - Subj Inspection | 0100870KB | HYDRAULIC UNIT 002 | 010-0870-HYD-002-00 |  |  |  | Piping connections | DD | MEC | Visually inspect general condition and Tighten loosened connectors if needed. | Looseness |  |  | 42 |  |  |  | JDE |  | HYDRAULIC SYSTEM | Data created/will be sent for upload | 0870-MEC-DD-42-HYDRAULIC UNITS SHUTDOWN PIPING CXNS INSP | 4660188
4482 | 0870-LUB-IRD-168-HYD UNITS | TANKS SEMI-ANNUAL OIL ANALYSIS | 26 | 30 | 4 - Cond Monitoring | 0100870KAA | HYDRAULIC UNIT 001 OIL TANK | 010-0870-TAN-007-00 |  |  |  | Tank | IRD | LUB | Perform Oil Sampling for analysis. | Contaminated |  |  | 168 |  |  |  | LUBE-IT |  | HYDRAULIC SYSTEM | SUGGESTED TASK TO SEND TO TRENT | 0870-LUB-IRD-168-HYD UNITS TANKS SEMI-ANNUAL OIL ANALYSIS | 4660189
4543 | 0870-LUB-IRD-168-HYD UNITS | TANKS SEMI-ANNUAL OIL ANALYSIS | 26 | 30 | 4 - Cond Monitoring | 0100870KBA | HYDRAULIC UNIT 002 OIL TANK | 010-0870-TAN-008-00 |  |  |  | Tank | IRD | LUB | Perform Oil Sampling for analysis. | Contaminated |  |  | 168 |  |  |  | LUBE-IT |  | HYDRAULIC SYSTEM | SUGGESTED TASK TO SEND TO TRENT | 0870-LUB-IRD-168-HYD UNITS TANKS SEMI-ANNUAL OIL ANALYSIS | 4660189
4483 | 0870-MEC-DD-168-HYD UNIT FLTRS | SEMI-ANNUAL FILTER REPLACEMENT | 30 | 30 | 1R - Replace | 0100870KAA | HYDRAULIC UNIT 001 OIL TANK | 010-0870-TAN-007-00 |  |  |  | Air Filter | DD | MEC | Replace oil tank air filter. | Contaminated |  |  | 168 |  |  |  | JDE |  | HYDRAULIC SYSTEM | Data created/will be sent for upload | 0870-MEC-DD-168-HYD UNIT FLTRS SEMI-ANNUAL FILTER REPLACEMENT | 4660190
4544 | 0870-MEC-DD-168-HYD UNIT FLTRS | SEMI-ANNUAL FILTER REPLACEMENT | 30 | 30 | 1R - Replace | 0100870KBA | HYDRAULIC UNIT 002 OIL TANK | 010-0870-TAN-008-00 |  |  |  | Air Filter | DD | MEC | Replace oil tank air filter. | Contaminated |  |  | 168 |  |  |  | JDE |  | HYDRAULIC SYSTEM | Data created/will be sent for upload | 0870-MEC-DD-168-HYD UNIT FLTRS SEMI-ANNUAL FILTER REPLACEMENT | 4660190
4607 | 0870-MEC-DD-168-HYD UNIT FLTRS | SEMI-ANNUAL FILTER REPLACEMENT | 30 | 30 | 1R - Replace | 0100870KAA | HYDRAULIC UNIT 001 OIL TANK | 010-0870-TAN-007-00 |  |  |  | Filters | DD | MEC | Replace filter. | Contaminated |  |  | 168 |  |  |  | JDE |  | HYDRAULIC SYSTEM | Data created/will be sent for upload | 0870-MEC-DD-168-HYD UNIT FLTRS SEMI-ANNUAL FILTER REPLACEMENT | 4660190
4608 | 0870-MEC-DD-168-HYD UNIT FLTRS | SEMI-ANNUAL FILTER REPLACEMENT | 30 | 30 | 1R - Replace | 0100870KAB | HYDRAULIC UNIT 001 CIRCULATION PUMP | 010-0870-PUM-016-00 |  |  |  | Circulation Filter | DD | MEC | Replace filter. | Contaminated |  |  | 168 |  |  |  | JDE |  | HYDRAULIC SYSTEM | Data created/will be sent for upload | 0870-MEC-DD-168-HYD UNIT FLTRS SEMI-ANNUAL FILTER REPLACEMENT | 4660190
4609 | 0870-MEC-DD-168-HYD UNIT FLTRS | SEMI-ANNUAL FILTER REPLACEMENT | 30 | 30 | 1R - Replace | 0100870KAC | HYDRAULIC UNIT 001 PUMP STATION PRESS ROLL | 010-0870-PUM-018-00 |  |  |  | Pressure Filter | DD | MEC | Replace filter. | Contaminated |  |  | 168 |  |  |  | JDE |  | HYDRAULIC SYSTEM | Data created/will be sent for upload | 0870-MEC-DD-168-HYD UNIT FLTRS SEMI-ANNUAL FILTER REPLACEMENT | 4660190
4610 | 0870-MEC-DD-168-HYD UNIT FLTRS | SEMI-ANNUAL FILTER REPLACEMENT | 30 | 30 | 1R - Replace | 0100870KAE | HYDRAULIC UNIT 001 PUMP STATION CANTILEVER | 010-0870-PUM-020-00 |  |  |  | Pressure Filter | DD | MEC | Replace filter. | Contaminated |  |  | 168 |  |  |  | JDE |  | HYDRAULIC SYSTEM | Data created/will be sent for upload | 0870-MEC-DD-168-HYD UNIT FLTRS SEMI-ANNUAL FILTER REPLACEMENT | 4660190
4611 | 0870-MEC-DD-168-HYD UNIT FLTRS | SEMI-ANNUAL FILTER REPLACEMENT | 30 | 30 | 1R - Replace | 0100870KAD | HYDRAULIC UNIT 001 PUMP STATION SPARE | 010-0870-PUM-019-00 |  |  |  | Pressure Filter | DD | MEC | Replace filter. | Contaminated |  |  | 168 |  |  |  | JDE |  | HYDRAULIC SYSTEM | Data created/will be sent for upload | 0870-MEC-DD-168-HYD UNIT FLTRS SEMI-ANNUAL FILTER REPLACEMENT | 4660190
4612 | 0870-MEC-DD-168-HYD UNIT FLTRS | SEMI-ANNUAL FILTER REPLACEMENT | 30 | 30 | 1R - Replace | 0100870KBA | HYDRAULIC UNIT 002 OIL TANK | 010-0870-TAN-008-00 |  |  |  | Filters | DD | MEC | Replace filter. | Contaminated |  |  | 168 |  |  |  | JDE |  | HYDRAULIC SYSTEM | Data created/will be sent for upload | 0870-MEC-DD-168-HYD UNIT FLTRS SEMI-ANNUAL FILTER REPLACEMENT | 4660190
4613 | 0870-MEC-DD-168-HYD UNIT FLTRS | SEMI-ANNUAL FILTER REPLACEMENT | 30 | 30 | 1R - Replace | 0100870KBB | HYDRAULIC UNIT 002 CIRCULATION PUMP | 010-0870-PUM-017-00 |  |  |  | Circulation Filter | DD | MEC | Replace filter. | Contaminated |  |  | 168 |  |  |  | JDE |  | HYDRAULIC SYSTEM | Data created/will be sent for upload | 0870-MEC-DD-168-HYD UNIT FLTRS SEMI-ANNUAL FILTER REPLACEMENT | 4660190
4614 | 0870-MEC-DD-168-HYD UNIT FLTRS | SEMI-ANNUAL FILTER REPLACEMENT | 30 | 30 | 1R - Replace | 0100870KBC | HYDRAULIC UNIT 002 PUMP STATION REEL AND CALENDER LIFTING | 010-0870-PUM-021-00 |  |  |  | Pressure Filter | DD | MEC | Replace filter. | Contaminated |  |  | 168 |  |  |  | JDE |  | HYDRAULIC SYSTEM | Data created/will be sent for upload | 0870-MEC-DD-168-HYD UNIT FLTRS SEMI-ANNUAL FILTER REPLACEMENT | 4660190
4615 | 0870-MEC-DD-168-HYD UNIT FLTRS | SEMI-ANNUAL FILTER REPLACEMENT | 30 | 30 | 1R - Replace | 0100870KBE | HYDRAULIC UNIT 002 PUMP STATION LIFTING TABLE AND OFF MACHINE ROLL HANDLING | 010-0870-PUM-023-00 |  |  |  | Pressure Filter | DD | MEC | Replace filter. | Contaminated |  |  | 168 |  |  |  | JDE |  | HYDRAULIC SYSTEM | Data created/will be sent for upload | 0870-MEC-DD-168-HYD UNIT FLTRS SEMI-ANNUAL FILTER REPLACEMENT | 4660190
4616 | 0870-MEC-DD-168-HYD UNIT FLTRS | SEMI-ANNUAL FILTER REPLACEMENT | 30 | 30 | 1R - Replace | 0100870KBD | HYDRAULIC UNIT 002 PUMP STATION SPARE | 010-0870-PUM-022-00 |  |  |  | Pressure Filter | DD | MEC | Replace filter. | Contaminated |  |  | 168 |  |  |  | JDE |  | HYDRAULIC SYSTEM | Data created/will be sent for upload | 0870-MEC-DD-168-HYD UNIT FLTRS SEMI-ANNUAL FILTER REPLACEMENT | 4660190
4484 | 0870-MEC-DD-168-HYD UNITS | SEMI-ANNUAL MECHANICAL INSP | 26 | 27 | 2 - Subj Inspection | 0100870KA | HYDRAULIC UNIT 001 | 010-0870-HYD-001-00 |  |  |  | Piping clamps | DD | MEC | Visually inspect the tightness of pipe clamps. | Looseness |  |  | 168 |  |  |  | JDE |  | HYDRAULIC SYSTEM | Data created/will be sent for upload | 0870-MEC-DD-168-HYD UNITS SEMI-ANNUAL MECHANICAL INSP | 4660191
4496 | 0870-MEC-DD-168-HYD UNITS | SEMI-ANNUAL MECHANICAL INSP | 26 | 27 | 1C - Clean | 0100870KAB | HYDRAULIC UNIT 001 CIRCULATION PUMP | 010-0870-PUM-016-00 |  |  |  | Cooler | DD | MEC | Clean and visually inspect general condition. | Wear | Dirty | Leak | 168 |  |  |  | JDE |  | HYDRAULIC SYSTEM | Data created/will be sent for upload | 0870-MEC-DD-168-HYD UNITS SEMI-ANNUAL MECHANICAL INSP | 4660191
4545 | 0870-MEC-DD-168-HYD UNITS | SEMI-ANNUAL MECHANICAL INSP | 26 | 27 | 2 - Subj Inspection | 0100870KB | HYDRAULIC UNIT 002 | 010-0870-HYD-002-00 |  |  |  | Piping clamps | DD | MEC | Visually inspect the tightness of pipe clamps. | Looseness |  |  | 168 |  |  |  | JDE |  | HYDRAULIC SYSTEM | Data created/will be sent for upload | 0870-MEC-DD-168-HYD UNITS SEMI-ANNUAL MECHANICAL INSP | 4660191
4557 | 0870-MEC-DD-168-HYD UNITS | SEMI-ANNUAL MECHANICAL INSP | 26 | 27 | 1C - Clean | 0100870KBB | HYDRAULIC UNIT 002 CIRCULATION PUMP | 010-0870-PUM-017-00 |  |  |  | Cooler | DD | MEC | Clean and visually inspect general condition. | Wear | Dirty | Leak | 168 |  |  |  | JDE |  | HYDRAULIC SYSTEM | Data created/will be sent for upload | 0870-MEC-DD-168-HYD UNITS SEMI-ANNUAL MECHANICAL INSP | 4660191
4485 | 0870-MEC-IRD-84-HYD UNIT CPLGS | QUARTERLY COUPLINGS INSPECTION | 30 | 30 | 4 - Cond Monitoring | 0100870KAC | HYDRAULIC UNIT 001 PUMP STATION PRESS ROLL | 010-0870-PUM-018-00 |  |  |  | Coupling | IRD | MEC | Verify the state of the coupling with a stroboscope. | Wear | Looseness | Vibration | 84 |  |  |  | JDE |  | HYDRAULIC SYSTEM | Data created/will be sent for upload | 0870-MEC-IRD-84-HYD UNIT CPLGS QUARTERLY COUPLINGS INSPECTION | 4660192
4487 | 0870-MEC-IRD-84-HYD UNIT CPLGS | QUARTERLY COUPLINGS INSPECTION | 30 | 30 | 4 - Cond Monitoring | 0100870KAD | HYDRAULIC UNIT 001 PUMP STATION SPARE | 010-0870-PUM-019-00 |  |  |  | Coupling | IRD | MEC | Verify the state of the coupling with a stroboscope. | Wear | Looseness | Vibration | 84 |  |  |  | JDE |  | HYDRAULIC SYSTEM | Data created/will be sent for upload | 0870-MEC-IRD-84-HYD UNIT CPLGS QUARTERLY COUPLINGS INSPECTION | 4660192
4489 | 0870-MEC-IRD-84-HYD UNIT CPLGS | QUARTERLY COUPLINGS INSPECTION | 30 | 30 | 4 - Cond Monitoring | 0100870KAE | HYDRAULIC UNIT 001 PUMP STATION CANTILEVER | 010-0870-PUM-020-00 |  |  |  | Coupling | IRD | MEC | Verify the state of the coupling with a stroboscope. | Wear | Looseness | Vibration | 84 |  |  |  | JDE |  | HYDRAULIC SYSTEM | Data created/will be sent for upload | 0870-MEC-IRD-84-HYD UNIT CPLGS QUARTERLY COUPLINGS INSPECTION | 4660192
4498 | 0870-MEC-IRD-84-HYD UNIT CPLGS | QUARTERLY COUPLINGS INSPECTION | 30 | 30 | 4 - Cond Monitoring | 0100870KAB | HYDRAULIC UNIT 001 CIRCULATION PUMP | 010-0870-PUM-016-00 |  |  |  | Coupling | IRD | MEC | Verify the state of the coupling with a stroboscope. | Wear | Looseness | Vibration | 84 |  |  |  | JDE |  | HYDRAULIC SYSTEM | Data created/will be sent for upload | 0870-MEC-IRD-84-HYD UNIT CPLGS QUARTERLY COUPLINGS INSPECTION | 4660192
4546 | 0870-MEC-IRD-84-HYD UNIT CPLGS | QUARTERLY COUPLINGS INSPECTION | 30 | 30 | 4 - Cond Monitoring | 0100870KBC | HYDRAULIC UNIT 002 PUMP STATION REEL AND CALENDER LIFTING | 010-0870-PUM-021-00 |  |  |  | Coupling | IRD | MEC | Verify the state of the coupling with a stroboscope. | Wear | Looseness | Vibration | 84 |  |  |  | JDE |  | HYDRAULIC SYSTEM | Data created/will be sent for upload | 0870-MEC-IRD-84-HYD UNIT CPLGS QUARTERLY COUPLINGS INSPECTION | 4660192
4548 | 0870-MEC-IRD-84-HYD UNIT CPLGS | QUARTERLY COUPLINGS INSPECTION | 30 | 30 | 4 - Cond Monitoring | 0100870KBD | HYDRAULIC UNIT 002 PUMP STATION SPARE | 010-0870-PUM-022-00 |  |  |  | Coupling | IRD | MEC | Verify the state of the coupling with a stroboscope. | Wear | Looseness | Vibration | 84 |  |  |  | JDE |  | HYDRAULIC SYSTEM | Data created/will be sent for upload | 0870-MEC-IRD-84-HYD UNIT CPLGS QUARTERLY COUPLINGS INSPECTION | 4660192
4550 | 0870-MEC-IRD-84-HYD UNIT CPLGS | QUARTERLY COUPLINGS INSPECTION | 30 | 30 | 4 - Cond Monitoring | 0100870KBE | HYDRAULIC UNIT 002 PUMP STATION LIFTING TABLE AND OFF MACHINE ROLL HANDLING | 010-0870-PUM-023-00 |  |  |  | Coupling | IRD | MEC | Verify the state of the coupling with a stroboscope. | Wear | Looseness | Vibration | 84 |  |  |  | JDE |  | HYDRAULIC SYSTEM | Data created/will be sent for upload | 0870-MEC-IRD-84-HYD UNIT CPLGS QUARTERLY COUPLINGS INSPECTION | 4660192
4559 | 0870-MEC-IRD-84-HYD UNIT CPLGS | QUARTERLY COUPLINGS INSPECTION | 30 | 30 | 4 - Cond Monitoring | 0100870KBB | HYDRAULIC UNIT 002 CIRCULATION PUMP | 010-0870-PUM-017-00 |  |  |  | Coupling | IRD | MEC | Verify the state of the coupling with a stroboscope. | Wear | Looseness | Vibration | 84 |  |  |  | JDE |  | HYDRAULIC SYSTEM | Data created/will be sent for upload | 0870-MEC-IRD-84-HYD UNIT CPLGS QUARTERLY COUPLINGS INSPECTION | 4660192
4486 | 0870-MEC-DD-336-HYD UNIT CPLGS | ANNUAL MECHANICAL INSPECTION | 30 | 28 | 2 - Subj Inspection | 0100870KAC | HYDRAULIC UNIT 001 PUMP STATION PRESS ROLL | 010-0870-PUM-018-00 |  |  |  | Coupling | DD | MEC | Visually inspect general condition. | Wear | Break | Alignment | 336 |  |  |  | JDE |  | HYDRAULIC SYSTEM | Data created/will be sent for upload | 0870-MEC-DD-336-HYD UNIT CPLGS ANNUAL MECHANICAL INSPECTION | 4660193
4488 | 0870-MEC-DD-336-HYD UNIT CPLGS | ANNUAL MECHANICAL INSPECTION | 30 | 28 | 2 - Subj Inspection | 0100870KAD | HYDRAULIC UNIT 001 PUMP STATION SPARE | 010-0870-PUM-019-00 |  |  |  | Coupling | DD | MEC | Visually inspect general condition. | Wear | Break | Alignment | 336 |  |  |  | JDE |  | HYDRAULIC SYSTEM | Data created/will be sent for upload | 0870-MEC-DD-336-HYD UNIT CPLGS ANNUAL MECHANICAL INSPECTION | 4660193
4490 | 0870-MEC-DD-336-HYD UNIT CPLGS | ANNUAL MECHANICAL INSPECTION | 30 | 28 | 2 - Subj Inspection | 0100870KAE | HYDRAULIC UNIT 001 PUMP STATION CANTILEVER | 010-0870-PUM-020-00 |  |  |  | Coupling | DD | MEC | Visually inspect general condition. | Wear | Break | Alignment | 336 |  |  |  | JDE |  | HYDRAULIC SYSTEM | Data created/will be sent for upload | 0870-MEC-DD-336-HYD UNIT CPLGS ANNUAL MECHANICAL INSPECTION | 4660193
4499 | 0870-MEC-DD-336-HYD UNIT CPLGS | ANNUAL MECHANICAL INSPECTION | 30 | 28 | 2 - Subj Inspection | 0100870KAB | HYDRAULIC UNIT 001 CIRCULATION PUMP | 010-0870-PUM-016-00 |  |  |  | Coupling | DD | MEC | Visually inspect general condition. | Wear | Break | Alignment | 336 |  |  |  | JDE |  | HYDRAULIC SYSTEM | Data created/will be sent for upload | 0870-MEC-DD-336-HYD UNIT CPLGS ANNUAL MECHANICAL INSPECTION | 4660193
4547 | 0870-MEC-DD-336-HYD UNIT CPLGS | ANNUAL MECHANICAL INSPECTION | 30 | 28 | 2 - Subj Inspection | 0100870KBC | HYDRAULIC UNIT 002 PUMP STATION REEL AND CALENDER LIFTING | 010-0870-PUM-021-00 |  |  |  | Coupling | DD | MEC | Visually inspect general condition. | Wear | Break | Alignment | 336 |  |  |  | JDE |  | HYDRAULIC SYSTEM | Data created/will be sent for upload | 0870-MEC-DD-336-HYD UNIT CPLGS ANNUAL MECHANICAL INSPECTION | 4660193
4549 | 0870-MEC-DD-336-HYD UNIT CPLGS | ANNUAL MECHANICAL INSPECTION | 30 | 28 | 2 - Subj Inspection | 0100870KBD | HYDRAULIC UNIT 002 PUMP STATION SPARE | 010-0870-PUM-022-00 |  |  |  | Coupling | DD | MEC | Visually inspect general condition. | Wear | Break | Alignment | 336 |  |  |  | JDE |  | HYDRAULIC SYSTEM | Data created/will be sent for upload | 0870-MEC-DD-336-HYD UNIT CPLGS ANNUAL MECHANICAL INSPECTION | 4660193
4551 | 0870-MEC-DD-336-HYD UNIT CPLGS | ANNUAL MECHANICAL INSPECTION | 30 | 28 | 2 - Subj Inspection | 0100870KBE | HYDRAULIC UNIT 002 PUMP STATION LIFTING TABLE AND OFF MACHINE ROLL HANDLING | 010-0870-PUM-023-00 |  |  |  | Coupling | DD | MEC | Visually inspect general condition. | Wear | Break | Alignment | 336 |  |  |  | JDE |  | HYDRAULIC SYSTEM | Data created/will be sent for upload | 0870-MEC-DD-336-HYD UNIT CPLGS ANNUAL MECHANICAL INSPECTION | 4660193
4560 | 0870-MEC-DD-336-HYD UNIT CPLGS | ANNUAL MECHANICAL INSPECTION | 30 | 28 | 2 - Subj Inspection | 0100870KBB | HYDRAULIC UNIT 002 CIRCULATION PUMP | 010-0870-PUM-017-00 |  |  |  | Coupling | DD | MEC | Visually inspect general condition. | Wear | Break | Alignment | 336 |  |  |  | JDE |  | HYDRAULIC SYSTEM | Data created/will be sent for upload | 0870-MEC-DD-336-HYD UNIT CPLGS ANNUAL MECHANICAL INSPECTION | 4660193
4491 | 0870-E&I-DD-336-HYD UNIT INST | ANNUAL ELECTRICAL INSPECTION | 29 | 28 | 2 - Subj Inspection | 0100870KAA | HYDRAULIC UNIT 001 OIL TANK | 010-0870-TAN-007-00 |  |  |  | Check valve | DD | E&I | Visually Inspect and clean. Create an order to replace if needed. | Wear | Damaged | Leak | 336 |  |  |  | JDE |  | HYDRAULIC SYSTEM | Data created/will be sent for upload | 0870-E&I-DD-336-HYD UNIT INST ANNUAL ELECTRICAL INSPECTION | 4660194
4492 | 0870-E&I-DD-336-HYD UNIT INST | ANNUAL ELECTRICAL INSPECTION | 29 | 28 | 2 - Subj Inspection | 0100870KAA | HYDRAULIC UNIT 001 OIL TANK | 010-0870-TAN-007-00 |  |  |  | Shut off valves | DD | E&I | Visually Inspect and clean. Create an order to replace if needed. | Wear | Damaged | Leak | 336 |  |  |  | JDE |  | HYDRAULIC SYSTEM | Data created/will be sent for upload | 0870-E&I-DD-336-HYD UNIT INST ANNUAL ELECTRICAL INSPECTION | 4660194
4502 | 0870-E&I-DD-336-HYD UNIT INST | ANNUAL ELECTRICAL INSPECTION | 29 | 28 | 2 - Subj Inspection | 0100870KAB | HYDRAULIC UNIT 001 CIRCULATION PUMP | 010-0870-PUM-016-00 |  |  |  | Shut off valves | DD | E&I | Visually Inspect and clean. Create an order to replace if needed. | Wear | Damaged | Leak | 336 |  | 2 shut off valves |  | JDE |  | HYDRAULIC SYSTEM | Data created/will be sent for upload | 0870-E&I-DD-336-HYD UNIT INST ANNUAL ELECTRICAL INSPECTION | 4660194
4503 | 0870-E&I-DD-336-HYD UNIT INST | ANNUAL ELECTRICAL INSPECTION | 29 | 28 | 2 - Subj Inspection | 0100870KAC | HYDRAULIC UNIT 001 PUMP STATION PRESS ROLL | 010-0870-PUM-018-00 |  |  |  | Check valve | DD | E&I | Visually Inspect and clean. Create an order to replace if needed. | Wear | Damaged | Leak | 336 |  |  |  | JDE |  | HYDRAULIC SYSTEM | Data created/will be sent for upload | 0870-E&I-DD-336-HYD UNIT INST ANNUAL ELECTRICAL INSPECTION | 4660194
4504 | 0870-E&I-DD-336-HYD UNIT INST | ANNUAL ELECTRICAL INSPECTION | 29 | 28 | 2 - Subj Inspection | 0100870KAC | HYDRAULIC UNIT 001 PUMP STATION PRESS ROLL | 010-0870-PUM-018-00 |  |  |  | Shut off valves | DD | E&I | Visually Inspect and clean. Create an order to replace if needed. | Wear | Damaged | Leak | 336 |  | 4 shut off valves |  | JDE |  | HYDRAULIC SYSTEM | Data created/will be sent for upload | 0870-E&I-DD-336-HYD UNIT INST ANNUAL ELECTRICAL INSPECTION | 4660194
4509 | 0870-E&I-DD-336-HYD UNIT INST | ANNUAL ELECTRICAL INSPECTION | 29 | 28 | 2 - Subj Inspection | 0100870KAC | HYDRAULIC UNIT 001 PUMP STATION PRESS ROLL | 010-0870-PUM-018-00 |  |  |  | Pressure relief valve | DD | E&I | Visually Inspect and clean. Create an order to replace if needed. | Wear | Damaged | Leak | 336 |  |  |  | JDE |  | HYDRAULIC SYSTEM | Data created/will be sent for upload | 0870-E&I-DD-336-HYD UNIT INST ANNUAL ELECTRICAL INSPECTION | 4660194
4512 | 0870-E&I-DD-336-HYD UNIT INST | ANNUAL ELECTRICAL INSPECTION | 29 | 28 | 1A - Adjust | 0100870KAC | HYDRAULIC UNIT 001 PUMP STATION PRESS ROLL | 010-0870-PUM-018-00 |  |  |  | Pressure transmitter | DD | E&I | Instrument and Control Loop Check. Re-calibrate if required. | Calibration | Out of adjustment |  | 336 |  |  |  | JDE |  | HYDRAULIC SYSTEM | Data created/will be sent for upload | 0870-E&I-DD-336-HYD UNIT INST ANNUAL ELECTRICAL INSPECTION | 4660194
4513 | 0870-E&I-DD-336-HYD UNIT INST | ANNUAL ELECTRICAL INSPECTION | 29 | 28 | 2 - Subj Inspection | 0100870KAC | HYDRAULIC UNIT 001 PUMP STATION PRESS ROLL | 010-0870-PUM-018-00 |  |  |  | Pressure transmitter | DD | E&I | Visually inspect general condition. | Out of adjustment | Wear |  | 336 |  |  |  | JDE |  | HYDRAULIC SYSTEM | Data created/will be sent for upload | 0870-E&I-DD-336-HYD UNIT INST ANNUAL ELECTRICAL INSPECTION | 4660194
4514 | 0870-E&I-DD-336-HYD UNIT INST | ANNUAL ELECTRICAL INSPECTION | 29 | 28 | 2 - Subj Inspection | 0100870KAD | HYDRAULIC UNIT 001 PUMP STATION SPARE | 010-0870-PUM-019-00 |  |  |  | Check valve | DD | E&I | Visually Inspect and clean. Create an order to replace if needed. | Wear | Damaged | Leak | 336 |  |  |  | JDE |  | HYDRAULIC SYSTEM | Data created/will be sent for upload | 0870-E&I-DD-336-HYD UNIT INST ANNUAL ELECTRICAL INSPECTION | 4660194
4516 | 0870-E&I-DD-336-HYD UNIT INST | ANNUAL ELECTRICAL INSPECTION | 29 | 28 | 2 - Subj Inspection | 0100870KAD | HYDRAULIC UNIT 001 PUMP STATION SPARE | 010-0870-PUM-019-00 |  |  |  | Shut off valves | DD | E&I | Visually Inspect and clean. Create an order to replace if needed. | Wear | Damaged | Leak | 336 |  | 7 shut off valves |  | JDE |  | HYDRAULIC SYSTEM | Data created/will be sent for upload | 0870-E&I-DD-336-HYD UNIT INST ANNUAL ELECTRICAL INSPECTION | 4660194
4521 | 0870-E&I-DD-336-HYD UNIT INST | ANNUAL ELECTRICAL INSPECTION | 29 | 28 | 2 - Subj Inspection | 0100870KAD | HYDRAULIC UNIT 001 PUMP STATION SPARE | 010-0870-PUM-019-00 |  |  |  | Pressure relief valve | DD | E&I | Visually Inspect and clean. Create an order to replace if needed. | Wear | Damaged | Leak | 336 |  |  |  | JDE |  | HYDRAULIC SYSTEM | Data created/will be sent for upload | 0870-E&I-DD-336-HYD UNIT INST ANNUAL ELECTRICAL INSPECTION | 4660194
4523 | 0870-E&I-DD-336-HYD UNIT INST | ANNUAL ELECTRICAL INSPECTION | 29 | 28 | 1A - Adjust | 0100870KAD | HYDRAULIC UNIT 001 PUMP STATION SPARE | 010-0870-PUM-019-00 |  |  |  | Pressure transmitter | DD | E&I | Instrument and Control Loop Check. Re-calibrate if required. | Calibration | Out of adjustment |  | 336 |  |  |  | JDE |  | HYDRAULIC SYSTEM | Data created/will be sent for upload | 0870-E&I-DD-336-HYD UNIT INST ANNUAL ELECTRICAL INSPECTION | 4660194
4524 | 0870-E&I-DD-336-HYD UNIT INST | ANNUAL ELECTRICAL INSPECTION | 29 | 28 | 2 - Subj Inspection | 0100870KAD | HYDRAULIC UNIT 001 PUMP STATION SPARE | 010-0870-PUM-019-00 |  |  |  | Pressure transmitter | DD | E&I | Visually inspect general condition. | Out of adjustment | Wear |  | 336 |  |  |  | JDE |  | HYDRAULIC SYSTEM | Data created/will be sent for upload | 0870-E&I-DD-336-HYD UNIT INST ANNUAL ELECTRICAL INSPECTION | 4660194
4526 | 0870-E&I-DD-336-HYD UNIT INST | ANNUAL ELECTRICAL INSPECTION | 29 | 28 | 2 - Subj Inspection | 0100870KAE | HYDRAULIC UNIT 001 PUMP STATION CANTILEVER | 010-0870-PUM-020-00 |  |  |  | Check valve | DD | E&I | Visually Inspect and clean. Create an order to replace if needed. | Wear | Damaged | Leak | 336 |  |  |  | JDE |  | HYDRAULIC SYSTEM | Data created/will be sent for upload | 0870-E&I-DD-336-HYD UNIT INST ANNUAL ELECTRICAL INSPECTION | 4660194
4527 | 0870-E&I-DD-336-HYD UNIT INST | ANNUAL ELECTRICAL INSPECTION | 29 | 28 | 2 - Subj Inspection | 0100870KAE | HYDRAULIC UNIT 001 PUMP STATION CANTILEVER | 010-0870-PUM-020-00 |  |  |  | Shut off valves | DD | E&I | Visually Inspect and clean. Create an order to replace if needed. | Wear | Damaged | Leak | 336 |  | 4 shut off valves |  | JDE |  | HYDRAULIC SYSTEM | Data created/will be sent for upload | 0870-E&I-DD-336-HYD UNIT INST ANNUAL ELECTRICAL INSPECTION | 4660194
4532 | 0870-E&I-DD-336-HYD UNIT INST | ANNUAL ELECTRICAL INSPECTION | 29 | 28 | 2 - Subj Inspection | 0100870KAE | HYDRAULIC UNIT 001 PUMP STATION CANTILEVER | 010-0870-PUM-020-00 |  |  |  | Pressure relief valve | DD | E&I | Visually Inspect and clean. Create an order to replace if needed. | Wear | Damaged | Leak | 336 |  |  |  | JDE |  | HYDRAULIC SYSTEM | Data created/will be sent for upload | 0870-E&I-DD-336-HYD UNIT INST ANNUAL ELECTRICAL INSPECTION | 4660194
4534 | 0870-E&I-DD-336-HYD UNIT INST | ANNUAL ELECTRICAL INSPECTION | 29 | 28 | 1A - Adjust | 0100870KAE | HYDRAULIC UNIT 001 PUMP STATION CANTILEVER | 010-0870-PUM-020-00 |  |  |  | Pressure transmitter | DD | E&I | Instrument and Control Loop Check. Re-calibrate if required. | Calibration | Out of adjustment |  | 336 |  |  |  | JDE |  | HYDRAULIC SYSTEM | Data created/will be sent for upload | 0870-E&I-DD-336-HYD UNIT INST ANNUAL ELECTRICAL INSPECTION | 4660194
4535 | 0870-E&I-DD-336-HYD UNIT INST | ANNUAL ELECTRICAL INSPECTION | 29 | 28 | 2 - Subj Inspection | 0100870KAE | HYDRAULIC UNIT 001 PUMP STATION CANTILEVER | 010-0870-PUM-020-00 |  |  |  | Pressure transmitter | DD | E&I | Visually inspect general condition. | Out of adjustment | Wear |  | 336 |  |  |  | JDE |  | HYDRAULIC SYSTEM | Data created/will be sent for upload | 0870-E&I-DD-336-HYD UNIT INST ANNUAL ELECTRICAL INSPECTION | 4660194
4552 | 0870-E&I-DD-336-HYD UNIT INST | ANNUAL ELECTRICAL INSPECTION | 29 | 28 | 2 - Subj Inspection | 0100870KBA | HYDRAULIC UNIT 002 OIL TANK | 010-0870-TAN-008-00 |  |  |  | Check valve | DD | E&I | Visually Inspect and clean. Create an order to replace if needed. | Wear | Damaged | Leak | 336 |  |  |  | JDE |  | HYDRAULIC SYSTEM | Data created/will be sent for upload | 0870-E&I-DD-336-HYD UNIT INST ANNUAL ELECTRICAL INSPECTION | 4660194
4553 | 0870-E&I-DD-336-HYD UNIT INST | ANNUAL ELECTRICAL INSPECTION | 29 | 28 | 2 - Subj Inspection | 0100870KBA | HYDRAULIC UNIT 002 OIL TANK | 010-0870-TAN-008-00 |  |  |  | Shut off valves | DD | E&I | Visually Inspect and clean. Create an order to replace if needed. | Wear | Damaged | Leak | 336 |  |  |  | JDE |  | HYDRAULIC SYSTEM | Data created/will be sent for upload | 0870-E&I-DD-336-HYD UNIT INST ANNUAL ELECTRICAL INSPECTION | 4660194
4563 | 0870-E&I-DD-336-HYD UNIT INST | ANNUAL ELECTRICAL INSPECTION | 29 | 28 | 2 - Subj Inspection | 0100870KBB | HYDRAULIC UNIT 002 CIRCULATION PUMP | 010-0870-PUM-017-00 |  |  |  | Shut off valves | DD | E&I | Visually Inspect and clean. Create an order to replace if needed. | Wear | Damaged | Leak | 336 |  | 2 shut off valves |  | JDE |  | HYDRAULIC SYSTEM | Data created/will be sent for upload | 0870-E&I-DD-336-HYD UNIT INST ANNUAL ELECTRICAL INSPECTION | 4660194
4564 | 0870-E&I-DD-336-HYD UNIT INST | ANNUAL ELECTRICAL INSPECTION | 29 | 28 | 2 - Subj Inspection | 0100870KBC | HYDRAULIC UNIT 002 PUMP STATION REEL AND CALENDER LIFTING | 010-0870-PUM-021-00 |  |  |  | Check valve | DD | E&I | Visually Inspect and clean. Create an order to replace if needed. | Wear | Damaged | Leak | 336 |  |  |  | JDE |  | HYDRAULIC SYSTEM | Data created/will be sent for upload | 0870-E&I-DD-336-HYD UNIT INST ANNUAL ELECTRICAL INSPECTION | 4660194
4565 | 0870-E&I-DD-336-HYD UNIT INST | ANNUAL ELECTRICAL INSPECTION | 29 | 28 | 2 - Subj Inspection | 0100870KBC | HYDRAULIC UNIT 002 PUMP STATION REEL AND CALENDER LIFTING | 010-0870-PUM-021-00 |  |  |  | Shut off valves | DD | E&I | Visually Inspect and clean. Create an order to replace if needed. | Wear | Damaged | Leak | 336 |  | 4 shut off valves |  | JDE |  | HYDRAULIC SYSTEM | Data created/will be sent for upload | 0870-E&I-DD-336-HYD UNIT INST ANNUAL ELECTRICAL INSPECTION | 4660194
4570 | 0870-E&I-DD-336-HYD UNIT INST | ANNUAL ELECTRICAL INSPECTION | 29 | 28 | 2 - Subj Inspection | 0100870KBC | HYDRAULIC UNIT 002 PUMP STATION REEL AND CALENDER LIFTING | 010-0870-PUM-021-00 |  |  |  | Pressure relief valve | DD | E&I | Visually Inspect and clean. Create an order to replace if needed. | Wear | Damaged | Leak | 336 |  |  |  | JDE |  | HYDRAULIC SYSTEM | Data created/will be sent for upload | 0870-E&I-DD-336-HYD UNIT INST ANNUAL ELECTRICAL INSPECTION | 4660194
4573 | 0870-E&I-DD-336-HYD UNIT INST | ANNUAL ELECTRICAL INSPECTION | 29 | 28 | 1A - Adjust | 0100870KBC | HYDRAULIC UNIT 002 PUMP STATION REEL AND CALENDER LIFTING | 010-0870-PUM-021-00 |  |  |  | Pressure transmitter | DD | E&I | Instrument and Control Loop Check. Re-calibrate if required. | Calibration | Out of adjustment |  | 336 |  |  |  | JDE |  | HYDRAULIC SYSTEM | Data created/will be sent for upload | 0870-E&I-DD-336-HYD UNIT INST ANNUAL ELECTRICAL INSPECTION | 4660194
4574 | 0870-E&I-DD-336-HYD UNIT INST | ANNUAL ELECTRICAL INSPECTION | 29 | 28 | 2 - Subj Inspection | 0100870KBC | HYDRAULIC UNIT 002 PUMP STATION REEL AND CALENDER LIFTING | 010-0870-PUM-021-00 |  |  |  | Pressure transmitter | DD | E&I | Visually inspect general condition. | Out of adjustment | Wear |  | 336 |  |  |  | JDE |  | HYDRAULIC SYSTEM | Data created/will be sent for upload | 0870-E&I-DD-336-HYD UNIT INST ANNUAL ELECTRICAL INSPECTION | 4660194
4575 | 0870-E&I-DD-336-HYD UNIT INST | ANNUAL ELECTRICAL INSPECTION | 29 | 28 | 2 - Subj Inspection | 0100870KBD | HYDRAULIC UNIT 002 PUMP STATION SPARE | 010-0870-PUM-022-00 |  |  |  | Check valve | DD | E&I | Visually Inspect and clean. Create an order to replace if needed. | Wear | Damaged | Leak | 336 |  |  |  | JDE |  | HYDRAULIC SYSTEM | Data created/will be sent for upload | 0870-E&I-DD-336-HYD UNIT INST ANNUAL ELECTRICAL INSPECTION | 4660194
4577 | 0870-E&I-DD-336-HYD UNIT INST | ANNUAL ELECTRICAL INSPECTION | 29 | 28 | 2 - Subj Inspection | 0100870KBD | HYDRAULIC UNIT 002 PUMP STATION SPARE | 010-0870-PUM-022-00 |  |  |  | Shut off valves | DD | E&I | Visually Inspect and clean. Create an order to replace if needed. | Wear | Damaged | Leak | 336 |  | 7 shut off valves |  | JDE |  | HYDRAULIC SYSTEM | Data created/will be sent for upload | 0870-E&I-DD-336-HYD UNIT INST ANNUAL ELECTRICAL INSPECTION | 4660194
4582 | 0870-E&I-DD-336-HYD UNIT INST | ANNUAL ELECTRICAL INSPECTION | 29 | 28 | 2 - Subj Inspection | 0100870KBD | HYDRAULIC UNIT 002 PUMP STATION SPARE | 010-0870-PUM-022-00 |  |  |  | Pressure relief valve | DD | E&I | Visually Inspect and clean. Create an order to replace if needed. | Wear | Damaged | Leak | 336 |  |  |  | JDE |  | HYDRAULIC SYSTEM | Data created/will be sent for upload | 0870-E&I-DD-336-HYD UNIT INST ANNUAL ELECTRICAL INSPECTION | 4660194
4584 | 0870-E&I-DD-336-HYD UNIT INST | ANNUAL ELECTRICAL INSPECTION | 29 | 28 | 1A - Adjust | 0100870KBD | HYDRAULIC UNIT 002 PUMP STATION SPARE | 010-0870-PUM-022-00 |  |  |  | Pressure transmitter | DD | E&I | Instrument and Control Loop Check. Re-calibrate if required. | Calibration | Out of adjustment |  | 336 |  |  |  | JDE |  | HYDRAULIC SYSTEM | Data created/will be sent for upload | 0870-E&I-DD-336-HYD UNIT INST ANNUAL ELECTRICAL INSPECTION | 4660194
4585 | 0870-E&I-DD-336-HYD UNIT INST | ANNUAL ELECTRICAL INSPECTION | 29 | 28 | 2 - Subj Inspection | 0100870KBD | HYDRAULIC UNIT 002 PUMP STATION SPARE | 010-0870-PUM-022-00 |  |  |  | Pressure transmitter | DD | E&I | Visually inspect general condition. | Out of adjustment | Wear |  | 336 |  |  |  | JDE |  | HYDRAULIC SYSTEM | Data created/will be sent for upload | 0870-E&I-DD-336-HYD UNIT INST ANNUAL ELECTRICAL INSPECTION | 4660194
4587 | 0870-E&I-DD-336-HYD UNIT INST | ANNUAL ELECTRICAL INSPECTION | 29 | 28 | 2 - Subj Inspection | 0100870KBE | HYDRAULIC UNIT 002 PUMP STATION LIFTING TABLE AND OFF MACHINE ROLL HANDLING | 010-0870-PUM-023-00 |  |  |  | Check valve | DD | E&I | Visually Inspect and clean. Create an order to replace if needed. | Wear | Damaged | Leak | 336 |  |  |  | JDE |  | HYDRAULIC SYSTEM | Data created/will be sent for upload | 0870-E&I-DD-336-HYD UNIT INST ANNUAL ELECTRICAL INSPECTION | 4660194
4588 | 0870-E&I-DD-336-HYD UNIT INST | ANNUAL ELECTRICAL INSPECTION | 29 | 28 | 2 - Subj Inspection | 0100870KBE | HYDRAULIC UNIT 002 PUMP STATION LIFTING TABLE AND OFF MACHINE ROLL HANDLING | 010-0870-PUM-023-00 |  |  |  | Shut off valves | DD | E&I | Visually Inspect and clean. Create an order to replace if needed. | Wear | Damaged | Leak | 336 |  | 4 shut off valves |  | JDE |  | HYDRAULIC SYSTEM | Data created/will be sent for upload | 0870-E&I-DD-336-HYD UNIT INST ANNUAL ELECTRICAL INSPECTION | 4660194
4593 | 0870-E&I-DD-336-HYD UNIT INST | ANNUAL ELECTRICAL INSPECTION | 29 | 28 | 2 - Subj Inspection | 0100870KBE | HYDRAULIC UNIT 002 PUMP STATION LIFTING TABLE AND OFF MACHINE ROLL HANDLING | 010-0870-PUM-023-00 |  |  |  | Pressure relief valve | DD | E&I | Visually Inspect and clean. Create an order to replace if needed. | Wear | Damaged | Leak | 336 |  |  |  | JDE |  | HYDRAULIC SYSTEM | Data created/will be sent for upload | 0870-E&I-DD-336-HYD UNIT INST ANNUAL ELECTRICAL INSPECTION | 4660194
4595 | 0870-E&I-DD-336-HYD UNIT INST | ANNUAL ELECTRICAL INSPECTION | 29 | 28 | 1A - Adjust | 0100870KBE | HYDRAULIC UNIT 002 PUMP STATION LIFTING TABLE AND OFF MACHINE ROLL HANDLING | 010-0870-PUM-023-00 |  |  |  | Pressure transmitter | DD | E&I | Instrument and Control Loop Check. Re-calibrate if required. | Calibration | Out of adjustment |  | 336 |  |  |  | JDE |  | HYDRAULIC SYSTEM | Data created/will be sent for upload | 0870-E&I-DD-336-HYD UNIT INST ANNUAL ELECTRICAL INSPECTION | 4660194
4596 | 0870-E&I-DD-336-HYD UNIT INST | ANNUAL ELECTRICAL INSPECTION | 29 | 28 | 2 - Subj Inspection | 0100870KBE | HYDRAULIC UNIT 002 PUMP STATION LIFTING TABLE AND OFF MACHINE ROLL HANDLING | 010-0870-PUM-023-00 |  |  |  | Pressure transmitter | DD | E&I | Visually inspect general condition. | Out of adjustment | Wear |  | 336 |  |  |  | JDE |  | HYDRAULIC SYSTEM | Data created/will be sent for upload | 0870-E&I-DD-336-HYD UNIT INST ANNUAL ELECTRICAL INSPECTION | 4660194
4493 | 0870-E&I-DD-84-HYDRAULIC UNITS | QUARTERLY ELECTRICAL INSP | 30 | 25 | 2 - Subj Inspection | 0100870KAA | HYDRAULIC UNIT 001 OIL TANK | 010-0870-TAN-007-00 |  |  |  | Filter clogging indicators | DD | E&I | Visually Inspect for damage. Clean or create an order to replace if needed. | Damaged |  |  | 84 |  |  |  | JDE |  | HYDRAULIC SYSTEM | Data created/will be sent for upload | 0870-E&I-DD-84-HYDRAULIC UNITS QUARTERLY ELECTRICAL INSP | 4660195
4495 | 0870-E&I-DD-84-HYDRAULIC UNITS | QUARTERLY ELECTRICAL INSP | 30 | 25 | 2 - Subj Inspection | 0100870KAB | HYDRAULIC UNIT 001 CIRCULATION PUMP | 010-0870-PUM-016-00 |  |  |  | Filter clogging indicators | DD | E&I | Visually Inspect for damage. Clean or create an order to replace if needed. | Damaged |  |  | 84 |  |  |  | JDE |  | HYDRAULIC SYSTEM | Data created/will be sent for upload | 0870-E&I-DD-84-HYDRAULIC UNITS QUARTERLY ELECTRICAL INSP | 4660195
4500 | 0870-E&I-DD-84-HYDRAULIC UNITS | QUARTERLY ELECTRICAL INSP | 30 | 25 | 2 - Subj Inspection | 0100870KAB | HYDRAULIC UNIT 001 CIRCULATION PUMP | 010-0870-PUM-016-00 |  |  |  | Motor | DD | E&I | Visually inspect all electrical connections. | Looseness | Wear | Damage | 84 |  |  |  | JDE |  | HYDRAULIC SYSTEM | Data created/will be sent for upload | 0870-E&I-DD-84-HYDRAULIC UNITS QUARTERLY ELECTRICAL INSP | 4660195
4505 | 0870-E&I-DD-84-HYDRAULIC UNITS | QUARTERLY ELECTRICAL INSP | 30 | 25 | 2 - Subj Inspection | 0100870KAC | HYDRAULIC UNIT 001 PUMP STATION PRESS ROLL | 010-0870-PUM-018-00 | 0100870KACA | HYDRAULIC UNIT NO. 1 PRESS ROLL PUMP MOTOR | 010-0870-PUM-018-M1 | Motor | DD | E&I | Visually inspect all electrical connections. | Looseness | Wear | Damage | 84 |  |  |  | JDE |  | HYDRAULIC SYSTEM | Data created/will be sent for upload | 0870-E&I-DD-84-HYDRAULIC UNITS QUARTERLY ELECTRICAL INSP | 4660195
4511 | 0870-E&I-DD-84-HYDRAULIC UNITS | QUARTERLY ELECTRICAL INSP | 30 | 25 | 2 - Subj Inspection | 0100870KAC | HYDRAULIC UNIT 001 PUMP STATION PRESS ROLL | 010-0870-PUM-018-00 |  |  |  | Filter clogging indicators | DD | E&I | Visually Inspect for damage. Clean or create an order to replace if needed. | Damaged |  |  | 84 |  |  |  | JDE |  | HYDRAULIC SYSTEM | Data created/will be sent for upload | 0870-E&I-DD-84-HYDRAULIC UNITS QUARTERLY ELECTRICAL INSP | 4660195
4517 | 0870-E&I-DD-84-HYDRAULIC UNITS | QUARTERLY ELECTRICAL INSP | 30 | 25 | 2 - Subj Inspection | 0100870KAD | HYDRAULIC UNIT 001 PUMP STATION SPARE | 010-0870-PUM-019-00 | 0100870KADA | HYDRAULIC UNIT NO. 1 SPARE PUMP STATION MOTOR | 010-0870-PUM-019-M1 | Motor | DD | E&I | Visually inspect all electrical connections. | Looseness | Wear | Damage | 84 |  |  |  | JDE |  | HYDRAULIC SYSTEM | Data created/will be sent for upload | 0870-E&I-DD-84-HYDRAULIC UNITS QUARTERLY ELECTRICAL INSP | 4660195
4522 | 0870-E&I-DD-84-HYDRAULIC UNITS | QUARTERLY ELECTRICAL INSP | 30 | 25 | 2 - Subj Inspection | 0100870KAD | HYDRAULIC UNIT 001 PUMP STATION SPARE | 010-0870-PUM-019-00 |  |  |  | Filter clogging indicators | DD | E&I | Visually Inspect for damage. Clean or create an order to replace if needed. | Damaged |  |  | 84 |  |  |  | JDE |  | HYDRAULIC SYSTEM | Data created/will be sent for upload | 0870-E&I-DD-84-HYDRAULIC UNITS QUARTERLY ELECTRICAL INSP | 4660195
4528 | 0870-E&I-DD-84-HYDRAULIC UNITS | QUARTERLY ELECTRICAL INSP | 30 | 25 | 2 - Subj Inspection | 0100870KAE | HYDRAULIC UNIT 001 PUMP STATION CANTILEVER | 010-0870-PUM-020-00 | 0100870KAEA | HYDRAULIC UNIT NO. 1 CANTILEVER PUMP MOTOR | 010-0870-PUM-020-M1 | Motor | DD | E&I | Visually inspect all electrical connections. | Looseness | Wear | Damage | 84 |  |  |  | JDE |  | HYDRAULIC SYSTEM | Data created/will be sent for upload | 0870-E&I-DD-84-HYDRAULIC UNITS QUARTERLY ELECTRICAL INSP | 4660195
4533 | 0870-E&I-DD-84-HYDRAULIC UNITS | QUARTERLY ELECTRICAL INSP | 30 | 25 | 2 - Subj Inspection | 0100870KAE | HYDRAULIC UNIT 001 PUMP STATION CANTILEVER | 010-0870-PUM-020-00 |  |  |  | Filter clogging indicators | DD | E&I | Visually Inspect for damage. Clean or create an order to replace if needed. | Damaged |  |  | 84 |  |  |  | JDE |  | HYDRAULIC SYSTEM | Data created/will be sent for upload | 0870-E&I-DD-84-HYDRAULIC UNITS QUARTERLY ELECTRICAL INSP | 4660195
4554 | 0870-E&I-DD-84-HYDRAULIC UNITS | QUARTERLY ELECTRICAL INSP | 30 | 25 | 2 - Subj Inspection | 0100870KBA | HYDRAULIC UNIT 002 OIL TANK | 010-0870-TAN-008-00 |  |  |  | Filter clogging indicators | DD | E&I | Visually Inspect for damage. Clean or create an order to replace if needed. | Damaged |  |  | 84 |  |  |  | JDE |  | HYDRAULIC SYSTEM | Data created/will be sent for upload | 0870-E&I-DD-84-HYDRAULIC UNITS QUARTERLY ELECTRICAL INSP | 4660195
4556 | 0870-E&I-DD-84-HYDRAULIC UNITS | QUARTERLY ELECTRICAL INSP | 30 | 25 | 2 - Subj Inspection | 0100870KBB | HYDRAULIC UNIT 002 CIRCULATION PUMP | 010-0870-PUM-017-00 |  |  |  | Filter clogging indicators | DD | E&I | Visually Inspect for damage. Clean or create an order to replace if needed. | Damaged |  |  | 84 |  |  |  | JDE |  | HYDRAULIC SYSTEM | Data created/will be sent for upload | 0870-E&I-DD-84-HYDRAULIC UNITS QUARTERLY ELECTRICAL INSP | 4660195
4561 | 0870-E&I-DD-84-HYDRAULIC UNITS | QUARTERLY ELECTRICAL INSP | 30 | 25 | 2 - Subj Inspection | 0100870KBB | HYDRAULIC UNIT 002 CIRCULATION PUMP | 010-0870-PUM-017-00 |  |  |  | Motor | DD | E&I | Visually inspect all electrical connections. | Looseness | Wear | Damage | 84 |  |  |  | JDE |  | HYDRAULIC SYSTEM | Data created/will be sent for upload | 0870-E&I-DD-84-HYDRAULIC UNITS QUARTERLY ELECTRICAL INSP | 4660195
4566 | 0870-E&I-DD-84-HYDRAULIC UNITS | QUARTERLY ELECTRICAL INSP | 30 | 25 | 2 - Subj Inspection | 0100870KBC | HYDRAULIC UNIT 002 PUMP STATION REEL AND CALENDER LIFTING | 010-0870-PUM-021-00 | 0100870KBCA | HYDRAULIC UNIT NO. 2 REEL & CALENDER LIFTING PUMP MOTOR | 010-0870-PUM-021-M1 | Motor | DD | E&I | Visually inspect all electrical connections. | Looseness | Wear | Damage | 84 |  |  |  | JDE |  | HYDRAULIC SYSTEM | Data created/will be sent for upload | 0870-E&I-DD-84-HYDRAULIC UNITS QUARTERLY ELECTRICAL INSP | 4660195
4572 | 0870-E&I-DD-84-HYDRAULIC UNITS | QUARTERLY ELECTRICAL INSP | 30 | 25 | 2 - Subj Inspection | 0100870KBC | HYDRAULIC UNIT 002 PUMP STATION REEL AND CALENDER LIFTING | 010-0870-PUM-021-00 |  |  |  | Filter clogging indicators | DD | E&I | Visually Inspect for damage. Clean or create an order to replace if needed. | Damaged |  |  | 84 |  |  |  | JDE |  | HYDRAULIC SYSTEM | Data created/will be sent for upload | 0870-E&I-DD-84-HYDRAULIC UNITS QUARTERLY ELECTRICAL INSP | 4660195
4578 | 0870-E&I-DD-84-HYDRAULIC UNITS | QUARTERLY ELECTRICAL INSP | 30 | 25 | 2 - Subj Inspection | 0100870KBD | HYDRAULIC UNIT 002 PUMP STATION SPARE | 010-0870-PUM-022-00 | 0100870KBDA | HYDRAULIC UNIT NO. 2 SPARE PUMP MOTOR | 010-0870-PUM-022-M1 | Motor | DD | E&I | Visually inspect all electrical connections. | Looseness | Wear | Damage | 84 |  |  |  | JDE |  | HYDRAULIC SYSTEM | Data created/will be sent for upload | 0870-E&I-DD-84-HYDRAULIC UNITS QUARTERLY ELECTRICAL INSP | 4660195
4583 | 0870-E&I-DD-84-HYDRAULIC UNITS | QUARTERLY ELECTRICAL INSP | 30 | 25 | 2 - Subj Inspection | 0100870KBD | HYDRAULIC UNIT 002 PUMP STATION SPARE | 010-0870-PUM-022-00 |  |  |  | Filter clogging indicators | DD | E&I | Visually Inspect for damage. Clean or create an order to replace if needed. | Damaged |  |  | 84 |  |  |  | JDE |  | HYDRAULIC SYSTEM | Data created/will be sent for upload | 0870-E&I-DD-84-HYDRAULIC UNITS QUARTERLY ELECTRICAL INSP | 4660195
4589 | 0870-E&I-DD-84-HYDRAULIC UNITS | QUARTERLY ELECTRICAL INSP | 30 | 25 | 2 - Subj Inspection | 0100870KBE | HYDRAULIC UNIT 002 PUMP STATION LIFTING TABLE AND OFF MACHINE ROLL HANDLING | 010-0870-PUM-023-00 | 0100870KBEA | HYDRAULIC UNIT NO. 2 LIFTING STATION & OFF MACHINE ROLL H. PUMP MOTOR | 010-0870-PUM-023-M1 | Motor | DD | E&I | Visually inspect all electrical connections. | Looseness | Wear | Damage | 84 |  |  |  | JDE |  | HYDRAULIC SYSTEM | Data created/will be sent for upload | 0870-E&I-DD-84-HYDRAULIC UNITS QUARTERLY ELECTRICAL INSP | 4660195
4594 | 0870-E&I-DD-84-HYDRAULIC UNITS | QUARTERLY ELECTRICAL INSP | 30 | 25 | 2 - Subj Inspection | 0100870KBE | HYDRAULIC UNIT 002 PUMP STATION LIFTING TABLE AND OFF MACHINE ROLL HANDLING | 010-0870-PUM-023-00 |  |  |  | Filter clogging indicators | DD | E&I | Visually Inspect for damage. Clean or create an order to replace if needed. | Damaged |  |  | 84 |  |  |  | JDE |  | HYDRAULIC SYSTEM | Data created/will be sent for upload | 0870-E&I-DD-84-HYDRAULIC UNITS QUARTERLY ELECTRICAL INSP | 4660195
4494 | 0870-MEC-DD-336-HYD UNIT LVL | GAUGE CLEANING | 28 | 14 | 1C - Clean | 0100870KAA | HYDRAULIC UNIT 001 OIL TANK | 010-0870-TAN-007-00 |  |  |  | Level gauge | DD | MEC | Clean the level Gauge. | Dirty | Build up |  | 336 |  |  |  | JDE |  | HYDRAULIC SYSTEM | Data created/will be sent for upload | 0870-MEC-DD-336-HYD UNIT LVL GAUGE CLEANING | 4660196
4555 | 0870-MEC-DD-336-HYD UNIT LVL | GAUGE CLEANING | 28 | 14 | 1C - Clean | 0100870KBA | HYDRAULIC UNIT 002 OIL TANK | 010-0870-TAN-008-00 |  |  |  | Level gauge | DD | MEC | Clean the level Gauge. | Dirty | Build up |  | 336 |  |  |  | JDE |  | HYDRAULIC SYSTEM | Data created/will be sent for upload | 0870-MEC-DD-336-HYD UNIT LVL GAUGE CLEANING | 4660196
4497 | 0870-MEC-IRD-28-HYD UNIT PUMPS | MONTHLY MECHANICAL INSPECTION | 30 | 29 | 2 - Subj Inspection | 0100870KAB | HYDRAULIC UNIT 001 CIRCULATION PUMP | 010-0870-PUM-016-00 |  |  |  | Screw pump | IRD | MEC | Visually inspect general condition. | Noise | Vibration | Leak | 28 |  |  |  | JDE |  | HYDRAULIC SYSTEM | Data created/will be sent for upload | 0870-MEC-IRD-28-HYD UNIT PUMPS MONTHLY MECHANICAL INSPECTION | 4660197
4501 | 0870-MEC-IRD-168-HYD UNIT MTRS | SEMI-ANNUAL MECHANICAL INSP | 30 | 27 | 2 - Subj Inspection | 0100870KAB | HYDRAULIC UNIT 001 CIRCULATION PUMP | 010-0870-PUM-016-00 |  |  |  | Motor | IRD | MEC | Visually inspect general condition. | Overheating | Noise | Vibration | 168 |  |  |  | JDE |  | HYDRAULIC SYSTEM | Data created/will be sent for upload | 0870-MEC-IRD-168-HYD UNIT MTRS SEMI-ANNUAL MECHANICAL INSP | 4660198
4506 | 0870-MEC-IRD-168-HYD UNIT MTRS | SEMI-ANNUAL MECHANICAL INSP | 30 | 27 | 2 - Subj Inspection | 0100870KAC | HYDRAULIC UNIT 001 PUMP STATION PRESS ROLL | 010-0870-PUM-018-00 | 0100870KACA | HYDRAULIC UNIT NO. 1 PRESS ROLL PUMP MOTOR | 010-0870-PUM-018-M1 | Motor | IRD | MEC | Visually inspect general condition. | Overheating | Noise |  | 168 |  |  |  | JDE |  | HYDRAULIC SYSTEM | Data created/will be sent for upload | 0870-MEC-IRD-168-HYD UNIT MTRS SEMI-ANNUAL MECHANICAL INSP | 4660198
4518 | 0870-MEC-IRD-168-HYD UNIT MTRS | SEMI-ANNUAL MECHANICAL INSP | 30 | 27 | 2 - Subj Inspection | 0100870KAD | HYDRAULIC UNIT 001 PUMP STATION SPARE | 010-0870-PUM-019-00 | 0100870KADA | HYDRAULIC UNIT NO. 1 SPARE PUMP STATION MOTOR | 010-0870-PUM-019-M1 | Motor | IRD | MEC | Visually inspect general condition. | Overheating | Noise |  | 168 |  |  |  | JDE |  | HYDRAULIC SYSTEM | Data created/will be sent for upload | 0870-MEC-IRD-168-HYD UNIT MTRS SEMI-ANNUAL MECHANICAL INSP | 4660198
4529 | 0870-MEC-IRD-168-HYD UNIT MTRS | SEMI-ANNUAL MECHANICAL INSP | 30 | 27 | 2 - Subj Inspection | 0100870KAE | HYDRAULIC UNIT 001 PUMP STATION CANTILEVER | 010-0870-PUM-020-00 | 0100870KAEA | HYDRAULIC UNIT NO. 1 CANTILEVER PUMP MOTOR | 010-0870-PUM-020-M1 | Motor | IRD | MEC | Visually inspect general condition. | Overheating | Noise |  | 168 |  |  |  | JDE |  | HYDRAULIC SYSTEM | Data created/will be sent for upload | 0870-MEC-IRD-168-HYD UNIT MTRS SEMI-ANNUAL MECHANICAL INSP | 4660198
4562 | 0870-MEC-IRD-168-HYD UNIT MTRS | SEMI-ANNUAL MECHANICAL INSP | 30 | 27 | 2 - Subj Inspection | 0100870KBB | HYDRAULIC UNIT 002 CIRCULATION PUMP | 010-0870-PUM-017-00 |  |  |  | Motor | IRD | MEC | Visually inspect general condition. | Overheating | Noise | Vibration | 168 |  |  |  | JDE |  | HYDRAULIC SYSTEM | Data created/will be sent for upload | 0870-MEC-IRD-168-HYD UNIT MTRS SEMI-ANNUAL MECHANICAL INSP | 4660198
4567 | 0870-MEC-IRD-168-HYD UNIT MTRS | SEMI-ANNUAL MECHANICAL INSP | 30 | 27 | 2 - Subj Inspection | 0100870KBC | HYDRAULIC UNIT 002 PUMP STATION REEL AND CALENDER LIFTING | 010-0870-PUM-021-00 | 0100870KBCA | HYDRAULIC UNIT NO. 2 REEL & CALENDER LIFTING PUMP MOTOR | 010-0870-PUM-021-M1 | Motor | IRD | MEC | Visually inspect general condition. | Overheating | Noise |  | 168 |  |  |  | JDE |  | HYDRAULIC SYSTEM | Data created/will be sent for upload | 0870-MEC-IRD-168-HYD UNIT MTRS SEMI-ANNUAL MECHANICAL INSP | 4660198
4579 | 0870-MEC-IRD-168-HYD UNIT MTRS | SEMI-ANNUAL MECHANICAL INSP | 30 | 27 | 2 - Subj Inspection | 0100870KBD | HYDRAULIC UNIT 002 PUMP STATION SPARE | 010-0870-PUM-022-00 | 0100870KBDA | HYDRAULIC UNIT NO. 2 SPARE PUMP MOTOR | 010-0870-PUM-022-M1 | Motor | IRD | MEC | Visually inspect general condition. | Overheating | Noise |  | 168 |  |  |  | JDE |  | HYDRAULIC SYSTEM | Data created/will be sent for upload | 0870-MEC-IRD-168-HYD UNIT MTRS SEMI-ANNUAL MECHANICAL INSP | 4660198
4590 | 0870-MEC-IRD-168-HYD UNIT MTRS | SEMI-ANNUAL MECHANICAL INSP | 30 | 27 | 2 - Subj Inspection | 0100870KBE | HYDRAULIC UNIT 002 PUMP STATION LIFTING TABLE AND OFF MACHINE ROLL HANDLING | 010-0870-PUM-023-00 | 0100870KBEA | HYDRAULIC UNIT NO. 2 LIFTING STATION & OFF MACHINE ROLL H. PUMP MOTOR | 010-0870-PUM-023-M1 | Motor | IRD | MEC | Visually inspect general condition. | Overheating | Noise |  | 168 |  |  |  | JDE |  | HYDRAULIC SYSTEM | Data created/will be sent for upload | 0870-MEC-IRD-168-HYD UNIT MTRS SEMI-ANNUAL MECHANICAL INSP | 4660198
4507 | 0870-EXT-IRD-28-HYD UNIT MTRS | MONTHLY VIBRATION ANALYSIS | 29 | 26 | 4 - Cond Monitoring | 0100870KAC | HYDRAULIC UNIT 001 PUMP STATION PRESS ROLL | 010-0870-PUM-018-00 | 0100870KACA | HYDRAULIC UNIT NO. 1 PRESS ROLL PUMP MOTOR | 010-0870-PUM-018-M1 | Motor | IRD | EXT | Perform vibration monitoring analysis. | Out of Tolerance |  |  | 28 |  |  |  | AMS |  | HYDRAULIC SYSTEM | SUGGESTED TASK TO SEND TO ZACH | 0870-EXT-IRD-28-HYD UNIT MTRS MONTHLY VIBRATION ANALYSIS | 4660199
4519 | 0870-EXT-IRD-28-HYD UNIT MTRS | MONTHLY VIBRATION ANALYSIS | 29 | 26 | 4 - Cond Monitoring | 0100870KAD | HYDRAULIC UNIT 001 PUMP STATION SPARE | 010-0870-PUM-019-00 | 0100870KADA | HYDRAULIC UNIT NO. 1 SPARE PUMP STATION MOTOR | 010-0870-PUM-019-M1 | Motor | IRD | EXT | Perform vibration monitoring analysis. | Out of Tolerance |  |  | 28 |  |  |  | AMS |  | HYDRAULIC SYSTEM | SUGGESTED TASK TO SEND TO ZACH | 0870-EXT-IRD-28-HYD UNIT MTRS MONTHLY VIBRATION ANALYSIS | 4660199
4530 | 0870-EXT-IRD-28-HYD UNIT MTRS | MONTHLY VIBRATION ANALYSIS | 29 | 26 | 4 - Cond Monitoring | 0100870KAE | HYDRAULIC UNIT 001 PUMP STATION CANTILEVER | 010-0870-PUM-020-00 | 0100870KAEA | HYDRAULIC UNIT NO. 1 CANTILEVER PUMP MOTOR | 010-0870-PUM-020-M1 | Motor | IRD | EXT | Perform vibration monitoring analysis. | Out of Tolerance |  |  | 28 |  |  |  | AMS |  | HYDRAULIC SYSTEM | SUGGESTED TASK TO SEND TO ZACH | 0870-EXT-IRD-28-HYD UNIT MTRS MONTHLY VIBRATION ANALYSIS | 4660199
4568 | 0870-EXT-IRD-28-HYD UNIT MTRS | MONTHLY VIBRATION ANALYSIS | 29 | 26 | 4 - Cond Monitoring | 0100870KBC | HYDRAULIC UNIT 002 PUMP STATION REEL AND CALENDER LIFTING | 010-0870-PUM-021-00 | 0100870KBCA | HYDRAULIC UNIT NO. 2 REEL & CALENDER LIFTING PUMP MOTOR | 010-0870-PUM-021-M1 | Motor | IRD | EXT | Perform vibration monitoring analysis. | Out of Tolerance |  |  | 28 |  |  |  | AMS |  | HYDRAULIC SYSTEM | SUGGESTED TASK TO SEND TO ZACH | 0870-EXT-IRD-28-HYD UNIT MTRS MONTHLY VIBRATION ANALYSIS | 4660199
4580 | 0870-EXT-IRD-28-HYD UNIT MTRS | MONTHLY VIBRATION ANALYSIS | 29 | 26 | 4 - Cond Monitoring | 0100870KBD | HYDRAULIC UNIT 002 PUMP STATION SPARE | 010-0870-PUM-022-00 | 0100870KBDA | HYDRAULIC UNIT NO. 2 SPARE PUMP MOTOR | 010-0870-PUM-022-M1 | Motor | IRD | EXT | Perform vibration monitoring analysis. | Out of Tolerance |  |  | 28 |  |  |  | AMS |  | HYDRAULIC SYSTEM | SUGGESTED TASK TO SEND TO ZACH | 0870-EXT-IRD-28-HYD UNIT MTRS MONTHLY VIBRATION ANALYSIS | 4660199
4591 | 0870-EXT-IRD-28-HYD UNIT MTRS | MONTHLY VIBRATION ANALYSIS | 29 | 26 | 4 - Cond Monitoring | 0100870KBE | HYDRAULIC UNIT 002 PUMP STATION LIFTING TABLE AND OFF MACHINE ROLL HANDLING | 010-0870-PUM-023-00 | 0100870KBEA | HYDRAULIC UNIT NO. 2 LIFTING STATION & OFF MACHINE ROLL H. PUMP MOTOR | 010-0870-PUM-023-M1 | Motor | IRD | EXT | Perform vibration monitoring analysis. | Out of Tolerance |  |  | 28 |  |  |  | AMS |  | HYDRAULIC SYSTEM | SUGGESTED TASK TO SEND TO ZACH | 0870-EXT-IRD-28-HYD UNIT MTRS MONTHLY VIBRATION ANALYSIS | 4660199
4508 | 0870-MEC-IRD-28-HYD UNIT PUMPS | MONTHLY INSPECTION | 30 | 18 | 2 - Subj Inspection | 0100870KAC | HYDRAULIC UNIT 001 PUMP STATION PRESS ROLL | 010-0870-PUM-018-00 |  |  |  | Piston pump | IRD | MEC | Visually inspect general condition. | Noise | Vibration | Leak | 28 |  |  |  | JDE |  | HYDRAULIC SYSTEM | Data created/will be sent for upload | 0870-MEC-IRD-28-HYD UNIT PUMPS MONTHLY INSPECTION | 4660200
4520 | 0870-MEC-IRD-28-HYD UNIT PUMPS | MONTHLY INSPECTION | 30 | 18 | 2 - Subj Inspection | 0100870KAD | HYDRAULIC UNIT 001 PUMP STATION SPARE | 010-0870-PUM-019-00 |  |  |  | Piston pump | IRD | MEC | Visually inspect general condition. | Noise | Vibration | Leak | 28 |  |  |  | JDE |  | HYDRAULIC SYSTEM | Data created/will be sent for upload | 0870-MEC-IRD-28-HYD UNIT PUMPS MONTHLY INSPECTION | 4660200
4531 | 0870-MEC-IRD-28-HYD UNIT PUMPS | MONTHLY INSPECTION | 30 | 18 | 2 - Subj Inspection | 0100870KAE | HYDRAULIC UNIT 001 PUMP STATION CANTILEVER | 010-0870-PUM-020-00 |  |  |  | Piston pump | IRD | MEC | Visually inspect general condition. | Noise | Vibration | Leak | 28 |  |  |  | JDE |  | HYDRAULIC SYSTEM | Data created/will be sent for upload | 0870-MEC-IRD-28-HYD UNIT PUMPS MONTHLY INSPECTION | 4660200
4558 | 0870-MEC-IRD-28-HYD UNIT PUMPS | MONTHLY INSPECTION | 30 | 18 | 2 - Subj Inspection | 0100870KBB | HYDRAULIC UNIT 002 CIRCULATION PUMP | 010-0870-PUM-017-00 |  |  |  | Screw pump | IRD | MEC | Visually inspect general condition. | Noise | Vibration | Leak | 28 |  |  |  | JDE |  | HYDRAULIC SYSTEM | Data created/will be sent for upload | 0870-MEC-IRD-28-HYD UNIT PUMPS MONTHLY INSPECTION | 4660200
4569 | 0870-MEC-IRD-28-HYD UNIT PUMPS | MONTHLY INSPECTION | 30 | 18 | 2 - Subj Inspection | 0100870KBC | HYDRAULIC UNIT 002 PUMP STATION REEL AND CALENDER LIFTING | 010-0870-PUM-021-00 |  |  |  | Piston pump | IRD | MEC | Visually inspect general condition. | Noise | Vibration | Leak | 28 |  |  |  | JDE |  | HYDRAULIC SYSTEM | Data created/will be sent for upload | 0870-MEC-IRD-28-HYD UNIT PUMPS MONTHLY INSPECTION | 4660200
4581 | 0870-MEC-IRD-28-HYD UNIT PUMPS | MONTHLY INSPECTION | 30 | 18 | 2 - Subj Inspection | 0100870KBD | HYDRAULIC UNIT 002 PUMP STATION SPARE | 010-0870-PUM-022-00 |  |  |  | Piston pump | IRD | MEC | Visually inspect general condition. | Noise | Vibration | Leak | 28 |  |  |  | JDE |  | HYDRAULIC SYSTEM | Data created/will be sent for upload | 0870-MEC-IRD-28-HYD UNIT PUMPS MONTHLY INSPECTION | 4660200
4592 | 0870-MEC-IRD-28-HYD UNIT PUMPS | MONTHLY INSPECTION | 30 | 18 | 2 - Subj Inspection | 0100870KBE | HYDRAULIC UNIT 002 PUMP STATION LIFTING TABLE AND OFF MACHINE ROLL HANDLING | 010-0870-PUM-023-00 |  |  |  | Piston pump | IRD | MEC | Visually inspect general condition. | Noise | Vibration | Leak | 28 |  |  |  | JDE |  | HYDRAULIC SYSTEM | Data created/will be sent for upload | 0870-MEC-IRD-28-HYD UNIT PUMPS MONTHLY INSPECTION | 4660200
4515 | 0870-E&I-DD-42-HYD UNIT PMP ST | SPARE SHUTDWN LIMIT SWTCH INSP | 30 | 30 | 2 - Subj Inspection | 0100870KAD | HYDRAULIC UNIT 001 PUMP STATION SPARE | 010-0870-PUM-019-00 |  |  |  | Limit switch | DD | E&I | Visually inspect general condition. | Wear | Looseness | Breakage | 42 |  |  |  | JDE |  | HYDRAULIC SYSTEM | Data created/will be sent for upload | 0870-E&I-DD-42-HYD UNIT PMP ST SPARE SHUTDWN LIMIT SWTCH INSP | 4660201
4576 | 0870-E&I-DD-42-HYD UNIT PMP ST | SPARE SHUTDWN LIMIT SWTCH INSP | 30 | 30 | 2 - Subj Inspection | 0100870KBD | HYDRAULIC UNIT 002 PUMP STATION SPARE | 010-0870-PUM-022-00 |  |  |  | Limit switch | DD | E&I | Visually inspect general condition. | Wear | Looseness | Breakage | 42 |  |  |  | JDE |  | HYDRAULIC SYSTEM | Data created/will be sent for upload | 0870-E&I-DD-42-HYD UNIT PMP ST SPARE SHUTDWN LIMIT SWTCH INSP | 4660201
4536 | 0870-OPE-QI-1-HYD UNIT 0002 | DAILY HYD UNIT 0002 INSPECTION | 27 | 30 | 2 - Subj Inspection | 0100870KBA | HYDRAULIC UNIT 002 OIL TANK | 010-0870-TAN-008-00 |  |  |  | Filters | QI | OPE | Visually inspect general condition and create an order to replace if needed. | Dirty | Clogged |  | 1 |  | 2 oil filters and 1 air filter |  | JDE |  | HYDRAULIC SYSTEM | Data created/will be sent for upload | 0870-OPE-QI-1-HYD UNIT 0002 DAILY HYD UNIT 0002 INSPECTION | 4660202
4537 | 0870-OPE-QI-1-HYD UNIT 0002 | DAILY HYD UNIT 0002 INSPECTION | 27 | 30 | 2 - Subj Inspection | 0100870KBB | HYDRAULIC UNIT 002 CIRCULATION PUMP | 010-0870-PUM-017-00 |  |  |  | Circulation Filter | QI | OPE | Visually inspect general condition and create an order to replace if needed. | Dirty | Clogged |  | 1 |  |  |  | JDE |  | HYDRAULIC SYSTEM | Data created/will be sent for upload | 0870-OPE-QI-1-HYD UNIT 0002 DAILY HYD UNIT 0002 INSPECTION | 4660202
4538 | 0870-OPE-QI-1-HYD UNIT 0002 | DAILY HYD UNIT 0002 INSPECTION | 27 | 30 | 2 - Subj Inspection | 0100870KBC | HYDRAULIC UNIT 002 PUMP STATION REEL AND CALENDER LIFTING | 010-0870-PUM-021-00 |  |  |  | Pressure Filter | QI | OPE | Visually inspect general condition and create an order to replace if needed. | Dirty | Clogged |  | 1 |  |  |  | JDE |  | HYDRAULIC SYSTEM | Data created/will be sent for upload | 0870-OPE-QI-1-HYD UNIT 0002 DAILY HYD UNIT 0002 INSPECTION | 4660202
4539 | 0870-OPE-QI-1-HYD UNIT 0002 | DAILY HYD UNIT 0002 INSPECTION | 27 | 30 | 2 - Subj Inspection | 0100870KBE | HYDRAULIC UNIT 002 PUMP STATION LIFTING TABLE AND OFF MACHINE ROLL HANDLING | 010-0870-PUM-023-00 |  |  |  | Pressure Filter | QI | OPE | Visually inspect general condition and create an order to replace if needed. | Dirty | Clogged |  | 1 |  |  |  | JDE |  | HYDRAULIC SYSTEM | Data created/will be sent for upload | 0870-OPE-QI-1-HYD UNIT 0002 DAILY HYD UNIT 0002 INSPECTION | 4660202
4540 | 0870-OPE-QI-1-HYD UNIT 0002 | DAILY HYD UNIT 0002 INSPECTION | 27 | 30 | 2 - Subj Inspection | 0100870KB | HYDRAULIC UNIT 002 | 010-0870-HYD-002-00 |  |  |  | Piping | QI | OPE | Visually inspect general condition for leaks. Create an order to repair leaks if needed. | Leak |  |  | 1 |  |  |  | JDE |  | HYDRAULIC SYSTEM | Data created/will be sent for upload | 0870-OPE-QI-1-HYD UNIT 0002 DAILY HYD UNIT 0002 INSPECTION | 4660202
4571 | 0870-OPE-QI-1-HYD UNIT 0002 | DAILY HYD UNIT 0002 INSPECTION | 27 | 30 | 3 - Obj Inspection | 0100870KBC | HYDRAULIC UNIT 002 PUMP STATION REEL AND CALENDER LIFTING | 010-0870-PUM-021-00 |  |  |  | Pressure gauge | QI | OPE | Visually Inspect pressure gauge readings within operating tolerance. | Out of Tolerance |  |  | 1 |  |  |  | JDE |  | HYDRAULIC SYSTEM | Data created/will be sent for upload | 0870-OPE-QI-1-HYD UNIT 0002 DAILY HYD UNIT 0002 INSPECTION | 4660202
4586 | 0870-OPE-QI-1-HYD UNIT 0002 | DAILY HYD UNIT 0002 INSPECTION | 27 | 30 | 2 - Subj Inspection | 0100870KBD | HYDRAULIC UNIT 002 PUMP STATION SPARE | 010-0870-PUM-022-00 |  |  |  | Pressure Filter | QI | OPE | Visually inspect general condition and create an order to replace if needed. | Dirty | Clogged |  | 1 |  |  |  | JDE |  | HYDRAULIC SYSTEM | Data created/will be sent for upload | 0870-OPE-QI-1-HYD UNIT 0002 DAILY HYD UNIT 0002 INSPECTION | 4660202
4598 | 0870-OPE-QI-1-HYD UNIT 0002 | DAILY HYD UNIT 0002 INSPECTION | 27 | 30 | 2 - Subj Inspection | 0100870KBA | HYDRAULIC UNIT 002 OIL TANK | 010-0870-TAN-008-00 |  |  |  | Tank | QI | OPE | Check the oil temperature. | Out of Tolerance |  |  | 1 |  |  |  | JDE |  | HYDRAULIC SYSTEM | Data created/will be sent for upload | 0870-OPE-QI-1-HYD UNIT 0002 DAILY HYD UNIT 0002 INSPECTION | 4660202
4618 | 0870-OPE-QI-1-HYD UNIT 0002 | DAILY HYD UNIT 0002 INSPECTION | 27 | 30 | 2 - Subj Inspection | 0100870KBD | HYDRAULIC UNIT 002 PUMP STATION SPARE | 010-0870-PUM-022-00 |  |  |  | Pressure gauge | QI | OPE | Visually Inspect pressure gauge readings within operating tolerance. | Out of Tolerance |  |  | 1 |  |  |  | JDE |  | HYDRAULIC SYSTEM | Data created/will be sent for upload | 0870-OPE-QI-1-HYD UNIT 0002 DAILY HYD UNIT 0002 INSPECTION | 4660202
4620 | 0870-OPE-QI-1-HYD UNIT 0002 | DAILY HYD UNIT 0002 INSPECTION | 27 | 30 | 2 - Subj Inspection | 0100870KBE | HYDRAULIC UNIT 002 PUMP STATION LIFTING TABLE AND OFF MACHINE ROLL HANDLING | 010-0870-PUM-023-00 |  |  |  | Pressure gauge | QI | OPE | Visually Inspect pressure gauge readings within operating tolerance. | Out of Tolerance |  |  | 1 |  |  |  | JDE |  | HYDRAULIC SYSTEM | Data created/will be sent for upload | 0870-OPE-QI-1-HYD UNIT 0002 DAILY HYD UNIT 0002 INSPECTION | 4660202
4599 | 0870-MEC-DD-42-HYDRAULIC UNITS | SHUTDOWN INSPECTION | 30 | 19 | 2 - Subj Inspection | 0100870KA | HYDRAULIC UNIT 001 | 010-0870-HYD-001-00 |  |  |  | Hoses | DD | MEC | Visually inspect general condition for wear and leak. Clean if needed. | Wear | Leak | Cracked | 42 |  |  |  | JDE |  | HYDRAULIC SYSTEM | Data created/will be sent for upload | 0870-MEC-DD-42-HYDRAULIC UNITS SHUTDOWN INSPECTION | 4660203
4600 | 0870-MEC-DD-42-HYDRAULIC UNITS | SHUTDOWN INSPECTION | 30 | 19 | 2 - Subj Inspection | 0100870KB | HYDRAULIC UNIT 002 | 010-0870-HYD-002-00 |  |  |  | Hoses | DD | MEC | Visually inspect general condition for wear and leak. | Wear | Leak | Cracked | 42 |  |  |  | JDE |  | HYDRAULIC SYSTEM | Data created/will be sent for upload | 0870-MEC-DD-42-HYDRAULIC UNITS SHUTDOWN INSPECTION | 4660203
4601 | 0870-MEC-DD-42-HYDRAULIC UNITS | SHUTDOWN INSPECTION | 30 | 19 | 2 - Subj Inspection | 0100870KA | HYDRAULIC UNIT 001 | 010-0870-HYD-001-00 |  |  |  | Fasteners | DD | MEC | Visually inspect general condition for wear and looseness. Tighten if needed. | Wear | Looseness |  | 42 |  | Check the tightness of the fastening screws of the pumps, electric motors and valves. |  | JDE |  | HYDRAULIC SYSTEM | Data created/will be sent for upload | 0870-MEC-DD-42-HYDRAULIC UNITS SHUTDOWN INSPECTION | 4660203
4602 | 0870-MEC-DD-42-HYDRAULIC UNITS | SHUTDOWN INSPECTION | 30 | 19 | 2 - Subj Inspection | 0100870KB | HYDRAULIC UNIT 002 | 010-0870-HYD-002-00 |  |  |  | Fasteners | DD | MEC | Visually inspect general condition for wear and looseness. Tighten if needed. | Wear | Looseness |  | 42 |  | Check the tightness of the fastening screws of the pumps, electric motors and valves. |  | JDE |  | HYDRAULIC SYSTEM | Data created/will be sent for upload | 0870-MEC-DD-42-HYDRAULIC UNITS SHUTDOWN INSPECTION | 4660203
4603 | 0870-MEC-DD-42-HYDRAULIC UNITS | SHUTDOWN INSPECTION | 30 | 19 | 2 - Subj Inspection | 0100870KA | HYDRAULIC UNIT 001 | 010-0870-HYD-001-00 |  |  |  | Hydraulic cylinders | DD | MEC | Visually inspect general condition for wear and leak. Clean if needed. | Wear | Leak |  | 42 |  | Clean the piston rod with pivots as well as the front end. |  | JDE |  | HYDRAULIC SYSTEM | Data created/will be sent for upload | 0870-MEC-DD-42-HYDRAULIC UNITS SHUTDOWN INSPECTION | 4660203
4604 | 0870-MEC-DD-42-HYDRAULIC UNITS | SHUTDOWN INSPECTION | 30 | 19 | 2 - Subj Inspection | 0100870KB | HYDRAULIC UNIT 002 | 010-0870-HYD-002-00 |  |  |  | Hydraulic cylinders | DD | MEC | Visually inspect general condition for wear and leak. Clean if needed. | Wear | Leak |  | 42 |  | Clean the piston rod with pivots as well as the front end. |  | JDE |  | HYDRAULIC SYSTEM | Data created/will be sent for upload | 0870-MEC-DD-42-HYDRAULIC UNITS SHUTDOWN INSPECTION | 4660203
4605 | 0870-E&I-IRD-168-HYD UNIT LVL | XMTR SEMI-ANNUAL ELECT INSP | 29 | 27 | 2 - Subj Inspection | 0100870KAA | HYDRAULIC UNIT 001 OIL TANK | 010-0870-TAN-007-00 |  |  |  | Level transmitter | IRD | E&I | Visually inspect the transmitter for damage and malfunction. | Wear | Damaged | Malfunction | 168 |  |  |  | JDE |  | HYDRAULIC SYSTEM | Data created/will be sent for upload | 0870-E&I-IRD-168-HYD UNIT LVL XMTR SEMI-ANNUAL ELECT INSP | 4660204
4606 | 0870-E&I-IRD-168-HYD UNIT LVL | XMTR SEMI-ANNUAL ELECT INSP | 29 | 27 | 2 - Subj Inspection | 0100870KBA | HYDRAULIC UNIT 002 OIL TANK | 010-0870-TAN-008-00 |  |  |  | Level transmitter | IRD | E&I | Visually inspect the transmitter for damage and malfunction. | Wear | Damaged | Malfunction | 168 |  |  |  | JDE |  | HYDRAULIC SYSTEM | Data created/will be sent for upload | 0870-E&I-IRD-168-HYD UNIT LVL XMTR SEMI-ANNUAL ELECT INSP | 4660204
4621 | 0844-MEC-DD-126-STEAMBOX | MECHANICAL INSPECTION | 24 | 21 | 1C - Clean | 0100844CB | STEAMBOX | 010-0844-SBX-001-00 |  |  |  | Steambox | DD | MEC | Clean and inspect internal general condition | Wear | Leak | Damaged | 126 |  |  |  | JDE |  | STEAMBOX | Data created/will be sent for upload | 0844-MEC-DD-126-STEAMBOX MECHANICAL INSPECTION | 4660205
4626 | 0844-MEC-DD-126-STEAMBOX | MECHANICAL INSPECTION | 24 | 21 | 3 - Obj Inspection | 0100844CB | STEAMBOX | 010-0844-SBX-001-00 |  |  |  | Steambox | DD | MEC | Measure the clearance between the edge and the web | Out of Tolerance |  |  | 126 |  | The clearance between the edge and web should be about 0,5'' |  | JDE |  | STEAMBOX | Data created/will be sent for upload | 0844-MEC-DD-126-STEAMBOX MECHANICAL INSPECTION | 4660205
4628 | 0844-MEC-DD-126-STEAMBOX | MECHANICAL INSPECTION | 24 | 21 | 2 - Subj Inspection | 0100844CB | STEAMBOX | 010-0844-SBX-001-00 |  |  |  | Supply pipe | DD | MEC | Visually inspect general condition | Out of Position |  |  | 126 |  | Check that the steam supply pipe of the steambox does not rest against e.g. lubrication joints or similar on the back side. |  | JDE |  | STEAMBOX | Data created/will be sent for upload | 0844-MEC-DD-126-STEAMBOX MECHANICAL INSPECTION | 4660205
4629 | 0844-MEC-DD-126-STEAMBOX | MECHANICAL INSPECTION | 24 | 21 | 2 - Subj Inspection | 0100844CB | STEAMBOX | 010-0844-SBX-001-00 |  |  |  | Diffusion plate | DD | MEC | Visually inspect general condition and clean if needed | Dirty |  |  | 126 |  |  |  | JDE |  | STEAMBOX | Data created/will be sent for upload | 0844-MEC-DD-126-STEAMBOX MECHANICAL INSPECTION | 4660205
4630 | 0844-MEC-DD-126-STEAMBOX | MECHANICAL INSPECTION | 24 | 21 | 2 - Subj Inspection | 0100844CB | STEAMBOX | 010-0844-SBX-001-00 |  |  |  | Slide bars | DD | MEC | Visually inspect general condition | Out of Tolerance | Malfunction |  | 126 |  | Check the operation and thermal expansion allowance of the slide bars |  | JDE |  | STEAMBOX | Data created/will be sent for upload | 0844-MEC-DD-126-STEAMBOX MECHANICAL INSPECTION | 4660205
4631 | 0844-MEC-DD-126-STEAMBOX | MECHANICAL INSPECTION | 24 | 21 | 2 - Subj Inspection | 0100844CB | STEAMBOX | 010-0844-SBX-001-00 |  |  |  | Connections | DD | MEC | Visually inspect general condition | Looseness | Damaged |  | 126 |  | Check the condensate connections (the functional capacity while the box is pressurized). Hand valves approx. 50% open. Check the connection of the actuator control cables to the quick coupling box. Check the correct installation of the flexible hose for the steam supply. Check the connections of the over pressurization air pipes and that the pressure is correct for the air supply always when the box is in the machine. Check the connections of the movement cylinder hoses. Check the pressure and temperature transmitter connections. |  | JDE |  | STEAMBOX | Data created/will be sent for upload | 0844-MEC-DD-126-STEAMBOX MECHANICAL INSPECTION | 4660205
4622 | 0844-MEC-DD-336-STEAMBOX | ANNUAL MECHANICAL INSPECTION | 24 | 28 | 1C - Clean | 0100844CB | STEAMBOX | 010-0844-SBX-001-00 |  |  |  | Steambox | DD | MEC | Clean and inspect external general condition | Wear | Leak | Damaged | 336 |  |  |  | JDE |  | STEAMBOX | Data created/will be sent for upload | 0844-MEC-DD-336-STEAMBOX ANNUAL MECHANICAL INSPECTION | 4660206
4633 | 0844-MEC-DD-336-STEAMBOX | ANNUAL MECHANICAL INSPECTION | 24 | 28 | 2 - Subj Inspection | 0100844CB | STEAMBOX | 010-0844-SBX-001-00 |  |  |  | Flexible stem hose | DD | MEC | Visually inspect external general condition | Wear | Leak | Damaged | 336 |  |  |  | JDE |  | STEAMBOX | Data created/will be sent for upload | 0844-MEC-DD-336-STEAMBOX ANNUAL MECHANICAL INSPECTION | 4660206
4644 | 0844-MEC-DD-336-STEAMBOX | ANNUAL MECHANICAL INSPECTION | 24 | 28 | 2 - Subj Inspection | 0100844CA | STEAM BOX DESUPERHEATER | 010-0844-HEX-002-00 |  |  |  | Temperature sensor | DD | MEC | Visually inspect general condition | Out of Adjustment | Wear |  | 336 |  |  |  | JDE |  | STEAMBOX | Data created/will be sent for upload | 0844-MEC-DD-336-STEAMBOX ANNUAL MECHANICAL INSPECTION | 4660206
4645 | 0844-MEC-DD-336-STEAMBOX | ANNUAL MECHANICAL INSPECTION | 24 | 28 | 2 - Subj Inspection | 0100844CA | STEAM BOX DESUPERHEATER | 010-0844-HEX-002-00 |  |  |  | Pressure sensor | DD | MEC | Visually inspect general condition | Out of Adjustment | Wear |  | 336 |  |  |  | JDE |  | STEAMBOX | Data created/will be sent for upload | 0844-MEC-DD-336-STEAMBOX ANNUAL MECHANICAL INSPECTION | 4660206
4623 | 0844-MEC-DD-42-STEAMBOX SLIDE | BRACKETS SHUTDOWN CLEANING | 29 | 26 | 1C - Clean | 0100844CB | STEAMBOX | 010-0844-SBX-001-00 |  |  |  | Slide brackets | DD | MEC | Clean and inspect external general condition | Wear | Leak | Damaged | 42 |  |  |  | JDE |  | STEAMBOX | Data created/will be sent for upload | 0844-MEC-DD-42-STEAMBOX SLIDE BRACKETS SHUTDOWN CLEANING | 4660207
4624 | 0844-LUB-DD-42-STEAMBOX SLIDE | BRACKETS SHUTDOWN LUBE | 30 | 22 | 1L - Lubricate | 0100844CB | STEAMBOX | 010-0844-SBX-001-00 |  |  |  | Slide brackets | DD | LUB | Lubricate the side bracket | Lack of lubricant |  |  | 42 |  |  |  | LUBE-IT |  | STEAMBOX | SUGGESTED TASK TO SEND TO TRENT | 0844-LUB-DD-42-STEAMBOX SLIDE BRACKETS SHUTDOWN LUBE | 4660208
4625 | 0844-MEC-IRD-84-STEAMBOX | QUARTERLY MECHANICAL INSP | 24 | 25 | 2 - Subj Inspection | 0100844CB | STEAMBOX | 010-0844-SBX-001-00 |  |  |  | Hydraulic cylinder | IRD | MEC | Visually inspect for proper operation | Malfunction |  |  | 84 |  |  |  | JDE |  | STEAMBOX | Data created/will be sent for upload | 0844-MEC-IRD-84-STEAMBOX QUARTERLY MECHANICAL INSP | 4660209
4643 | 0844-MEC-IRD-84-STEAMBOX | QUARTERLY MECHANICAL INSP | 25 | 25 | 2 - Subj Inspection | 0100844CA | STEAM BOX DESUPERHEATER | 010-0844-HEX-002-00 |  |  |  | Desuperheater | IRD | MEC | Visually inspect for proper operation and create an order to remove the scale if needed | Malfunction |  |  | 84 |  | While removing the scale, Reaction rings can be cleaned or replaced |  | JDE |  | STEAMBOX | Data created/will be sent for upload | 0844-MEC-IRD-84-STEAMBOX QUARTERLY MECHANICAL INSP | 4660209
4627 | 0844-MEC-IRD-126-STEAMBOX | OPERATIONAL INSPECTION | 25 | 22 | 2 - Subj Inspection | 0100844CB | STEAMBOX | 010-0844-SBX-001-00 |  |  |  | Steambox | IRD | MEC | Visually inspect for proper operation | Out of Tolerance |  |  | 126 |  | Check the smoothness of the steam box's movements and synchronization of movements on the front and back sides |  | JDE |  | STEAMBOX | Data created/will be sent for upload | 0844-MEC-IRD-126-STEAMBOX OPERATIONAL INSPECTION | 4660210
4632 | 0844-E&I-IRD-28-STEAMBOX | MONTHLY SWITCH INSPECTION | 24 | 25 | 2 - Subj Inspection | 0100844CB | STEAMBOX | 010-0844-SBX-001-00 |  |  |  | ON/OFF switch | IRD | E&I | Visually inspect general condition | Wear | Looseness | Breakage | 28 |  |  |  | JDE |  | STEAMBOX | Data created/will be sent for upload | 0844-E&I-IRD-28-STEAMBOX MONTHLY SWITCH INSPECTION | 4660211
4634 | 0844-E&I-DD-336-STEAMBOX | ANNUAL ELECTRICAL INSPECTION | 24 | 28 | 1A - Adjust | 0100844CB | STEAMBOX | 010-0844-SBX-001-00 |  |  |  | Pressure transmitter | DD | E&I | Instrument and Control Loop Check. Re-calibrate if required | Calibration | Out of adjustment |  | 336 |  |  |  | JDE |  | STEAMBOX | Data created/will be sent for upload | 0844-E&I-DD-336-STEAMBOX ANNUAL ELECTRICAL INSPECTION | 4660212
4635 | 0844-E&I-DD-336-STEAMBOX | ANNUAL ELECTRICAL INSPECTION | 24 | 28 | 2 - Subj Inspection | 0100844CB | STEAMBOX | 010-0844-SBX-001-00 |  |  |  | Pressure transmitter | DD | E&I | Inspect general condition | Out of adjustment | Wear |  | 336 |  |  |  | JDE |  | STEAMBOX | Data created/will be sent for upload | 0844-E&I-DD-336-STEAMBOX ANNUAL ELECTRICAL INSPECTION | 4660212
4636 | 0844-E&I-DD-336-STEAMBOX | ANNUAL ELECTRICAL INSPECTION | 24 | 28 | 2 - Subj Inspection | 0100844CB | STEAMBOX | 010-0844-SBX-001-00 |  |  |  | Solenoid Valve | DD | E&I | Inspect general condition | Wear | Damaged | Leak | 336 |  |  |  | JDE |  | STEAMBOX | Data created/will be sent for upload | 0844-E&I-DD-336-STEAMBOX ANNUAL ELECTRICAL INSPECTION | 4660212
4637 | 0844-E&I-DD-336-STEAMBOX | ANNUAL ELECTRICAL INSPECTION | 24 | 28 | 1A - Adjust | 0100844CB | STEAMBOX | 010-0844-SBX-001-00 |  |  |  | Solenoid Valve | DD | E&I | Test the valve | Calibration |  |  | 336 |  |  |  | JDE |  | STEAMBOX | Data created/will be sent for upload | 0844-E&I-DD-336-STEAMBOX ANNUAL ELECTRICAL INSPECTION | 4660212
4638 | 0844-E&I-DD-336-STEAMBOX | ANNUAL ELECTRICAL INSPECTION | 24 | 28 | 1C - Clean | 0100844CB | STEAMBOX | 010-0844-SBX-001-00 |  |  |  | Control valve | DD | E&I | Clean | Dirty |  |  | 336 |  |  |  | JDE |  | STEAMBOX | Data created/will be sent for upload | 0844-E&I-DD-336-STEAMBOX ANNUAL ELECTRICAL INSPECTION | 4660212
4639 | 0844-E&I-DD-336-STEAMBOX | ANNUAL ELECTRICAL INSPECTION | 24 | 28 | 2 - Subj Inspection | 0100844CB | STEAMBOX | 010-0844-SBX-001-00 |  |  |  | Control valve | DD | E&I | Inspect general condition | Wear | Leak | Malfunction | 336 |  |  |  | JDE |  | STEAMBOX | Data created/will be sent for upload | 0844-E&I-DD-336-STEAMBOX ANNUAL ELECTRICAL INSPECTION | 4660212
4640 | 0844-E&I-DD-336-STEAMBOX | ANNUAL ELECTRICAL INSPECTION | 24 | 28 | 1A - Adjust | 0100844CB | STEAMBOX | 010-0844-SBX-001-00 |  |  |  | Control valve | DD | E&I | Test the valve | Calibration |  |  | 336 |  |  |  | JDE |  | STEAMBOX | Data created/will be sent for upload | 0844-E&I-DD-336-STEAMBOX ANNUAL ELECTRICAL INSPECTION | 4660212
4647 | 0844-E&I-DD-336-STEAMBOX | ANNUAL ELECTRICAL INSPECTION | 24 | 28 | 1C - Clean | 0100844CA | STEAM BOX DESUPERHEATER | 010-0844-HEX-002-00 |  |  |  | Water control valve | DD | E&I | Clean | Dirty |  |  | 336 |  |  |  | JDE |  | STEAMBOX | Data created/will be sent for upload | 0844-E&I-DD-336-STEAMBOX ANNUAL ELECTRICAL INSPECTION | 4660212
4648 | 0844-E&I-DD-336-STEAMBOX | ANNUAL ELECTRICAL INSPECTION | 24 | 28 | 2 - Subj Inspection | 0100844CA | STEAM BOX DESUPERHEATER | 010-0844-HEX-002-00 |  |  |  | Water control valve | DD | E&I | Inspect general condition | Wear | Leak | Malfunction | 336 |  |  |  | JDE |  | STEAMBOX | Data created/will be sent for upload | 0844-E&I-DD-336-STEAMBOX ANNUAL ELECTRICAL INSPECTION | 4660212
4649 | 0844-E&I-DD-336-STEAMBOX | ANNUAL ELECTRICAL INSPECTION | 24 | 28 | 1A - Adjust | 0100844CA | STEAM BOX DESUPERHEATER | 010-0844-HEX-002-00 |  |  |  | Water control valve | DD | E&I | Test the valve | Calibration |  |  | 336 |  |  |  | JDE |  | STEAMBOX | Data created/will be sent for upload | 0844-E&I-DD-336-STEAMBOX ANNUAL ELECTRICAL INSPECTION | 4660212
4650 | 0844-E&I-DD-336-STEAMBOX | ANNUAL ELECTRICAL INSPECTION | 24 | 28 | 1C - Clean | 0100844CA | STEAM BOX DESUPERHEATER | 010-0844-HEX-002-00 |  |  |  | Reducing valve | DD | E&I | Clean | Dirty |  |  | 336 |  |  |  | JDE |  | STEAMBOX | Data created/will be sent for upload | 0844-E&I-DD-336-STEAMBOX ANNUAL ELECTRICAL INSPECTION | 4660212
4651 | 0844-E&I-DD-336-STEAMBOX | ANNUAL ELECTRICAL INSPECTION | 24 | 28 | 2 - Subj Inspection | 0100844CA | STEAM BOX DESUPERHEATER | 010-0844-HEX-002-00 |  |  |  | Reducing valve | DD | E&I | Inspect general condition | Wear | Leak | Malfunction | 336 |  |  |  | JDE |  | STEAMBOX | Data created/will be sent for upload | 0844-E&I-DD-336-STEAMBOX ANNUAL ELECTRICAL INSPECTION | 4660212
4652 | 0844-E&I-DD-336-STEAMBOX | ANNUAL ELECTRICAL INSPECTION | 24 | 28 | 1A - Adjust | 0100844CA | STEAM BOX DESUPERHEATER | 010-0844-HEX-002-00 |  |  |  | Reducing valve | DD | E&I | Test the valve | Calibration |  |  | 336 |  |  |  | JDE |  | STEAMBOX | Data created/will be sent for upload | 0844-E&I-DD-336-STEAMBOX ANNUAL ELECTRICAL INSPECTION | 4660212
4641 | 0844-MEC-DD-42-STEAMBOX | SHUTDOWN FILTER INSPECTION | 23 | 26 | 2 - Subj Inspection | 0100844CB | STEAMBOX | 010-0844-SBX-001-00 |  |  |  | Filter | DD | MEC | Visually inspect general condition and create an order to replace if needed. | Dirty | Clogged |  | 42 |  |  |  | JDE |  | STEAMBOX | Data created/will be sent for upload | 0844-MEC-DD-42-STEAMBOX SHUTDOWN FILTER INSPECTION | 4660213
4642 | 0844-MEC-IRD-56-STEAMBOX | 56-DAY PRESSURE GAUGE INSP | 24 | 26 | 2 - Subj Inspection | 0100844CB | STEAMBOX | 010-0844-SBX-001-00 |  |  |  | Pressure gauge | IRD | MEC | Visually Inspect pressure gauge readings within operating tolerance. | Out of Tolerance |  |  | 56 |  |  |  | JDE |  | STEAMBOX | Data created/will be sent for upload | 0844-MEC-IRD-56-STEAMBOX 56-DAY PRESSURE GAUGE INSP | 4660214
4646 | 0844-MEC-DD-42- STEAMBOX | DESUPERHEATER FILTER INSP | 24 | 25 | 2 - Subj Inspection | 0100844CA | STEAM BOX DESUPERHEATER | 010-0844-HEX-002-00 |  |  |  | Filter/regulator | DD | MEC | Visually inspect general condition and create an order to replace if needed. | Dirty | Clogged |  | 42 |  |  |  | JDE |  | STEAMBOX | Data created/will be sent for upload | 0844-MEC-DD-42- STEAMBOX DESUPERHEATER FILTER INSP | 4660215
4653 | 0864-OPE-DD-42- BLOW SHEET | DEFLECTOR SHUTDWN GENERAL INSP | 26 | 30 | 2 - Subj Inspection | 0100864AP | BELOW SHEET DEFLECTOR | 010-0864-DMP-011-00 |  |  |  | General | DD | OPE | Inspect for dust and paper accumulation Inspect for cleanliness Inspect the water flow Inspect for damage and accumulation of debris Clean dust from surfaces |  |  |  | 42 |  |  |  | JDE |  | BELOW SHEET DEFLECTOR | Data created/will be sent for upload | 0864-OPE-DD-42- BLOW SHEET DEFLECTOR SHUTDWN GENERAL INSP | 4660216
4654 | 0864-MEC-IRD-84-BELOW SHEET | DEFLECTOR DAMPERS INSP | 27 | 22 | 2 - Subj Inspection | 0100864AP | BELOW SHEET DEFLECTOR | 010-0864-DMP-011-00 |  |  |  | Damper | DD | MEC | Visually inspect for dirt and build-up and clean if needed. | Dirty | Build up |  | 84 |  |  |  | JDE |  | BELOW SHEET DEFLECTOR | Data created/will be sent for upload | 0864-MEC-IRD-84-BELOW SHEET DEFLECTOR DAMPERS INSP | 4660217
4655 | 0864-MEC-IRD-84-BELOW SHEET | DEFLECTOR QUARTERLY MECH INSP | 27 | 29 | 2 - Subj Inspection | 0100864AP | BELOW SHEET DEFLECTOR | 010-0864-DMP-011-00 |  |  |  | Damper blades | IRD | MEC | Visually inspect for proper operation and create an order to adjust or replace if needed. | Malfunction | Out of Position |  | 84 |  |  |  | JDE |  | BELOW SHEET DEFLECTOR | Data created/will be sent for upload | 0864-MEC-IRD-84-BELOW SHEET DEFLECTOR QUARTERLY MECH INSP | 4660218
4656 | 0864-MEC-IRD-84-BELOW SHEET | DEFLECTOR QUARTERLY MECH INSP | 27 | 29 | 2 - Subj Inspection | 0100864AP | BELOW SHEET DEFLECTOR | 010-0864-DMP-011-00 |  |  |  | Pneumatic actuator | IRD | MEC | Visually inspect actuator for proper operation | Malfunction | Out of Position |  | 84 |  |  |  | JDE |  | BELOW SHEET DEFLECTOR | Data created/will be sent for upload | 0864-MEC-IRD-84-BELOW SHEET DEFLECTOR QUARTERLY MECH INSP | 4660218
4657 | 0864-E&I-DD-84-BELOW SHEET | DEFLECTOR QUARTERLY ELECT INSP | 26 | 30 | 1C - Clean | 0100864AP | BELOW SHEET DEFLECTOR | 010-0864-DMP-011-00 |  |  |  | Solenoid Valve | DD | E&I | Clean. | Dirty |  |  | 84 |  |  |  | JDE |  | BELOW SHEET DEFLECTOR | Data created/will be sent for upload | 0864-E&I-DD-84-BELOW SHEET DEFLECTOR QUARTERLY ELECT INSP | 4660219
4658 | 0864-E&I-DD-84-BELOW SHEET | DEFLECTOR QUARTERLY ELECT INSP | 26 | 30 | 2 - Subj Inspection | 0100864AP | BELOW SHEET DEFLECTOR | 010-0864-DMP-011-00 |  |  |  | Solenoid Valve | DD | E&I | Inspect general condition | Wear | Damaged | Leak | 84 |  |  |  | JDE |  | BELOW SHEET DEFLECTOR | Data created/will be sent for upload | 0864-E&I-DD-84-BELOW SHEET DEFLECTOR QUARTERLY ELECT INSP | 4660219
4659 | 0864-E&I-DD-84-BELOW SHEET | DEFLECTOR QUARTERLY ELECT INSP | 26 | 30 | 1A - Adjust | 0100864AP | BELOW SHEET DEFLECTOR | 010-0864-DMP-011-00 |  |  |  | Solenoid Valve | DD | E&I | Test the valve. | Calibration |  |  | 84 |  |  |  | JDE |  | BELOW SHEET DEFLECTOR | Data created/will be sent for upload | 0864-E&I-DD-84-BELOW SHEET DEFLECTOR QUARTERLY ELECT INSP | 4660219
4660 | 0864-E&I-DD-84-BELOW SHEET | DEFLECTOR QUARTERLY ELECT INSP | 26 | 30 | 1C - Clean | 0100864AP | BELOW SHEET DEFLECTOR | 010-0864-DMP-011-00 |  |  |  | Control Valve | DD | E&I | Clean. | Dirty |  |  | 84 |  |  |  | JDE |  | BELOW SHEET DEFLECTOR | Data created/will be sent for upload | 0864-E&I-DD-84-BELOW SHEET DEFLECTOR QUARTERLY ELECT INSP | 4660219
4661 | 0864-E&I-DD-84-BELOW SHEET | DEFLECTOR QUARTERLY ELECT INSP | 26 | 30 | 2 - Subj Inspection | 0100864AP | BELOW SHEET DEFLECTOR | 010-0864-DMP-011-00 |  |  |  | Control Valve | DD | E&I | Inspect general condition. | Wear | Leak | Malfunction | 84 |  |  |  | JDE |  | BELOW SHEET DEFLECTOR | Data created/will be sent for upload | 0864-E&I-DD-84-BELOW SHEET DEFLECTOR QUARTERLY ELECT INSP | 4660219
4662 | 0864-E&I-DD-84-BELOW SHEET | DEFLECTOR QUARTERLY ELECT INSP | 26 | 30 | 1A - Adjust | 0100864AP | BELOW SHEET DEFLECTOR | 010-0864-DMP-011-00 |  |  |  | Control Valve | DD | E&I | Test the valve | Calibration |  |  | 84 |  |  |  | JDE |  | BELOW SHEET DEFLECTOR | Data created/will be sent for upload | 0864-E&I-DD-84-BELOW SHEET DEFLECTOR QUARTERLY ELECT INSP | 4660219
4663 | 0864-E&I-DD-84-BELOW SHEET | DEFLECTOR QUARTERLY ELECT INSP | 26 | 30 | 2 - Subj Inspection | 0100864AP | BELOW SHEET DEFLECTOR | 010-0864-DMP-011-00 |  |  |  | Limit Switches | DD | E&I | Visually inspect general condition and create an order to adjust or replace if needed. | Dysfunction |  |  | 84 |  |  |  | JDE |  | BELOW SHEET DEFLECTOR | Data created/will be sent for upload | 0864-E&I-DD-84-BELOW SHEET DEFLECTOR QUARTERLY ELECT INSP | 4660219
4664 | 0864-E&I-DD-84-BELOW SHEET | DEFLECTOR QUARTERLY ELECT INSP | 26 | 30 | 1A - Adjust | 0100864AP | BELOW SHEET DEFLECTOR | 010-0864-DMP-011-00 |  |  |  | Limit Switches | DD | E&I | Test movement. | Blocked |  |  | 84 |  |  |  | JDE |  | BELOW SHEET DEFLECTOR | Data created/will be sent for upload | 0864-E&I-DD-84-BELOW SHEET DEFLECTOR QUARTERLY ELECT INSP | 4660219
4666 | 0864-MEC-DD-84-DRAIN MODULE | QUARTERLY MECHANICAL INSP | 27 | 25 | 2 - Subj Inspection | 0100864AQ | WET DUST LOWER COLLECTOR DRAIN MODULE NO. 1 | 010-0864-SEP-001-00 |  |  |  | Inspection doors | DD | MEC | Check inspection door. Replace seals or adjust as required. | Wear | Cracked |  | 84 |  |  |  | JDE |  | DRAINS & SEPARATION MODULES | Data created/will be sent for upload | 0864-MEC-DD-84-DRAIN MODULE QUARTERLY MECHANICAL INSP | 4660220
4667 | 0864-MEC-DD-84-DRAIN MODULE | QUARTERLY MECHANICAL INSP | 27 | 25 | 1C - Clean | 0100864AQ | WET DUST LOWER COLLECTOR DRAIN MODULE NO. 1 | 010-0864-SEP-001-00 |  |  |  | Module | DD | MEC | Flush modules with fresh water to prevent fouling of interior surfaces. | Build up |  |  | 84 |  |  |  | JDE |  | DRAINS & SEPARATION MODULES | Data created/will be sent for upload | 0864-MEC-DD-84-DRAIN MODULE QUARTERLY MECHANICAL INSP | 4660220
4668 | 0864-MEC-DD-84-DRAIN MODULE | QUARTERLY MECHANICAL INSP | 27 | 25 | 2 - Subj Inspection | 0100864AQ | WET DUST LOWER COLLECTOR DRAIN MODULE NO. 1 | 010-0864-SEP-001-00 |  |  |  | Drains | DD | MEC | Visually inspect and flush drains. | Leak | Clogged | Damaged | 84 |  |  |  | JDE |  | DRAINS & SEPARATION MODULES | Data created/will be sent for upload | 0864-MEC-DD-84-DRAIN MODULE QUARTERLY MECHANICAL INSP | 4660220
4669 | 0864-MEC-DD-84-DRAIN MODULE | QUARTERLY MECHANICAL INSP | 27 | 25 | 2 - Subj Inspection | 0100864AQ | WET DUST LOWER COLLECTOR DRAIN MODULE NO. 1 | 010-0864-SEP-001-00 |  |  |  | Module | DD | MEC | Visually inspect general condition and create and order to replace if needed. | Wear | Cracked | Leak | 84 |  |  |  | JDE |  | DRAINS & SEPARATION MODULES | Data created/will be sent for upload | 0864-MEC-DD-84-DRAIN MODULE QUARTERLY MECHANICAL INSP | 4660220
4670 | 0864-MEC-DD-84-DRAIN MODULE | QUARTERLY MECHANICAL INSP | 27 | 25 | 2 - Subj Inspection | 0100864AS | WET DUST UNDER SCANNER COLLECTOR DRAIN MODULE NO. 3 | 010-0864-SEP-003-00 |  |  |  | Inspection doors | DD | MEC | Check inspection door. Replace seals or adjust as required. | Wear | Cracked |  | 84 |  |  |  | JDE |  | DRAINS & SEPARATION MODULES | Data created/will be sent for upload | 0864-MEC-DD-84-DRAIN MODULE QUARTERLY MECHANICAL INSP | 4660220
4671 | 0864-MEC-DD-84-DRAIN MODULE | QUARTERLY MECHANICAL INSP | 27 | 25 | 1C - Clean | 0100864AS | WET DUST UNDER SCANNER COLLECTOR DRAIN MODULE NO. 3 | 010-0864-SEP-003-00 |  |  |  | Module | DD | MEC | Flush modules with fresh water to prevent fouling of interior surfaces. | Build up |  |  | 84 |  |  |  | JDE |  | DRAINS & SEPARATION MODULES | Data created/will be sent for upload | 0864-MEC-DD-84-DRAIN MODULE QUARTERLY MECHANICAL INSP | 4660220
4672 | 0864-MEC-DD-84-DRAIN MODULE | QUARTERLY MECHANICAL INSP | 27 | 25 | 2 - Subj Inspection | 0100864AS | WET DUST UNDER SCANNER COLLECTOR DRAIN MODULE NO. 3 | 010-0864-SEP-003-00 |  |  |  | Drains | DD | MEC | Visually inspect and flush drains. | Leak | Clogged | Damaged | 84 |  |  |  | JDE |  | DRAINS & SEPARATION MODULES | Data created/will be sent for upload | 0864-MEC-DD-84-DRAIN MODULE QUARTERLY MECHANICAL INSP | 4660220
4673 | 0864-MEC-DD-84-DRAIN MODULE | QUARTERLY MECHANICAL INSP | 27 | 25 | 2 - Subj Inspection | 0100864AS | WET DUST UNDER SCANNER COLLECTOR DRAIN MODULE NO. 3 | 010-0864-SEP-003-00 |  |  |  | Module | DD | MEC | Visually inspect general condition and create and order to replace if needed. | Wear | Cracked | Leak | 84 |  |  |  | JDE |  | DRAINS & SEPARATION MODULES | Data created/will be sent for upload | 0864-MEC-DD-84-DRAIN MODULE QUARTERLY MECHANICAL INSP | 4660220
4674 | 0864-MEC-DD-84-DRAIN MODULE | QUARTERLY MECHANICAL INSP | 27 | 25 | 2 - Subj Inspection | 0100864AU | WET DUST REEL BELT COLLECTOR DRAIN MODULE NO. 5 | 010-0864-SEP-005-00 |  |  |  | Inspection doors | DD | MEC | Check inspection door. Replace seals or adjust as required. | Wear | Cracked |  | 84 |  |  |  | JDE |  | DRAINS & SEPARATION MODULES | Data created/will be sent for upload | 0864-MEC-DD-84-DRAIN MODULE QUARTERLY MECHANICAL INSP | 4660220
4675 | 0864-MEC-DD-84-DRAIN MODULE | QUARTERLY MECHANICAL INSP | 27 | 25 | 1C - Clean | 0100864AU | WET DUST REEL BELT COLLECTOR DRAIN MODULE NO. 5 | 010-0864-SEP-005-00 |  |  |  | Module | DD | MEC | Flush modules with fresh water to prevent fouling of interior surfaces. | Build up |  |  | 84 |  |  |  | JDE |  | DRAINS & SEPARATION MODULES | Data created/will be sent for upload | 0864-MEC-DD-84-DRAIN MODULE QUARTERLY MECHANICAL INSP | 4660220
4676 | 0864-MEC-DD-84-DRAIN MODULE | QUARTERLY MECHANICAL INSP | 27 | 25 | 2 - Subj Inspection | 0100864AU | WET DUST REEL BELT COLLECTOR DRAIN MODULE NO. 5 | 010-0864-SEP-005-00 |  |  |  | Drains | DD | MEC | Visually inspect and flush drains. | Leak | Clogged | Damaged | 84 |  |  |  | JDE |  | DRAINS & SEPARATION MODULES | Data created/will be sent for upload | 0864-MEC-DD-84-DRAIN MODULE QUARTERLY MECHANICAL INSP | 4660220
4677 | 0864-MEC-DD-84-DRAIN MODULE | QUARTERLY MECHANICAL INSP | 27 | 25 | 2 - Subj Inspection | 0100864AU | WET DUST REEL BELT COLLECTOR DRAIN MODULE NO. 5 | 010-0864-SEP-005-00 |  |  |  | Module | DD | MEC | Visually inspect general condition and create and order to replace if needed. | Wear | Cracked | Leak | 84 |  |  |  | JDE |  | DRAINS & SEPARATION MODULES | Data created/will be sent for upload | 0864-MEC-DD-84-DRAIN MODULE QUARTERLY MECHANICAL INSP | 4660220
4678 | 0864-MEC-DD-84-DRAIN MODULE | QUARTERLY MECHANICAL INSP | 27 | 25 | 2 - Subj Inspection | 0100864AW | BROKE SEPARATION MODULE | 010-0864-SEP-007-00 |  |  |  | Inspection doors | DD | MEC | Check inspection door. Replace seals or adjust as required. | Wear | Cracked |  | 84 |  |  |  | JDE |  | DRAINS & SEPARATION MODULES | Data created/will be sent for upload | 0864-MEC-DD-84-DRAIN MODULE QUARTERLY MECHANICAL INSP | 4660220
4679 | 0864-MEC-DD-84-DRAIN MODULE | QUARTERLY MECHANICAL INSP | 27 | 25 | 1C - Clean | 0100864AW | BROKE SEPARATION MODULE | 010-0864-SEP-007-00 |  |  |  | Module | DD | MEC | Flush modules with fresh water to prevent fouling of interior surfaces. | Build up |  |  | 84 |  |  |  | JDE |  | DRAINS & SEPARATION MODULES | Data created/will be sent for upload | 0864-MEC-DD-84-DRAIN MODULE QUARTERLY MECHANICAL INSP | 4660220
4680 | 0864-MEC-DD-84-DRAIN MODULE | QUARTERLY MECHANICAL INSP | 27 | 25 | 2 - Subj Inspection | 0100864AW | BROKE SEPARATION MODULE | 010-0864-SEP-007-00 |  |  |  | Drains | DD | MEC | Visually inspect and flush drains. | Leak | Clogged | Damaged | 84 |  |  |  | JDE |  | DRAINS & SEPARATION MODULES | Data created/will be sent for upload | 0864-MEC-DD-84-DRAIN MODULE QUARTERLY MECHANICAL INSP | 4660220
4681 | 0864-MEC-DD-84-DRAIN MODULE | QUARTERLY MECHANICAL INSP | 27 | 25 | 2 - Subj Inspection | 0100864AW | BROKE SEPARATION MODULE | 010-0864-SEP-007-00 |  |  |  | Module | DD | MEC | Visually inspect general condition and create and order to replace if needed. | Wear | Cracked | Leak | 84 |  |  |  | JDE |  | DRAINS & SEPARATION MODULES | Data created/will be sent for upload | 0864-MEC-DD-84-DRAIN MODULE QUARTERLY MECHANICAL INSP | 4660220
4682 | 0864-OPE-DD-42-DRAIN MODULE | SHUTDOWN INSPECTION | 27 | 19 | 2 - Subj Inspection | 0100864AQ | WET DUST LOWER COLLECTOR DRAIN MODULE NO. 1 | 010-0864-SEP-001-00 |  |  |  | General | DD | OPE | Inspect for dust and paper accumulation Inspect for cleanliness and clean dust from surfaces Inspect the water flow Inspect for damage | Dirty | Damaged |  | 42 |  |  |  | JDE |  | DRAINS & SEPARATION MODULES | Data created/will be sent for upload | 0864-OPE-DD-42-DRAIN MODULE SHUTDOWN INSPECTION | 4660221
4683 | 0864-OPE-DD-42-DRAIN MODULE | SHUTDOWN INSPECTION | 27 | 19 | 2 - Subj Inspection | 0100864AS | WET DUST UNDER SCANNER COLLECTOR DRAIN MODULE NO. 3 | 010-0864-SEP-003-00 |  |  |  | General | DD | OPE | Inspect for dust and paper accumulation Inspect for cleanliness and clean dust from surfaces Inspect the water flow Inspect for damage | Dirty | Damaged |  | 42 |  |  |  | JDE |  | DRAINS & SEPARATION MODULES | Data created/will be sent for upload | 0864-OPE-DD-42-DRAIN MODULE SHUTDOWN INSPECTION | 4660221
4684 | 0864-OPE-DD-42-DRAIN MODULE | SHUTDOWN INSPECTION | 27 | 19 | 2 - Subj Inspection | 0100864AU | WET DUST REEL BELT COLLECTOR DRAIN MODULE NO. 5 | 010-0864-SEP-005-00 |  |  |  | General | DD | OPE | Inspect for dust and paper accumulation Inspect for cleanliness and clean dust from surfaces Inspect the water flow Inspect for damage | Dirty | Damaged |  | 42 |  |  |  | JDE |  | DRAINS & SEPARATION MODULES | Data created/will be sent for upload | 0864-OPE-DD-42-DRAIN MODULE SHUTDOWN INSPECTION | 4660221
4685 | 0864-OPE-DD-42-DRAIN MODULE | SHUTDOWN INSPECTION | 27 | 19 | 2 - Subj Inspection | 0100864AW | BROKE SEPARATION MODULE | 010-0864-SEP-007-00 |  |  |  | General | DD | OPE | Inspect for dust and paper accumulation Inspect for cleanliness and clean dust from surfaces Inspect the water flow Inspect for damage | Dirty | Damaged |  | 42 |  |  |  | JDE |  | DRAINS & SEPARATION MODULES | Data created/will be sent for upload | 0864-OPE-DD-42-DRAIN MODULE SHUTDOWN INSPECTION | 4660221
4686 | 0864-MEC-DD-84-IN-LINE VENTURI | QUARTERLY MECHANICAL INSP | 30 | 25 | 1C - Clean | 0100864A29 | IN-LINE VENTURI YANKEE CREPE | 010-0864-VEN-001-00 |  |  |  | In-line Venturi | DD | MEC | Clean internal and external surfaces | Dirty | Build up |  | 84 |  |  |  | JDE |  | IN-LINE VENTURI | Data created/will be sent for upload | 0864-MEC-DD-84-IN-LINE VENTURI QUARTERLY MECHANICAL INSP | 4660222
4687 | 0864-MEC-DD-84-IN-LINE VENTURI | QUARTERLY MECHANICAL INSP | 30 | 25 | 2 - Subj Inspection | 0100864A29 | IN-LINE VENTURI YANKEE CREPE | 010-0864-VEN-001-00 |  |  |  | In-line Venturi | DD | MEC | Visually inspect general condition for leaks | Leak |  |  | 84 |  |  |  | JDE |  | IN-LINE VENTURI | Data created/will be sent for upload | 0864-MEC-DD-84-IN-LINE VENTURI QUARTERLY MECHANICAL INSP | 4660222
4689 | 0864-MEC-DD-84-IN-LINE VENTURI | QUARTERLY MECHANICAL INSP | 30 | 25 | 1C - Clean | 0100864A30 | IN-LINE VENTURI REEL BELT | 010-0864-VEN-002-00 |  |  |  | In-line Venturi | DD | MEC | Clean internal and external surfaces | Dirty | Build up |  | 84 |  |  |  | JDE |  | IN-LINE VENTURI | Data created/will be sent for upload | 0864-MEC-DD-84-IN-LINE VENTURI QUARTERLY MECHANICAL INSP | 4660222
4690 | 0864-MEC-DD-84-IN-LINE VENTURI | QUARTERLY MECHANICAL INSP | 30 | 25 | 2 - Subj Inspection | 0100864A30 | IN-LINE VENTURI REEL BELT | 010-0864-VEN-002-00 |  |  |  | In-line Venturi | DD | MEC | Visually inspect general condition for leaks | Leak |  |  | 84 |  |  |  | JDE |  | IN-LINE VENTURI | Data created/will be sent for upload | 0864-MEC-DD-84-IN-LINE VENTURI QUARTERLY MECHANICAL INSP | 4660222
4688 | 0864-MEC-IRD-56-IN-LINE VNTURI | 56-DAY MECHANICAL INSP | 30 | 22 | 2 - Subj Inspection | 0100864A29 | IN-LINE VENTURI YANKEE CREPE | 010-0864-VEN-001-00 |  |  |  | In-line Venturi | IRD | MEC | Visually inspect venturi for damage, wear and vibration during operation | Wear | Damaged | Vibration | 56 |  |  |  | JDE |  | IN-LINE VENTURI | Data created/will be sent for upload | 0864-MEC-IRD-56-IN-LINE VNTURI 56-DAY MECHANICAL INSP | 4660223
4691 | 0864-MEC-IRD-56-IN-LINE VNTURI | 56-DAY MECHANICAL INSP | 30 | 22 | 2 - Subj Inspection | 0100864A30 | IN-LINE VENTURI REEL BELT | 010-0864-VEN-002-00 |  |  |  | In-line Venturi | IRD | MEC | Visually inspect venturi for damage, wear and vibration during operation | Wear | Damaged | Vibration | 56 |  |  |  | JDE |  | IN-LINE VENTURI | Data created/will be sent for upload | 0864-MEC-IRD-56-IN-LINE VNTURI 56-DAY MECHANICAL INSP | 4660223
4692 | 0864-OP-DD-42-IN-LINE VENTURI | SHUTDOWN INSPECTION | 29 | 19 | 2 - Subj Inspection | 0100864A29 | IN-LINE VENTURI YANKEE CREPE | 010-0864-VEN-001-00 |  |  |  | General | DD | OPE | Inspect for dust and paper accumulation Inspect for cleanliness and clean dust from surfaces Inspect the water flow Inspect for damage | Dirty | Damaged |  | 42 |  |  |  | JDE |  | IN-LINE VENTURI | Data created/will be sent for upload | 0864-OP-DD-42-IN-LINE VENTURI SHUTDOWN INSPECTION | 4660224
4693 | 0864-OP-DD-42-IN-LINE VENTURI | SHUTDOWN INSPECTION | 29 | 19 | 2 - Subj Inspection | 0100864A30 | IN-LINE VENTURI REEL BELT | 010-0864-VEN-002-00 |  |  |  | General | DD | OPE | Inspect for dust and paper accumulation Inspect for cleanliness and clean dust from surfaces Inspect the water flow Inspect for damage | Dirty | Damaged |  | 42 |  |  |  | JDE |  | IN-LINE VENTURI | Data created/will be sent for upload | 0864-OP-DD-42-IN-LINE VENTURI SHUTDOWN INSPECTION | 4660224
4694 | 0860-MEC-DD-84-DROP SEPARATOR | QUARTERLY MECHANICAL INSP | 29 | 25 | 1C - Clean | 0100860BA | GLUE CONTAINMENT DROPLET SEPARATOR | 010-0860-SEP-003-00 |  |  |  | Separator | DD | MEC | Flush separator with fresh water to prevent glue accumulation. | Build up |  |  | 84 |  | During extended shutdown periods, thoroughly flush the separator interior and drains with fresh water |  | JDE |  | DROPLET SEPARATOR | Data created/will be sent for upload | 0860-MEC-DD-84-DROP SEPARATOR QUARTERLY MECHANICAL INSP | 4660225
4695 | 0860-MEC-DD-84-DROP SEPARATOR | QUARTERLY MECHANICAL INSP | 29 | 25 | 2 - Subj Inspection | 0100860BA | GLUE CONTAINMENT DROPLET SEPARATOR | 010-0860-SEP-003-00 |  |  |  | Drains | DD | MEC | Visually inspect and flush drains. | Obstructed | Damaged |  | 84 |  |  |  | JDE |  | DROPLET SEPARATOR | Data created/will be sent for upload | 0860-MEC-DD-84-DROP SEPARATOR QUARTERLY MECHANICAL INSP | 4660225
4696 | 0860-MEC-DD-84-DROP SEPARATOR | QUARTERLY MECHANICAL INSP | 29 | 25 | 1C - Clean | 0100860BA | GLUE CONTAINMENT DROPLET SEPARATOR | 010-0860-SEP-003-00 |  |  |  | Drains | DD | MEC | Flush drains with fresh water to prevent glue accumulation. | Build up |  |  | 84 |  | During extended shutdown periods, thoroughly flush the separator interior and drains with fresh water |  | JDE |  | DROPLET SEPARATOR | Data created/will be sent for upload | 0860-MEC-DD-84-DROP SEPARATOR QUARTERLY MECHANICAL INSP | 4660225
4698 | 0860-MEC-DD-84-DROP SEPARATOR | QUARTERLY MECHANICAL INSP | 29 | 25 | 2 - Subj Inspection | 0100860BA | GLUE CONTAINMENT DROPLET SEPARATOR | 010-0860-SEP-003-00 |  |  |  | Bolts | DD | MEC | Visually inspect bolts for wear and looseness. | Wear | Looseness | Missing | 84 |  |  |  | JDE |  | DROPLET SEPARATOR | Data created/will be sent for upload | 0860-MEC-DD-84-DROP SEPARATOR QUARTERLY MECHANICAL INSP | 4660225
4699 | 0860-MEC-DD-84-DROP SEPARATOR | QUARTERLY MECHANICAL INSP | 29 | 25 | 2 - Subj Inspection | 0100860BA | GLUE CONTAINMENT DROPLET SEPARATOR | 010-0860-SEP-003-00 |  |  |  | Inspection doors | DD | MEC | Check inspection door. Replace seals or adjust as required. | Wear | Cracked |  | 84 |  |  |  | JDE |  | DROPLET SEPARATOR | Data created/will be sent for upload | 0860-MEC-DD-84-DROP SEPARATOR QUARTERLY MECHANICAL INSP | 4660225
4701 | 0860-MEC-DD-84-DROP SEPARATOR | QUARTERLY MECHANICAL INSP | 29 | 25 | 2 - Subj Inspection | 0100860BA | GLUE CONTAINMENT DROPLET SEPARATOR | 010-0860-SEP-003-00 |  |  |  | Piping | DD | MEC | Visually inspect piping for leaks and damage. Create an order to replace if needed. | Leak | Damaged |  | 84 |  |  |  | JDE |  | DROPLET SEPARATOR | Data created/will be sent for upload | 0860-MEC-DD-84-DROP SEPARATOR QUARTERLY MECHANICAL INSP | 4660225
4702 | 0860-MEC-DD-84-DROP SEPARATOR | QUARTERLY MECHANICAL INSP | 29 | 25 | 2 - Subj Inspection | 0100860BA | GLUE CONTAINMENT DROPLET SEPARATOR | 010-0860-SEP-003-00 |  |  |  | Spray nozzle | DD | MEC | Check the nozzles orientation and create an order to adjust if needed. | Out of position |  |  | 84 |  | Check diagram page 6 on valmet manual THU8715945.00 |  | JDE |  | DROPLET SEPARATOR | Data created/will be sent for upload | 0860-MEC-DD-84-DROP SEPARATOR QUARTERLY MECHANICAL INSP | 4660225
4697 | 0860-MEC-IRD-56-DROP SEPARATOR | 56-DAY MECHANICAL INSP | 30 | 22 | 2 - Subj Inspection | 0100860BA | GLUE CONTAINMENT DROPLET SEPARATOR | 010-0860-SEP-003-00 |  |  |  | Separator | IRD | MEC | Visually inspect separator for vibration and leaks. | Vibration | Leak |  | 56 |  | Ensure that separator body is free of vibration and 'drumming' during normal operation. |  | JDE |  | DROPLET SEPARATOR | Data created/will be sent for upload | 0860-MEC-IRD-56-DROP SEPARATOR 56-DAY MECHANICAL INSP | 4660226
4700 | 0860-MEC-IRD-56-DROP SEPARATOR | 56-DAY MECHANICAL INSP | 30 | 22 | 2 - Subj Inspection | 0100860BA | GLUE CONTAINMENT DROPLET SEPARATOR | 010-0860-SEP-003-00 |  |  |  | Spray nozzle | IRD | MEC | Visually inspect spray nozzles for proper operation and cleanliness. | Malfunction | Dirty | Build up | 56 |  | Plugged nozzles should be cleaned or replaced immediately |  | JDE |  | DROPLET SEPARATOR | Data created/will be sent for upload | 0860-MEC-IRD-56-DROP SEPARATOR 56-DAY MECHANICAL INSP | 4660226
4703 | 0860-MEC-IRD-56-GLUE CONTAIN | SPRAY CHAMBER 56-DAY MECH INSP | 28 | 30 | 2 - Subj Inspection | 0100860BC | GLUE CONTAINMENT SPRAY CHAMBER | 010-0860-SWR-001-00 |  |  |  | Spray Nozzles | IRD | MEC | Visually inspect spray nozzle for proper operation and cleanliness. Create an order to replace or to clean if needed. | Malfunction | Dirty | Build up | 56 |  | Plugged nozzles should be cleaned or replaced immediately. Flush the piping prior to re-installing the nozzle(s) |  | JDE |  | SPRAY CHAMBER | Data created/will be sent for upload | 0860-MEC-IRD-56-GLUE CONTAIN SPRAY CHAMBER 56-DAY MECH INSP | 4660227
4704 | 0860-MEC-IRD-56-GLUE CONTAIN | SPRAY CHAMBER 56-DAY MECH INSP | 28 | 30 | 2 - Subj Inspection | 0100860BC | GLUE CONTAINMENT SPRAY CHAMBER | 010-0860-SWR-001-00 |  |  |  | Spray Nozzles | IRD | MEC | Ensure that the water flow rate is achieved. Create an order to adjust in needed. | Out of Adjustment |  |  | 56 |  | There is usually a pressure gauge or flow meter in the supply line. A manual valve can be used to balance the flow rate. |  | JDE |  | SPRAY CHAMBER | Data created/will be sent for upload | 0860-MEC-IRD-56-GLUE CONTAIN SPRAY CHAMBER 56-DAY MECH INSP | 4660227
4705 | 0860-MEC-IRD-56-GLUE CONTAIN | SPRAY CHAMBER 56-DAY MECH INSP | 28 | 30 | 2 - Subj Inspection | 0100860BC | GLUE CONTAINMENT SPRAY CHAMBER | 010-0860-SWR-001-00 |  |  |  | Piping | IRD | MEC | Visually inspect piping for leaks. | Leaks |  |  | 56 |  |  |  | JDE |  | SPRAY CHAMBER | Data created/will be sent for upload | 0860-MEC-IRD-56-GLUE CONTAIN SPRAY CHAMBER 56-DAY MECH INSP | 4660227
4706 | 0860-MEC-DD-84-GLUE CONTAIN | SPRAY CHAMBER 84-DAY MECH INSP | 27 | 30 | 2 - Subj Inspection | 0100860BC | GLUE CONTAINMENT SPRAY CHAMBER | 010-0860-SWR-001-00 |  |  |  | Inspection doors | DD | MEC | Check inspection door. Replace seals or adjust as required. | Wear | Cracked |  | 84 |  |  |  | JDE |  | SPRAY CHAMBER | Data created/will be sent for upload | 0860-MEC-DD-84-GLUE CONTAIN SPRAY CHAMBER 84-DAY MECH INSP | 4660228
4707 | 0864-MEC-DD-84-RUN BLOW BOX | QUARTERLY MECHANICAL INSP | 27 | 25 | 2 - Subj Inspection | 0100864CC | ADVANTAGE RUN BLOW BOX 1 | 010-0864-SWR-002-00 |  |  |  | Ducting Supports | DD | MEC | Check duct supports and balancing dampers. They must be secure and in good condition. |  |  |  | 84 |  |  |  | JDE |  | BLOW BOXES | Data created/will be sent for upload | 0864-MEC-DD-84-RUN BLOW BOX QUARTERLY MECHANICAL INSP | 4660229
4708 | 0864-MEC-DD-84-RUN BLOW BOX | QUARTERLY MECHANICAL INSP | 27 | 25 | 2 - Subj Inspection | 0100864CC | ADVANTAGE RUN BLOW BOX 1 | 010-0864-SWR-002-00 |  |  |  | Nozzle Slots | DD | MEC | The cleanliness of the blow box nozzle slots should be inspected during shutdowns. There are two methods for cleaning the blow box air nozzle slots. |  |  |  | 84 |  | Cleaning Procedure (High Pressure Washer): 1. The supply fan must be operating during the cleaning procedure to ensure that loosened dirt and debris is blown out of the air nozzles. 2. On the tending side of each blow box there are two (2) cleaning ports, once for each cross machine air nozzle. Insert the special hose cleaning nozzle into the cleaning ports (remove plug) to clean the nozzle slot with high pressure water. The recommended water pressure is 150 – 170 Bar (2,175 – 2,500 psig). 3. IMPORTANT: Ensure all water is drained from blow boxes before putting the system back into operation. Cleaning Procedure (Manually Scraping Air Nozzles): 1. The supply fan must be operating during the cleaning procedure to ensure that loosened dirt and debris is blown out of the air nozzles. 2. Manually scrape the air nozzles in the box with a putty knife or formed sheet metal scraping blade to ensure dirt has not accumulated in the air nozzle slots |  | JDE |  | BLOW BOXES | Data created/will be sent for upload | 0864-MEC-DD-84-RUN BLOW BOX QUARTERLY MECHANICAL INSP | 4660229
4711 | 0864-MEC-DD-84-RUN BLOW BOX | QUARTERLY MECHANICAL INSP | 27 | 25 | 2 - Subj Inspection | 0100864CC | ADVANTAGE RUN BLOW BOX 1 | 010-0864-SWR-002-00 |  |  |  | Flexible Ducting | DD | MEC | Inspect flexible duct for deterioration, leaks and proper attachment. Create an order to adjust or repair as required. |  |  |  | 84 |  |  |  | JDE |  | BLOW BOXES | Data created/will be sent for upload | 0864-MEC-DD-84-RUN BLOW BOX QUARTERLY MECHANICAL INSP | 4660229
4712 | 0864-MEC-DD-84-RUN BLOW BOX | QUARTERLY MECHANICAL INSP | 27 | 25 | 2 - Subj Inspection | 0100864CC | ADVANTAGE RUN BLOW BOX 1 | 010-0864-SWR-002-00 |  |  |  | Drains | DD | MEC | Regularly inspect and flush drains and traps during shutdowns to ensure they are free flowing and un-obstructed. |  |  |  | 84 |  |  |  | JDE |  | BLOW BOXES | Data created/will be sent for upload | 0864-MEC-DD-84-RUN BLOW BOX QUARTERLY MECHANICAL INSP | 4660229
4714 | 0864-MEC-DD-84-RUN BLOW BOX | QUARTERLY MECHANICAL INSP | 27 | 25 | 2 - Subj Inspection | 0100864CC | ADVANTAGE RUN BLOW BOX 1 | 010-0864-SWR-002-00 |  |  |  | Fasteners | DD | MEC | Visually inspect bolts for wear and looseness. Tighten or replace if needed. | Wear | Looseness | Missing | 84 |  |  |  | JDE |  | BLOW BOXES | Data created/will be sent for upload | 0864-MEC-DD-84-RUN BLOW BOX QUARTERLY MECHANICAL INSP | 4660229
4715 | 0864-MEC-DD-84-RUN BLOW BOX | QUARTERLY MECHANICAL INSP | 27 | 25 | 3 - Obj Inspection | 0100864CC | ADVANTAGE RUN BLOW BOX 1 | 010-0864-SWR-002-00 |  |  |  | Blow Box | DD | MEC | Measure and record the installation clearances of the box in relation to machine positioning. | Out of Tolerance | Out of Spec. |  | 84 |  | If required re-align blow boxes within design tolerances. Refer to the project drawings for correct installation clearances |  | JDE |  | BLOW BOXES | Data created/will be sent for upload | 0864-MEC-DD-84-RUN BLOW BOX QUARTERLY MECHANICAL INSP | 4660229
4709 | 0864-MEC-IRD-84-RUN BLOW BOX | QUARTERLY MECHANICAL INSP | 28 | 25 | 3 - Obj Inspection | 0100864CC | ADVANTAGE RUN BLOW BOX 1 | 010-0864-SWR-002-00 |  |  |  | Blow Box | IRD | MEC | Measure and record the pressure at the inlet flange on the air connection to the blow box to ensure that it is adequate and hasn't been changed from initial settings. |  |  |  | 84 |  |  |  | JDE |  | BLOW BOXES | Data created/will be sent for upload | 0864-MEC-IRD-84-RUN BLOW BOX QUARTERLY MECHANICAL INSP | 4660230
4710 | 0864-MEC-IRD-84-RUN BLOW BOX | QUARTERLY MECHANICAL INSP | 28 | 25 | 3 - Obj Inspection | 0100864CC | ADVANTAGE RUN BLOW BOX 1 | 010-0864-SWR-002-00 |  |  |  | Blow Box | IRD | MEC | Measure and record the static pressure (+) and blow box under pressure (vacuum) between the blow box and fabric with the measuring ports provided on the end plate of each blow box. |  |  |  | 84 |  |  |  | JDE |  | BLOW BOXES | Data created/will be sent for upload | 0864-MEC-IRD-84-RUN BLOW BOX QUARTERLY MECHANICAL INSP | 4660230
4713 | 0864-MEC-IRD-84-RUN BLOW BOX | QUARTERLY MECHANICAL INSP | 28 | 25 | 2 - Subj Inspection | 0100864CC | ADVANTAGE RUN BLOW BOX 1 | 010-0864-SWR-002-00 |  |  |  | Blow Box | IRD | MEC | Ensure the performance of the air supply system is in accordance with the design specifications. | Out of Tolerance |  |  | 84 |  |  |  | JDE |  | BLOW BOXES | Data created/will be sent for upload | 0864-MEC-IRD-84-RUN BLOW BOX QUARTERLY MECHANICAL INSP | 4660230
4716 | 0864-MEC-DD-42-RUN BLOW BOX | SHUTDOWN INSPECTION | 27 | 19 | 2 - Subj Inspection | 0100864CC | ADVANTAGE RUN BLOW BOX 1 | 010-0864-SWR-002-00 |  |  |  | Nozzle Slots | DD | MEC | Inspect nozzle slots |  |  |  | 42 |  |  |  | JDE |  | BLOW BOXES | Data created/will be sent for upload | 0864-MEC-DD-42-RUN BLOW BOX SHUTDOWN INSPECTION | 4660231
4717 | 0870-LUB-DD-126-TAD EXHAUST | DUCT DRIVE GEARBOX LUBE | 28 | 23 | 1L - Lubricate | 0100870CODEA | TAD 1 W/E EXHAUST DUCT RETRACTION DRIVE | 010-0871-DUC-001-M3 |  |  |  | Gearbox | DD | LUB | Check oil level. | Low Oil Level |  |  | 126 |  |  |  | LUBE-IT |  | TAD W-E DUCT DRIVE | SUGGESTED TASK TO SEND TO TRENT | 0870-LUB-DD-126-TAD EXHAUST DUCT DRIVE GEARBOX LUBE | 4660232
4738 | 0870-LUB-DD-126-TAD EXHAUST | DUCT DRIVE GEARBOX LUBE | 28 | 23 | 1L - Lubricate | 0100870CPDEA | TAD 2 W/E EXHAUST DUCT RETRACTION DRIVE | 010-0872-DUC-001-M3 |  |  |  | Gearbox | DD | LUB | Check oil level. | Low Oil Level |  |  | 126 |  |  |  | LUBE-IT |  | TAD W-E DUCT DRIVE | SUGGESTED TASK TO SEND TO TRENT | 0870-LUB-DD-126-TAD EXHAUST DUCT DRIVE GEARBOX LUBE | 4660232
4718 | 0870-MEC-IRD-126-TAD EXHAUST | DUCT DRIVE BEARINGS INSP | 28 | 24 | 2 - Subj Inspection | 0100870CODEA | TAD 1 W/E EXHAUST DUCT RETRACTION DRIVE | 010-0871-DUC-001-M3 |  |  |  | Gearbox | IRD | MEC | Visually inspect gearbox for a possible bearing damage. | Noise | Vibration | Leak | 126 |  |  |  | JDE |  | TAD W-E DUCT DRIVE | Data created/will be sent for upload | 0870-MEC-IRD-126-TAD EXHAUST DUCT DRIVE BEARINGS INSP | 4660233
4725 | 0870-MEC-IRD-126-TAD EXHAUST | DUCT DRIVE BEARINGS INSP | 28 | 24 | 2 - Subj Inspection | 0100870CODEA | TAD 1 W/E EXHAUST DUCT RETRACTION DRIVE | 010-0871-DUC-001-M3 |  |  |  | Gearbox adapter | IRD | MEC | Visually inspect gearbox adapter for a possible bearing damage. | Noise | Vibration | Leak | 126 |  |  |  | JDE |  | TAD W-E DUCT DRIVE | Data created/will be sent for upload | 0870-MEC-IRD-126-TAD EXHAUST DUCT DRIVE BEARINGS INSP | 4660233
4732 | 0870-MEC-IRD-126-TAD EXHAUST | DUCT DRIVE BEARINGS INSP | 28 | 24 | 2 - Subj Inspection | 0100870CODEA | TAD 1 W/E EXHAUST DUCT RETRACTION DRIVE | 010-0871-DUC-001-M3 |  |  |  | Gearbox input cover | IRD | MEC | Visually inspect gearbox input cover for a possible bearing damage. | Noise | Vibration | Leak | 126 |  |  |  | JDE |  | TAD W-E DUCT DRIVE | Data created/will be sent for upload | 0870-MEC-IRD-126-TAD EXHAUST DUCT DRIVE BEARINGS INSP | 4660233
4739 | 0870-MEC-IRD-126-TAD EXHAUST | DUCT DRIVE BEARINGS INSP | 28 | 24 | 2 - Subj Inspection | 0100870CPDEA | TAD 2 W/E EXHAUST DUCT RETRACTION DRIVE | 010-0872-DUC-001-M3 |  |  |  | Gearbox | IRD | MEC | Visually inspect gearbox for a possible bearing damage. | Noise | Vibration | Leak | 126 |  |  |  | JDE |  | TAD W-E DUCT DRIVE | Data created/will be sent for upload | 0870-MEC-IRD-126-TAD EXHAUST DUCT DRIVE BEARINGS INSP | 4660233
4746 | 0870-MEC-IRD-126-TAD EXHAUST | DUCT DRIVE BEARINGS INSP | 28 | 24 | 2 - Subj Inspection | 0100870CPDEA | TAD 2 W/E EXHAUST DUCT RETRACTION DRIVE | 010-0872-DUC-001-M3 |  |  |  | Gearbox adapter | IRD | MEC | Visually inspect gearbox adapter for a possible bearing damage. | Noise | Vibration | Leak | 126 |  |  |  | JDE |  | TAD W-E DUCT DRIVE | Data created/will be sent for upload | 0870-MEC-IRD-126-TAD EXHAUST DUCT DRIVE BEARINGS INSP | 4660233
4753 | 0870-MEC-IRD-126-TAD EXHAUST | DUCT DRIVE BEARINGS INSP | 28 | 24 | 2 - Subj Inspection | 0100870CPDEA | TAD 2 W/E EXHAUST DUCT RETRACTION DRIVE | 010-0872-DUC-001-M3 |  |  |  | Gearbox input cover | IRD | MEC | Visually inspect gearbox input cover for a possible bearing damage. | Noise | Vibration | Leak | 126 |  |  |  | JDE |  | TAD W-E DUCT DRIVE | Data created/will be sent for upload | 0870-MEC-IRD-126-TAD EXHAUST DUCT DRIVE BEARINGS INSP | 4660233
4719 | 0870-MEC-IRD-126-TAD EXHAUST | DUCT DRIVE MECHANICAL INSP | 28 | 26 | 2 - Subj Inspection | 0100870CODEA | TAD 1 W/E EXHAUST DUCT RETRACTION DRIVE | 010-0871-DUC-001-M3 |  |  |  | Gearbox seals | IRD | MEC | Visually check the seals for leakage. | Leak |  |  | 126 |  |  |  | JDE |  | TAD W-E DUCT DRIVE | Data created/will be sent for upload | 0870-MEC-IRD-126-TAD EXHAUST DUCT DRIVE MECHANICAL INSP | 4660234
4740 | 0870-MEC-IRD-126-TAD EXHAUST | DUCT DRIVE MECHANICAL INSP | 28 | 26 | 2 - Subj Inspection | 0100870CPDEA | TAD 2 W/E EXHAUST DUCT RETRACTION DRIVE | 010-0872-DUC-001-M3 |  |  |  | Gearbox seals | IRD | MEC | Visually check the seals for leakage. | Leak |  |  | 126 |  |  |  | JDE |  | TAD W-E DUCT DRIVE | Data created/will be sent for upload | 0870-MEC-IRD-126-TAD EXHAUST DUCT DRIVE MECHANICAL INSP | 4660234
4720 | 0870-MEC-DD-126-TAD EXHAUST | DUCT DRIVE MECHANICAL INSP | 27 | 26 | 2 - Subj Inspection | 0100870CODEA | TAD 1 W/E EXHAUST DUCT RETRACTION DRIVE | 010-0871-DUC-001-M3 |  |  |  | Rubber buffer | DD | MEC | Visually inspect the rubber buffer for wear or damage. Create an order to replace if needed. | Wear | Damaged |  | 126 |  | For gearboxes with torque arm |  | JDE |  | TAD W-E DUCT DRIVE | Data created/will be sent for upload | 0870-MEC-DD-126-TAD EXHAUST DUCT DRIVE MECHANICAL INSP | 4660235
4726 | 0870-MEC-DD-126-TAD EXHAUST | DUCT DRIVE MECHANICAL INSP | 27 | 26 | 2 - Subj Inspection | 0100870CODEA | TAD 1 W/E EXHAUST DUCT RETRACTION DRIVE | 010-0871-DUC-001-M3 |  |  |  | Gearbox adapter | DD | MEC | Visually check the adapter for leakage. | Leak |  |  | 126 |  |  |  | JDE |  | TAD W-E DUCT DRIVE | Data created/will be sent for upload | 0870-MEC-DD-126-TAD EXHAUST DUCT DRIVE MECHANICAL INSP | 4660235
4733 | 0870-MEC-DD-126-TAD EXHAUST | DUCT DRIVE MECHANICAL INSP | 27 | 26 | 2 - Subj Inspection | 0100870CODEA | TAD 1 W/E EXHAUST DUCT RETRACTION DRIVE | 010-0871-DUC-001-M3 |  |  |  | Gearbox input cover | DD | MEC | Visually check the adapter for leakage. | Leak |  |  | 126 |  |  |  | JDE |  | TAD W-E DUCT DRIVE | Data created/will be sent for upload | 0870-MEC-DD-126-TAD EXHAUST DUCT DRIVE MECHANICAL INSP | 4660235
4741 | 0870-MEC-DD-126-TAD EXHAUST | DUCT DRIVE MECHANICAL INSP | 27 | 26 | 2 - Subj Inspection | 0100870CPDEA | TAD 2 W/E EXHAUST DUCT RETRACTION DRIVE | 010-0872-DUC-001-M3 |  |  |  | Rubber buffer | DD | MEC | Visually inspect the rubber buffer for wear or damage. Create an order to replace if needed. | Wear | Damaged |  | 126 |  | For gearboxes with torque arm |  | JDE |  | TAD W-E DUCT DRIVE | Data created/will be sent for upload | 0870-MEC-DD-126-TAD EXHAUST DUCT DRIVE MECHANICAL INSP | 4660235
4747 | 0870-MEC-DD-126-TAD EXHAUST | DUCT DRIVE MECHANICAL INSP | 27 | 26 | 2 - Subj Inspection | 0100870CPDEA | TAD 2 W/E EXHAUST DUCT RETRACTION DRIVE | 010-0872-DUC-001-M3 |  |  |  | Gearbox adapter | DD | MEC | Visually check the adapter for leakage. | Leak |  |  | 126 |  |  |  | JDE |  | TAD W-E DUCT DRIVE | Data created/will be sent for upload | 0870-MEC-DD-126-TAD EXHAUST DUCT DRIVE MECHANICAL INSP | 4660235
4754 | 0870-MEC-DD-126-TAD EXHAUST | DUCT DRIVE MECHANICAL INSP | 27 | 26 | 2 - Subj Inspection | 0100870CPDEA | TAD 2 W/E EXHAUST DUCT RETRACTION DRIVE | 010-0872-DUC-001-M3 |  |  |  | Gearbox input cover | DD | MEC | Visually check the adapter for leakage. | Leak |  |  | 126 |  |  |  | JDE |  | TAD W-E DUCT DRIVE | Data created/will be sent for upload | 0870-MEC-DD-126-TAD EXHAUST DUCT DRIVE MECHANICAL INSP | 4660235
4721 | 0870-LUB-DD-1008/1680-TAD EXH | DUCT DRIVE GEARBOOX LUBE | 29 | 24 | 1L - Lubricate | 0100870CODEA | TAD 1 W/E EXHAUST DUCT RETRACTION DRIVE | 010-0871-DUC-001-M3 |  |  |  | Gearbox | DD | LUB | Change mineral /synthetic oil. | Contaminated |  |  | 1680 |  |  |  | LUBE-IT |  | TAD W-E DUCT DRIVE | SUGGESTED TASK TO SEND TO TRENT | 0870-LUB-DD-1008/1680-TAD EXH DUCT DRIVE GEARBOOX LUBE | 4660236
4722 | 0870-LUB-DD-1008/1680-TAD EXH | DUCT DRIVE GEARBOOX LUBE | 29 | 24 | 1L - Lubricate | 0100870CODEA | TAD 1 W/E EXHAUST DUCT RETRACTION DRIVE | 010-0871-DUC-001-M3 |  |  |  | Gearbox | DD | LUB | Renew the anti-friction bearing grease. | Contaminated |  |  | 1680 |  |  |  | LUBE-IT |  | TAD W-E DUCT DRIVE | SUGGESTED TASK TO SEND TO TRENT | 0870-LUB-DD-1008/1680-TAD EXH DUCT DRIVE GEARBOOX LUBE | 4660236
4742 | 0870-LUB-DD-1008/1680-TAD EXH | DUCT DRIVE GEARBOOX LUBE | 29 | 24 | 1L - Lubricate | 0100870CPDEA | TAD 2 W/E EXHAUST DUCT RETRACTION DRIVE | 010-0872-DUC-001-M3 |  |  |  | Gearbox | DD | LUB | Change mineral /synthetic oil. | Contaminated |  |  | 1680 |  |  |  | LUBE-IT |  | TAD W-E DUCT DRIVE | SUGGESTED TASK TO SEND TO TRENT | 0870-LUB-DD-1008/1680-TAD EXH DUCT DRIVE GEARBOOX LUBE | 4660236
4743 | 0870-LUB-DD-1008/1680-TAD EXH | DUCT DRIVE GEARBOOX LUBE | 29 | 24 | 1L - Lubricate | 0100870CPDEA | TAD 2 W/E EXHAUST DUCT RETRACTION DRIVE | 010-0872-DUC-001-M3 |  |  |  | Gearbox | DD | LUB | Renew the anti-friction bearing grease. | Contaminated |  |  | 1680 |  |  |  | LUBE-IT |  | TAD W-E DUCT DRIVE | SUGGESTED TASK TO SEND TO TRENT | 0870-LUB-DD-1008/1680-TAD EXH DUCT DRIVE GEARBOOX LUBE | 4660236
4723 | 0870-LUB-DD-1008/1680-TAD EXH | DUCT DRIVE REPLACE OIL SEAL | 29 | 27 | 1R - Replace | 0100870CODEA | TAD 1 W/E EXHAUST DUCT RETRACTION DRIVE | 010-0871-DUC-001-M3 |  |  |  | Gearbox | DD | LUB | Replace the oil seal. | Leak |  |  | 1680 |  |  |  | JDE |  | TAD W-E DUCT DRIVE | Data created/will be sent for upload | 0870-LUB-DD-1008/1680-TAD EXH DUCT DRIVE REPLACE OIL SEAL | 4660237
4744 | 0870-LUB-DD-1008/1680-TAD EXH | DUCT DRIVE REPLACE OIL SEAL | 29 | 27 | 1R - Replace | 0100870CPDEA | TAD 2 W/E EXHAUST DUCT RETRACTION DRIVE | 010-0872-DUC-001-M3 |  |  |  | Gearbox | DD | LUB | Replace the oil seal. | Leak |  |  | 1680 |  |  |  | JDE |  | TAD W-E DUCT DRIVE | Data created/will be sent for upload | 0870-LUB-DD-1008/1680-TAD EXH DUCT DRIVE REPLACE OIL SEAL | 4660237
4724 | 0870-MEC-DD-672-TAD EXHAUST | DUCT DRIVE GEARBOX MECH INSP | 27 | 28 | 2 - Subj Inspection | 0100870CODEA | TAD 1 W/E EXHAUST DUCT RETRACTION DRIVE | 010-0871-DUC-001-M3 |  |  |  | Gearbox | DD | MEC | Inspect Gearbox Surface. If corrosion or coating damage is found, create an order to touch up. | Corrosion | Coating damage |  | 672 |  |  |  | JDE |  | TAD W-E DUCT DRIVE | Data created/will be sent for upload | 0870-MEC-DD-672-TAD EXHAUST DUCT DRIVE GEARBOX MECH INSP | 4660238
4745 | 0870-MEC-DD-672-TAD EXHAUST | DUCT DRIVE GEARBOX MECH INSP | 27 | 28 | 2 - Subj Inspection | 0100870CPDEA | TAD 2 W/E EXHAUST DUCT RETRACTION DRIVE | 010-0872-DUC-001-M3 |  |  |  | Gearbox | DD | MEC | Inspect Gearbox Surface. If corrosion or coating damage is found, create an order to touch up. | Corrosion | Coating damage |  | 672 |  |  |  | JDE |  | TAD W-E DUCT DRIVE | Data created/will be sent for upload | 0870-MEC-DD-672-TAD EXHAUST DUCT DRIVE GEARBOX MECH INSP | 4660238
4727 | 0870-MEC-DD-420-TAD EXHAUST | DUCT DRIVE GB ADPT MECH INSP | 27 | 28 | 2 - Subj Inspection | 0100870CODEA | TAD 1 W/E EXHAUST DUCT RETRACTION DRIVE | 010-0871-DUC-001-M3 |  |  |  | Gearbox adapter | DD | MEC | Visually inspect torque play. | Out of adjustment |  |  | 420 |  |  |  | JDE |  | TAD W-E DUCT DRIVE | Data created/will be sent for upload | 0870-MEC-DD-420-TAD EXHAUST DUCT DRIVE GB ADPT MECH INSP | 4660239
4728 | 0870-MEC-DD-420-TAD EXHAUST | DUCT DRIVE GB ADPT MECH INSP | 27 | 28 | 2 - Subj Inspection | 0100870CODEA | TAD 1 W/E EXHAUST DUCT RETRACTION DRIVE | 010-0871-DUC-001-M3 |  |  |  | Gearbox adapter | DD | MEC | Visually check the coupling elastic element. If wear or damage is found, create an order to replace. | Wear | Damaged |  | 420 |  |  |  | JDE |  | TAD W-E DUCT DRIVE | Data created/will be sent for upload | 0870-MEC-DD-420-TAD EXHAUST DUCT DRIVE GB ADPT MECH INSP | 4660239
4748 | 0870-MEC-DD-420-TAD EXHAUST | DUCT DRIVE GB ADPT MECH INSP | 27 | 28 | 2 - Subj Inspection | 0100870CPDEA | TAD 2 W/E EXHAUST DUCT RETRACTION DRIVE | 010-0872-DUC-001-M3 |  |  |  | Gearbox adapter | DD | MEC | Visually inspect torque play. | Out of adjustment |  |  | 420 |  |  |  | JDE |  | TAD W-E DUCT DRIVE | Data created/will be sent for upload | 0870-MEC-DD-420-TAD EXHAUST DUCT DRIVE GB ADPT MECH INSP | 4660239
4749 | 0870-MEC-DD-420-TAD EXHAUST | DUCT DRIVE GB ADPT MECH INSP | 27 | 28 | 2 - Subj Inspection | 0100870CPDEA | TAD 2 W/E EXHAUST DUCT RETRACTION DRIVE | 010-0872-DUC-001-M3 |  |  |  | Gearbox adapter | DD | MEC | Visually check the coupling elastic element. If wear or damage is found, create an order to replace. | Wear | Damaged |  | 420 |  |  |  | JDE |  | TAD W-E DUCT DRIVE | Data created/will be sent for upload | 0870-MEC-DD-420-TAD EXHAUST DUCT DRIVE GB ADPT MECH INSP | 4660239
4729 | 0870-LUB-DD-1008-TAD EXHAUST | DUCT DRIVE GEARBOX LUBE | 28 | 23 | 1L - Lubricate | 0100870CODEA | TAD 1 W/E EXHAUST DUCT RETRACTION DRIVE | 010-0871-DUC-001-M3 |  |  |  | Gearbox adapter | DD | LUB | Renew the anti-friction bearing grease. | Contaminated |  |  | 1008 |  |  |  | LUBE-IT |  | TAD W-E DUCT DRIVE | SUGGESTED TASK TO SEND TO TRENT | 0870-LUB-DD-1008-TAD EXHAUST DUCT DRIVE GEARBOX LUBE | 4660240
4734 | 0870-LUB-DD-1008-TAD EXHAUST | DUCT DRIVE GEARBOX LUBE | 28 | 23 | 1L - Lubricate | 0100870CODEA | TAD 1 W/E EXHAUST DUCT RETRACTION DRIVE | 010-0871-DUC-001-M3 |  |  |  | Gearbox input cover | DD | LUB | Renew the anti-friction bearing grease. | Contaminated |  |  | 1008 |  |  |  | LUBE-IT |  | TAD W-E DUCT DRIVE | SUGGESTED TASK TO SEND TO TRENT | 0870-LUB-DD-1008-TAD EXHAUST DUCT DRIVE GEARBOX LUBE | 4660240
4750 | 0870-LUB-DD-1008-TAD EXHAUST | DUCT DRIVE GEARBOX LUBE | 28 | 23 | 1L - Lubricate | 0100870CPDEA | TAD 2 W/E EXHAUST DUCT RETRACTION DRIVE | 010-0872-DUC-001-M3 |  |  |  | Gearbox adapter | DD | LUB | Renew the anti-friction bearing grease. | Contaminated |  |  | 1008 |  |  |  | LUBE-IT |  | TAD W-E DUCT DRIVE | SUGGESTED TASK TO SEND TO TRENT | 0870-LUB-DD-1008-TAD EXHAUST DUCT DRIVE GEARBOX LUBE | 4660240
4755 | 0870-LUB-DD-1008-TAD EXHAUST | DUCT DRIVE GEARBOX LUBE | 28 | 23 | 1L - Lubricate | 0100870CPDEA | TAD 2 W/E EXHAUST DUCT RETRACTION DRIVE | 010-0872-DUC-001-M3 |  |  |  | Gearbox input cover | DD | LUB | Renew the anti-friction bearing grease. | Contaminated |  |  | 1008 |  |  |  | LUBE-IT |  | TAD W-E DUCT DRIVE | SUGGESTED TASK TO SEND TO TRENT | 0870-LUB-DD-1008-TAD EXHAUST DUCT DRIVE GEARBOX LUBE | 4660240
4730 | 0870-LUB-DD-1008-TAD EXHAUST | DUCT DRIVE REPLACE SEAL/GEAR | 28 | 28 | 1R - Replace | 0100870CODEA | TAD 1 W/E EXHAUST DUCT RETRACTION DRIVE | 010-0871-DUC-001-M3 |  |  |  | Gearbox adapter | DD | LUB | Replace the oil seal. | Leak | Damaged |  | 1008 |  |  |  | JDE |  | TAD W-E DUCT DRIVE | Data created/will be sent for upload | 0870-LUB-DD-1008-TAD EXHAUST DUCT DRIVE REPLACE SEAL/GEAR | 4660241
4735 | 0870-LUB-DD-1008-TAD EXHAUST | DUCT DRIVE REPLACE SEAL/GEAR | 28 | 28 | 1R - Replace | 0100870CODEA | TAD 1 W/E EXHAUST DUCT RETRACTION DRIVE | 010-0871-DUC-001-M3 |  |  |  | Gearbox input cover | DD | LUB | Replace the oil seal. | Leak | Damaged |  | 1008 |  |  |  | JDE |  | TAD W-E DUCT DRIVE | Data created/will be sent for upload | 0870-LUB-DD-1008-TAD EXHAUST DUCT DRIVE REPLACE SEAL/GEAR | 4660241
4751 | 0870-LUB-DD-1008-TAD EXHAUST | DUCT DRIVE REPLACE SEAL/GEAR | 28 | 28 | 1R - Replace | 0100870CPDEA | TAD 2 W/E EXHAUST DUCT RETRACTION DRIVE | 010-0872-DUC-001-M3 |  |  |  | Gearbox adapter | DD | LUB | Replace the oil seal. | Leak | Damaged |  | 1008 |  |  |  | JDE |  | TAD W-E DUCT DRIVE | Data created/will be sent for upload | 0870-LUB-DD-1008-TAD EXHAUST DUCT DRIVE REPLACE SEAL/GEAR | 4660241
4756 | 0870-LUB-DD-1008-TAD EXHAUST | DUCT DRIVE REPLACE SEAL/GEAR | 28 | 28 | 1R - Replace | 0100870CPDEA | TAD 2 W/E EXHAUST DUCT RETRACTION DRIVE | 010-0872-DUC-001-M3 |  |  |  | Gearbox input cover | DD | LUB | Replace the oil seal. | Leak | Damaged |  | 1008 |  |  |  | JDE |  | TAD W-E DUCT DRIVE | Data created/will be sent for upload | 0870-LUB-DD-1008-TAD EXHAUST DUCT DRIVE REPLACE SEAL/GEAR | 4660241
4731 | 0870-MEC-DD-1008-TAD EXHAUST | DUCT DRIVE REPLACE SEAL/GEAR | 28 | 28 | 1R - Replace | 0100870CODEA | TAD 1 W/E EXHAUST DUCT RETRACTION DRIVE | 010-0871-DUC-001-M3 |  |  |  | Gearbox adapter | DD | MEC | Replace the elastic annular gear. | Damaged |  |  | 1008 |  |  |  | JDE |  | TAD W-E DUCT DRIVE | Data created/will be sent for upload | 0870-MEC-DD-1008-TAD EXHAUST DUCT DRIVE REPLACE SEAL/GEAR | 4660242
4752 | 0870-MEC-DD-1008-TAD EXHAUST | DUCT DRIVE REPLACE SEAL/GEAR | 28 | 28 | 1R - Replace | 0100870CPDEA | TAD 2 W/E EXHAUST DUCT RETRACTION DRIVE | 010-0872-DUC-001-M3 |  |  |  | Gearbox adapter | DD | MEC | Replace the elastic annular gear. | Damaged |  |  | 1008 |  |  |  | JDE |  | TAD W-E DUCT DRIVE | Data created/will be sent for upload | 0870-MEC-DD-1008-TAD EXHAUST DUCT DRIVE REPLACE SEAL/GEAR | 4660242
4736 | 0870-LUB-IRD-28-TAD EXHAUST | DUCT DRIVE BEARINGS LUBE | 27 | 24 | 1L - Lubricate | 0100870CODEA | TAD 1 W/E EXHAUST DUCT RETRACTION DRIVE | 010-0871-DUC-001-M3 |  |  |  | Gearbox adapter bearings | IRD | LUB | Lubricate bearings with grease | Lack of lubricant |  |  | 28 |  |  |  | LUBE-IT |  | TAD W-E DUCT DRIVE | SUGGESTED TASK TO SEND TO TRENT | 0870-LUB-IRD-28-TAD EXHAUST DUCT DRIVE BEARINGS LUBE | 4660243
4737 | 0870-LUB-IRD-28-TAD EXHAUST | DUCT DRIVE BEARINGS LUBE | 27 | 24 | 1L - Lubricate | 0100870CODEA | TAD 1 W/E EXHAUST DUCT RETRACTION DRIVE | 010-0871-DUC-001-M3 |  |  |  | Gearbox input cover bearings | IRD | LUB | Lubricate bearings with grease | Lack of lubricant |  |  | 28 |  |  |  | LUBE-IT |  | TAD W-E DUCT DRIVE | SUGGESTED TASK TO SEND TO TRENT | 0870-LUB-IRD-28-TAD EXHAUST DUCT DRIVE BEARINGS LUBE | 4660243
4757 | 0870-LUB-IRD-28-TAD EXHAUST | DUCT DRIVE BEARINGS LUBE | 27 | 24 | 1L - Lubricate | 0100870CPDEA | TAD 2 W/E EXHAUST DUCT RETRACTION DRIVE | 010-0872-DUC-001-M3 |  |  |  | Gearbox adapter bearings | IRD | LUB | Lubricate bearings with grease | Lack of lubricant |  |  | 28 |  |  |  | LUBE-IT |  | TAD W-E DUCT DRIVE | SUGGESTED TASK TO SEND TO TRENT | 0870-LUB-IRD-28-TAD EXHAUST DUCT DRIVE BEARINGS LUBE | 4660243
4758 | 0870-LUB-IRD-28-TAD EXHAUST | DUCT DRIVE BEARINGS LUBE | 27 | 24 | 1L - Lubricate | 0100870CPDEA | TAD 2 W/E EXHAUST DUCT RETRACTION DRIVE | 010-0872-DUC-001-M3 |  |  |  | Gearbox input cover bearings | IRD | LUB | Lubricate bearings with grease | Lack of lubricant |  |  | 28 |  |  |  | LUBE-IT |  | TAD W-E DUCT DRIVE | SUGGESTED TASK TO SEND TO TRENT | 0870-LUB-IRD-28-TAD EXHAUST DUCT DRIVE BEARINGS LUBE | 4660243
4759 | 0870-OPE-QI-1-TAD BURNER | DAILY INSPECTION | 24 | 16 | 2 - Subj Inspection | 0100870COC | TAD 1 BURNER | 010-0871-BRN-001-00 |  |  |  | Burner | QI | OPE | Visually inspect burner for ignition and combustion characteristics. | Out of Tolerance |  |  | 1 |  |  |  | JDE |  | TAD BURNER | Data created/will be sent for upload | 0870-OPE-QI-1-TAD BURNER DAILY INSPECTION | 4660244
4760 | 0870-OPE-QI-1-TAD BURNER | DAILY INSPECTION | 24 | 16 | 2 - Subj Inspection | 0100870COC | TAD 1 BURNER | 010-0871-BRN-001-00 |  |  |  | Burner | QI | OPE | Check air-fuel ratios. | Out of Tolerance |  |  | 1 |  |  |  | JDE |  | TAD BURNER | Data created/will be sent for upload | 0870-OPE-QI-1-TAD BURNER DAILY INSPECTION | 4660244
4761 | 0870-OPE-QI-1-TAD BURNER | DAILY INSPECTION | 24 | 16 | 3 - Obj Inspection | 0100870COC | TAD 1 BURNER | 010-0871-BRN-001-00 |  |  |  | Burner | QI | OPE | Check operating temperatures. | Out of Tolerance |  |  | 1 |  |  |  | JDE |  | TAD BURNER | Data created/will be sent for upload | 0870-OPE-QI-1-TAD BURNER DAILY INSPECTION | 4660244
4762 | 0870-OPE-QI-1-TAD BURNER | DAILY INSPECTION | 24 | 16 | 2 - Subj Inspection | 0100870COC | TAD 1 BURNER | 010-0871-BRN-001-00 |  |  |  | Ventilating equipment | QI | OPE | Visually inspect the ventilating equipment for proper operation. | Malfunction |  |  | 1 |  |  |  | JDE |  | TAD BURNER | Data created/will be sent for upload | 0870-OPE-QI-1-TAD BURNER DAILY INSPECTION | 4660244
4763 | 0870-OPE-QI-1-TAD BURNER | DAILY INSPECTION | 24 | 16 | 2 - Subj Inspection | 0100870COC | TAD 1 BURNER | 010-0871-BRN-001-00 |  |  |  | Igniters | QI | OPE | Visually inspect the igniter for proper operation. | Malfunction |  |  | 1 |  |  |  | JDE |  | TAD BURNER | Data created/will be sent for upload | 0870-OPE-QI-1-TAD BURNER DAILY INSPECTION | 4660244
4764 | 0870-OPE-QI-1-TAD BURNER | DAILY INSPECTION | 24 | 16 | 2 - Subj Inspection | 0100870COC | TAD 1 BURNER | 010-0871-BRN-001-00 |  |  |  | Hand valves | QI | OPE | Check position of the hand valves. | Out of Position |  |  | 1 |  |  |  | JDE |  | TAD BURNER | Data created/will be sent for upload | 0870-OPE-QI-1-TAD BURNER DAILY INSPECTION | 4660244
4765 | 0870-OPE-QI-1-TAD BURNER | DAILY INSPECTION | 24 | 16 | 2 - Subj Inspection | 0100870COC | TAD 1 BURNER | 010-0871-BRN-001-00 |  |  |  | Manual dampers | QI | OPE | Check position of the manual dampers. | Out of Position |  |  | 1 |  |  |  | JDE |  | TAD BURNER | Data created/will be sent for upload | 0870-OPE-QI-1-TAD BURNER DAILY INSPECTION | 4660244
4766 | 0870-OPE-QI-1-TAD BURNER | DAILY INSPECTION | 24 | 16 | 2 - Subj Inspection | 0100870COC | TAD 1 BURNER | 010-0871-BRN-001-00 |  |  |  | Secondary air openings | QI | OPE | Check position of the secondary air openings. | Out of Position |  |  | 1 |  |  |  | JDE |  | TAD BURNER | Data created/will be sent for upload | 0870-OPE-QI-1-TAD BURNER DAILY INSPECTION | 4660244
4767 | 0870-OPE-QI-1-TAD BURNER | DAILY INSPECTION | 24 | 16 | 2 - Subj Inspection | 0100870COC | TAD 1 BURNER | 010-0871-BRN-001-00 |  |  |  | Adjustable bypasses | QI | OPE | Check position of the adjustable bypasses. | Out of Position |  |  | 1 |  |  |  | JDE |  | TAD BURNER | Data created/will be sent for upload | 0870-OPE-QI-1-TAD BURNER DAILY INSPECTION | 4660244
4810 | 0870-OPE-QI-1-TAD BURNER | DAILY INSPECTION | 24 | 16 | 2 - Subj Inspection | 0100870COC | TAD 1 BURNER | 010-0871-BRN-001-00 |  |  |  | Temperature gauges | IRD | OPE | Check the water temperature. | Out of Tolerance |  |  | 1 |  |  |  | JDE |  | TAD BURNER | Data created/will be sent for upload | 0870-OPE-QI-1-TAD BURNER DAILY INSPECTION | 4660244
4811 | 0870-OPE-QI-1-TAD BURNER | DAILY INSPECTION | 24 | 16 | 2 - Subj Inspection | 0100870COC | TAD 1 BURNER | 010-0871-BRN-001-00 |  |  |  | flow gauges | IRD | OPE | Check the cooling waterflow. | Out of Tolerance |  |  | 1 |  |  |  | JDE |  | TAD BURNER | Data created/will be sent for upload | 0870-OPE-QI-1-TAD BURNER DAILY INSPECTION | 4660244
4812 | 0870-OPE-QI-1-TAD BURNER | DAILY INSPECTION | 24 | 16 | 2 - Subj Inspection | 0100870COC | TAD 1 BURNER | 010-0871-BRN-001-00 |  |  |  | Blower | IRD | OPE | Visually inspect blower for bearings noise and shaft vibration. | Noise | Vibration |  | 1 |  |  |  | JDE |  | TAD BURNER | Data created/will be sent for upload | 0870-OPE-QI-1-TAD BURNER DAILY INSPECTION | 4660244
4813 | 0870-OPE-QI-1-TAD BURNER | DAILY INSPECTION | 24 | 16 | 2 - Subj Inspection | 0100870COC | TAD 1 BURNER | 010-0871-BRN-001-00 |  |  |  | Fans | IRD | OPE | Visually inspect fans for bearings noise and shaft vibration.. | Noise | Vibration |  | 1 |  |  |  | JDE |  | TAD BURNER | Data created/will be sent for upload | 0870-OPE-QI-1-TAD BURNER DAILY INSPECTION | 4660244
4814 | 0870-OPE-QI-1-TAD BURNER | DAILY INSPECTION | 24 | 16 | 2 - Subj Inspection | 0100870COC | TAD 1 BURNER | 010-0871-BRN-001-00 |  |  |  | Compressors | IRD | OPE | Visually inspect compressors for bearings noise and shaft vibration. . | Noise | Vibration |  | 1 |  |  |  | JDE |  | TAD BURNER | Data created/will be sent for upload | 0870-OPE-QI-1-TAD BURNER DAILY INSPECTION | 4660244
4815 | 0870-OPE-QI-1-TAD BURNER | DAILY INSPECTION | 24 | 16 | 2 - Subj Inspection | 0100870COC | TAD 1 BURNER | 010-0871-BRN-001-00 |  |  |  | Pumps | IRD | OPE | Visually inspect pumps for bearings noise and shaft vibration.. | Noise | Vibration |  | 1 |  |  |  | JDE |  | TAD BURNER | Data created/will be sent for upload | 0870-OPE-QI-1-TAD BURNER DAILY INSPECTION | 4660244
4816 | 0870-OPE-QI-1-TAD BURNER | DAILY INSPECTION | 24 | 16 | 2 - Subj Inspection | 0100870CPC | TAD 2 BURNER | 010-0872-BRN-001-00 |  |  |  | Burner | QI | OPE | Visually inspect burner for ignition and combustion characteristics. | Out of Tolerance |  |  | 1 |  |  |  | JDE |  | TAD BURNER | Data created/will be sent for upload | 0870-OPE-QI-1-TAD BURNER DAILY INSPECTION | 4660244
4817 | 0870-OPE-QI-1-TAD BURNER | DAILY INSPECTION | 24 | 16 | 2 - Subj Inspection | 0100870CPC | TAD 2 BURNER | 010-0872-BRN-001-00 |  |  |  | Burner | QI | OPE | Check air-fuel ratios. | Out of Tolerance |  |  | 1 |  |  |  | JDE |  | TAD BURNER | Data created/will be sent for upload | 0870-OPE-QI-1-TAD BURNER DAILY INSPECTION | 4660244
4818 | 0870-OPE-QI-1-TAD BURNER | DAILY INSPECTION | 24 | 16 | 3 - Obj Inspection | 0100870CPC | TAD 2 BURNER | 010-0872-BRN-001-00 |  |  |  | Burner | QI | OPE | Check operating temperatures. | Out of Tolerance |  |  | 1 |  |  |  | JDE |  | TAD BURNER | Data created/will be sent for upload | 0870-OPE-QI-1-TAD BURNER DAILY INSPECTION | 4660244
4819 | 0870-OPE-QI-1-TAD BURNER | DAILY INSPECTION | 24 | 16 | 2 - Subj Inspection | 0100870CPC | TAD 2 BURNER | 010-0872-BRN-001-00 |  |  |  | Ventilating equipment | QI | OPE | Visually inspect the ventilating equipment for proper operation. | Malfunction |  |  | 1 |  |  |  | JDE |  | TAD BURNER | Data created/will be sent for upload | 0870-OPE-QI-1-TAD BURNER DAILY INSPECTION | 4660244
4820 | 0870-OPE-QI-1-TAD BURNER | DAILY INSPECTION | 24 | 16 | 2 - Subj Inspection | 0100870CPC | TAD 2 BURNER | 010-0872-BRN-001-00 |  |  |  | Igniters | QI | OPE | Visually inspect the igniter for proper operation. | Malfunction |  |  | 1 |  |  |  | JDE |  | TAD BURNER | Data created/will be sent for upload | 0870-OPE-QI-1-TAD BURNER DAILY INSPECTION | 4660244
4821 | 0870-OPE-QI-1-TAD BURNER | DAILY INSPECTION | 24 | 16 | 2 - Subj Inspection | 0100870CPC | TAD 2 BURNER | 010-0872-BRN-001-00 |  |  |  | Hand valves | QI | OPE | Check position of the hand valves. | Out of Position |  |  | 1 |  |  |  | JDE |  | TAD BURNER | Data created/will be sent for upload | 0870-OPE-QI-1-TAD BURNER DAILY INSPECTION | 4660244
4822 | 0870-OPE-QI-1-TAD BURNER | DAILY INSPECTION | 24 | 16 | 2 - Subj Inspection | 0100870CPC | TAD 2 BURNER | 010-0872-BRN-001-00 |  |  |  | Manual dampers | QI | OPE | Check position of the manual dampers. | Out of Position |  |  | 1 |  |  |  | JDE |  | TAD BURNER | Data created/will be sent for upload | 0870-OPE-QI-1-TAD BURNER DAILY INSPECTION | 4660244
4823 | 0870-OPE-QI-1-TAD BURNER | DAILY INSPECTION | 24 | 16 | 2 - Subj Inspection | 0100870CPC | TAD 2 BURNER | 010-0872-BRN-001-00 |  |  |  | Secondary air openings | QI | OPE | Check position of the secondary air openings. | Out of Position |  |  | 1 |  |  |  | JDE |  | TAD BURNER | Data created/will be sent for upload | 0870-OPE-QI-1-TAD BURNER DAILY INSPECTION | 4660244
4824 | 0870-OPE-QI-1-TAD BURNER | DAILY INSPECTION | 24 | 16 | 2 - Subj Inspection | 0100870CPC | TAD 2 BURNER | 010-0872-BRN-001-00 |  |  |  | Adjustable bypasses | QI | OPE | Check position of the adjustable bypasses. | Out of Position |  |  | 1 |  |  |  | JDE |  | TAD BURNER | Data created/will be sent for upload | 0870-OPE-QI-1-TAD BURNER DAILY INSPECTION | 4660244
4867 | 0870-OPE-QI-1-TAD BURNER | DAILY INSPECTION | 24 | 16 | 2 - Subj Inspection | 0100870CPC | TAD 2 BURNER | 010-0872-BRN-001-00 |  |  |  | Temperature gauges | IRD | OPE | Check the water temperature. | Out of Tolerance |  |  | 1 |  |  |  | JDE |  | TAD BURNER | Data created/will be sent for upload | 0870-OPE-QI-1-TAD BURNER DAILY INSPECTION | 4660244
4868 | 0870-OPE-QI-1-TAD BURNER | DAILY INSPECTION | 24 | 16 | 2 - Subj Inspection | 0100870CPC | TAD 2 BURNER | 010-0872-BRN-001-00 |  |  |  | flow gauges | IRD | OPE | Check the cooling waterflow. | Out of Tolerance |  |  | 1 |  |  |  | JDE |  | TAD BURNER | Data created/will be sent for upload | 0870-OPE-QI-1-TAD BURNER DAILY INSPECTION | 4660244
4869 | 0870-OPE-QI-1-TAD BURNER | DAILY INSPECTION | 24 | 16 | 2 - Subj Inspection | 0100870CPC | TAD 2 BURNER | 010-0872-BRN-001-00 |  |  |  | Blower | IRD | OPE | Visually inspect blower for bearings noise and shaft vibration. | Noise | Vibration |  | 1 |  |  |  | JDE |  | TAD BURNER | Data created/will be sent for upload | 0870-OPE-QI-1-TAD BURNER DAILY INSPECTION | 4660244
4870 | 0870-OPE-QI-1-TAD BURNER | DAILY INSPECTION | 24 | 16 | 2 - Subj Inspection | 0100870CPC | TAD 2 BURNER | 010-0872-BRN-001-00 |  |  |  | Fans | IRD | OPE | Visually inspect fans for bearings noise and shaft vibration.. | Noise | Vibration |  | 1 |  |  |  | JDE |  | TAD BURNER | Data created/will be sent for upload | 0870-OPE-QI-1-TAD BURNER DAILY INSPECTION | 4660244
4871 | 0870-OPE-QI-1-TAD BURNER | DAILY INSPECTION | 24 | 16 | 2 - Subj Inspection | 0100870CPC | TAD 2 BURNER | 010-0872-BRN-001-00 |  |  |  | Compressors | IRD | OPE | Visually inspect compressors for bearings noise and shaft vibration. . | Noise | Vibration |  | 1 |  |  |  | JDE |  | TAD BURNER | Data created/will be sent for upload | 0870-OPE-QI-1-TAD BURNER DAILY INSPECTION | 4660244
4872 | 0870-OPE-QI-1-TAD BURNER | DAILY INSPECTION | 24 | 16 | 2 - Subj Inspection | 0100870CPC | TAD 2 BURNER | 010-0872-BRN-001-00 |  |  |  | Pumps | IRD | OPE | Visually inspect pumps for bearings noise and shaft vibration.. | Noise | Vibration |  | 1 |  |  |  | JDE |  | TAD BURNER | Data created/will be sent for upload | 0870-OPE-QI-1-TAD BURNER DAILY INSPECTION | 4660244
4768 | 0870-MEC-DD-42-TAD BURNER | SHUTDOWN MECHANICAL INSP | 25 | 24 | 2 - Subj Inspection | 0100870COC | TAD 1 BURNER | 010-0871-BRN-001-00 |  |  |  | Flame-sensing device | DD | MEC | Visually inspect general condition and cleanliness. | Wear | Dirty | Build up | 42 |  |  |  | JDE |  | TAD BURNER | Data created/will be sent for upload | 0870-MEC-DD-42-TAD BURNER SHUTDOWN MECHANICAL INSP | 4660245
4769 | 0870-MEC-DD-42-TAD BURNER | SHUTDOWN MECHANICAL INSP | 25 | 24 | 2 - Subj Inspection | 0100870COC | TAD 1 BURNER | 010-0871-BRN-001-00 |  |  |  | Thermocouples connections | DD | MEC | Visually inspect general condition. | Looseness |  |  | 42 |  |  |  | JDE |  | TAD BURNER | Data created/will be sent for upload | 0870-MEC-DD-42-TAD BURNER SHUTDOWN MECHANICAL INSP | 4660245
4770 | 0870-MEC-DD-42-TAD BURNER | SHUTDOWN MECHANICAL INSP | 25 | 24 | 2 - Subj Inspection | 0100870COC | TAD 1 BURNER | 010-0871-BRN-001-00 |  |  |  | Lead wire connections | DD | MEC | Visually inspect general condition. | Looseness |  |  | 42 |  |  |  | JDE |  | TAD BURNER | Data created/will be sent for upload | 0870-MEC-DD-42-TAD BURNER SHUTDOWN MECHANICAL INSP | 4660245
4825 | 0870-MEC-DD-42-TAD BURNER | SHUTDOWN MECHANICAL INSP | 25 | 24 | 2 - Subj Inspection | 0100870CPC | TAD 2 BURNER | 010-0872-BRN-001-00 |  |  |  | Flame-sensing device | DD | MEC | Visually inspect general condition and cleanliness. | Wear | Dirty | Build up | 42 |  |  |  | JDE |  | TAD BURNER | Data created/will be sent for upload | 0870-MEC-DD-42-TAD BURNER SHUTDOWN MECHANICAL INSP | 4660245
4826 | 0870-MEC-DD-42-TAD BURNER | SHUTDOWN MECHANICAL INSP | 25 | 24 | 2 - Subj Inspection | 0100870CPC | TAD 2 BURNER | 010-0872-BRN-001-00 |  |  |  | Thermocouples connections | DD | MEC | Visually inspect general condition. | Looseness |  |  | 42 |  |  |  | JDE |  | TAD BURNER | Data created/will be sent for upload | 0870-MEC-DD-42-TAD BURNER SHUTDOWN MECHANICAL INSP | 4660245
4827 | 0870-MEC-DD-42-TAD BURNER | SHUTDOWN MECHANICAL INSP | 25 | 24 | 2 - Subj Inspection | 0100870CPC | TAD 2 BURNER | 010-0872-BRN-001-00 |  |  |  | Lead wire connections | DD | MEC | Visually inspect general condition. | Looseness |  |  | 42 |  |  |  | JDE |  | TAD BURNER | Data created/will be sent for upload | 0870-MEC-DD-42-TAD BURNER SHUTDOWN MECHANICAL INSP | 4660245
4771 | 0870-MEC-DD-336-TAD BURNER | THERMOCOUPLES REPLACEMENT | 26 | 25 | 1R - Replace | 0100870COC | TAD 1 BURNER | 010-0871-BRN-001-00 |  |  |  | Thermocouples | DD | MEC | Replace thermocouples. |  |  |  | 336 |  |  |  | JDE |  | TAD BURNER | Data created/will be sent for upload | 0870-MEC-DD-336-TAD BURNER THERMOCOUPLES REPLACEMENT | 4660246
4828 | 0870-MEC-DD-336-TAD BURNER | THERMOCOUPLES REPLACEMENT | 26 | 25 | 1R - Replace | 0100870CPC | TAD 2 BURNER | 010-0872-BRN-001-00 |  |  |  | Thermocouples | DD | MEC | Replace thermocouples. |  |  |  | 336 |  |  |  | JDE |  | TAD BURNER | Data created/will be sent for upload | 0870-MEC-DD-336-TAD BURNER THERMOCOUPLES REPLACEMENT | 4660246
4772 | 0870-MEC-IRD-28-TAD BURNER | MONTHLY MECHANICAL INSPECTION | 26 | 29 | 2 - Subj Inspection | 0100870COC | TAD 1 BURNER | 010-0871-BRN-001-00 |  |  |  | Low temperature switch | IRD | MEC | Visually inspect for setting and operation. Adjust or create an order to replace if needed. | Malfunction | Out of Tolerance |  | 28 |  |  |  | JDE |  | TAD BURNER | Data created/will be sent for upload | 0870-MEC-IRD-28-TAD BURNER MONTHLY MECHANICAL INSPECTION | 4660247
4773 | 0870-MEC-IRD-28-TAD BURNER | MONTHLY MECHANICAL INSPECTION | 26 | 29 | 2 - Subj Inspection | 0100870COC | TAD 1 BURNER | 010-0871-BRN-001-00 |  |  |  | High temperature switch | IRD | MEC | Visually inspect for setting and operation. Adjust or create an order to replace if needed. | Malfunction | Out of Tolerance |  | 28 |  |  |  | JDE |  | TAD BURNER | Data created/will be sent for upload | 0870-MEC-IRD-28-TAD BURNER MONTHLY MECHANICAL INSPECTION | 4660247
4777 | 0870-MEC-IRD-28-TAD BURNER | MONTHLY MECHANICAL INSPECTION | 26 | 29 | 2 - Subj Inspection | 0100870COC | TAD 1 BURNER | 010-0871-BRN-001-00 |  |  |  | Pressure switches | IRD | MEC | Visually inspect pressure switches for proper operation and settings. Adjust or create an order to replace if needed. | Malfunction | Out of Tolerance |  | 28 |  |  |  | JDE |  | TAD BURNER | Data created/will be sent for upload | 0870-MEC-IRD-28-TAD BURNER MONTHLY MECHANICAL INSPECTION | 4660247
4829 | 0870-MEC-IRD-28-TAD BURNER | MONTHLY MECHANICAL INSPECTION | 26 | 29 | 2 - Subj Inspection | 0100870CPC | TAD 2 BURNER | 010-0872-BRN-001-00 |  |  |  | Low temperature switch | IRD | MEC | Visually inspect for setting and operation. Adjust or create an order to replace if needed. | Malfunction | Out of Tolerance |  | 28 |  |  |  | JDE |  | TAD BURNER | Data created/will be sent for upload | 0870-MEC-IRD-28-TAD BURNER MONTHLY MECHANICAL INSPECTION | 4660247
4830 | 0870-MEC-IRD-28-TAD BURNER | MONTHLY MECHANICAL INSPECTION | 26 | 29 | 2 - Subj Inspection | 0100870CPC | TAD 2 BURNER | 010-0872-BRN-001-00 |  |  |  | High temperature switch | IRD | MEC | Visually inspect for setting and operation. Adjust or create an order to replace if needed. | Malfunction | Out of Tolerance |  | 28 |  |  |  | JDE |  | TAD BURNER | Data created/will be sent for upload | 0870-MEC-IRD-28-TAD BURNER MONTHLY MECHANICAL INSPECTION | 4660247
4834 | 0870-MEC-IRD-28-TAD BURNER | MONTHLY MECHANICAL INSPECTION | 26 | 29 | 2 - Subj Inspection | 0100870CPC | TAD 2 BURNER | 010-0872-BRN-001-00 |  |  |  | Pressure switches | IRD | MEC | Visually inspect pressure switches for proper operation and settings. Adjust or create an order to replace if needed. | Malfunction | Out of Tolerance |  | 28 |  |  |  | JDE |  | TAD BURNER | Data created/will be sent for upload | 0870-MEC-IRD-28-TAD BURNER MONTHLY MECHANICAL INSPECTION | 4660247
4774 | 0870-MEC-IRD-42-TAD BURNER | SHUTDOWN MECHANICAL INSPECTION | 26 | 30 | 2 - Subj Inspection | 0100870COC | TAD 1 BURNER | 010-0871-BRN-001-00 |  |  |  | Alarm system | IRD | MEC | Visually inspect the alarm system for proper operation. Adjust or replace if needed. | Malfunction | Out of Tolerance |  | 42 |  | Trigger alarm to begin shutdown or at start-up |  | JDE |  | TAD BURNER | Data created/will be sent for upload | 0870-MEC-IRD-42-TAD BURNER SHUTDOWN MECHANICAL INSPECTION | 4660248
4831 | 0870-MEC-IRD-42-TAD BURNER | SHUTDOWN MECHANICAL INSPECTION | 26 | 30 | 2 - Subj Inspection | 0100870CPC | TAD 2 BURNER | 010-0872-BRN-001-00 |  |  |  | Alarm system | IRD | MEC | Visually inspect the alarm system for proper operation. Adjust or replace if needed. | Malfunction | Out of Tolerance |  | 42 |  | Trigger alarm to begin shutdown or at start-up |  | JDE |  | TAD BURNER | Data created/will be sent for upload | 0870-MEC-IRD-42-TAD BURNER SHUTDOWN MECHANICAL INSPECTION | 4660248
4775 | 0870-MEC-DD-42-TAD BURNER | SHUTDOWN IGNITERS INSPECTION | 25 | 28 | 2 - Subj Inspection | 0100870COC | TAD 1 BURNER | 010-0871-BRN-001-00 |  |  |  | Igniters | DD | MEC | Visually inspect igniters for wear or damage. Verify proper gap. | Wear | Damaged | Out of Tolerance | 42 |  |  |  | JDE |  | TAD BURNER | Data created/will be sent for upload | 0870-MEC-DD-42-TAD BURNER SHUTDOWN IGNITERS INSPECTION | 4660249
4776 | 0870-MEC-DD-42-TAD BURNER | SHUTDOWN IGNITERS INSPECTION | 25 | 28 | 1C - Clean | 0100870COC | TAD 1 BURNER | 010-0871-BRN-001-00 |  |  |  | Igniters | DD | MEC | Clean. | Dirty |  |  | 42 |  |  |  | JDE |  | TAD BURNER | Data created/will be sent for upload | 0870-MEC-DD-42-TAD BURNER SHUTDOWN IGNITERS INSPECTION | 4660249
4832 | 0870-MEC-DD-42-TAD BURNER | SHUTDOWN IGNITERS INSPECTION | 25 | 28 | 2 - Subj Inspection | 0100870CPC | TAD 2 BURNER | 010-0872-BRN-001-00 |  |  |  | Igniters | DD | MEC | Visually inspect igniters for wear or damage. Verify proper gap. | Wear | Damaged | Out of Tolerance | 42 |  |  |  | JDE |  | TAD BURNER | Data created/will be sent for upload | 0870-MEC-DD-42-TAD BURNER SHUTDOWN IGNITERS INSPECTION | 4660249
4833 | 0870-MEC-DD-42-TAD BURNER | SHUTDOWN IGNITERS INSPECTION | 25 | 28 | 1C - Clean | 0100870CPC | TAD 2 BURNER | 010-0872-BRN-001-00 |  |  |  | Igniters | DD | MEC | Clean. | Dirty |  |  | 42 |  |  |  | JDE |  | TAD BURNER | Data created/will be sent for upload | 0870-MEC-DD-42-TAD BURNER SHUTDOWN IGNITERS INSPECTION | 4660249
4778 | 0870-E&I-DD-336-TAD BURNER | ANNUAL ELECTRICAL INSPECTION | 26 | 28 | 1C - Clean | 0100870COC | TAD 1 BURNER | 010-0871-BRN-001-00 |  |  |  | Control valves | DD | E&I | Clean. | Dirty |  |  | 336 |  |  |  | JDE |  | TAD BURNER | Data created/will be sent for upload | 0870-E&I-DD-336-TAD BURNER ANNUAL ELECTRICAL INSPECTION | 4660250
4779 | 0870-E&I-DD-336-TAD BURNER | ANNUAL ELECTRICAL INSPECTION | 26 | 28 | 2 - Subj Inspection | 0100870COC | TAD 1 BURNER | 010-0871-BRN-001-00 |  |  |  | Control valves | DD | E&I | Inspect general condition. | Wear | Obstruction |  | 336 |  | Remove and inspect to ensure there is no partial or full obstruction |  | JDE |  | TAD BURNER | Data created/will be sent for upload | 0870-E&I-DD-336-TAD BURNER ANNUAL ELECTRICAL INSPECTION | 4660250
4780 | 0870-E&I-DD-336-TAD BURNER | ANNUAL ELECTRICAL INSPECTION | 26 | 28 | 1A - Adjust | 0100870COC | TAD 1 BURNER | 010-0871-BRN-001-00 |  |  |  | Control valves | DD | E&I | Test the valve. | Calibration |  |  | 336 |  |  |  | JDE |  | TAD BURNER | Data created/will be sent for upload | 0870-E&I-DD-336-TAD BURNER ANNUAL ELECTRICAL INSPECTION | 4660250
4784 | 0870-E&I-DD-336-TAD BURNER | ANNUAL ELECTRICAL INSPECTION | 26 | 28 | 1C - Clean | 0100870COC | TAD 1 BURNER | 010-0871-BRN-001-00 |  |  |  | Shutoff valves | DD | E&I | Clean. | Dirty |  |  | 336 |  |  |  | JDE |  | TAD BURNER | Data created/will be sent for upload | 0870-E&I-DD-336-TAD BURNER ANNUAL ELECTRICAL INSPECTION | 4660250
4785 | 0870-E&I-DD-336-TAD BURNER | ANNUAL ELECTRICAL INSPECTION | 26 | 28 | 2 - Subj Inspection | 0100870COC | TAD 1 BURNER | 010-0871-BRN-001-00 |  |  |  | Shutoff valves | DD | E&I | Inspect general condition. | Wear | Damaged | Leak | 336 |  |  |  | JDE |  | TAD BURNER | Data created/will be sent for upload | 0870-E&I-DD-336-TAD BURNER ANNUAL ELECTRICAL INSPECTION | 4660250
4786 | 0870-E&I-DD-336-TAD BURNER | ANNUAL ELECTRICAL INSPECTION | 26 | 28 | 1A - Adjust | 0100870COC | TAD 1 BURNER | 010-0871-BRN-001-00 |  |  |  | Shutoff valves | DD | E&I | Test the valve. | Calibration |  |  | 336 |  |  |  | JDE |  | TAD BURNER | Data created/will be sent for upload | 0870-E&I-DD-336-TAD BURNER ANNUAL ELECTRICAL INSPECTION | 4660250
4788 | 0870-E&I-DD-336-TAD BURNER | ANNUAL ELECTRICAL INSPECTION | 26 | 28 | 1C - Clean | 0100870COC | TAD 1 BURNER | 010-0871-BRN-001-00 |  |  |  | Manual valves | DD | E&I | Clean. | Dirty |  |  | 336 |  |  |  | JDE |  | TAD BURNER | Data created/will be sent for upload | 0870-E&I-DD-336-TAD BURNER ANNUAL ELECTRICAL INSPECTION | 4660250
4789 | 0870-E&I-DD-336-TAD BURNER | ANNUAL ELECTRICAL INSPECTION | 26 | 28 | 2 - Subj Inspection | 0100870COC | TAD 1 BURNER | 010-0871-BRN-001-00 |  |  |  | Manual valves | DD | E&I | Visually inspect general condition. | Wear | Obstruction |  | 336 |  | Remove and inspect to ensure there is no partial or full obstruction |  | JDE |  | TAD BURNER | Data created/will be sent for upload | 0870-E&I-DD-336-TAD BURNER ANNUAL ELECTRICAL INSPECTION | 4660250
4790 | 0870-E&I-DD-336-TAD BURNER | ANNUAL ELECTRICAL INSPECTION | 26 | 28 | 1A - Adjust | 0100870COC | TAD 1 BURNER | 010-0871-BRN-001-00 |  |  |  | Manual valves | DD | E&I | Test the valve. | Calibration |  |  | 336 |  |  |  | JDE |  | TAD BURNER | Data created/will be sent for upload | 0870-E&I-DD-336-TAD BURNER ANNUAL ELECTRICAL INSPECTION | 4660250
4791 | 0870-E&I-DD-336-TAD BURNER | ANNUAL ELECTRICAL INSPECTION | 26 | 28 | 2 - Subj Inspection | 0100870COC | TAD 1 BURNER | 010-0871-BRN-001-00 |  |  |  | Electrical connections | DD | E&I | Visually inspect general condition. | Corroded | Tight |  | 336 |  |  |  | JDE |  | TAD BURNER | Data created/will be sent for upload | 0870-E&I-DD-336-TAD BURNER ANNUAL ELECTRICAL INSPECTION | 4660250
4802 | 0870-E&I-DD-336-TAD BURNER | ANNUAL ELECTRICAL INSPECTION | 26 | 28 | 2 - Subj Inspection | 0100870COC | TAD 1 BURNER | 010-0871-BRN-001-00 |  |  |  | Ignition cables | DD | E&I | Visually inspect general condition. | Corroded | Tight |  | 336 |  |  |  | JDE |  | TAD BURNER | Data created/will be sent for upload | 0870-E&I-DD-336-TAD BURNER ANNUAL ELECTRICAL INSPECTION | 4660250
4804 | 0870-E&I-DD-336-TAD BURNER | ANNUAL ELECTRICAL INSPECTION | 26 | 28 | 1C - Clean | 0100870COC | TAD 1 BURNER | 010-0871-BRN-001-00 |  |  |  | Pressure relief valves | DD | E&I | Clean. | Dirty |  |  | 336 |  |  |  | JDE |  | TAD BURNER | Data created/will be sent for upload | 0870-E&I-DD-336-TAD BURNER ANNUAL ELECTRICAL INSPECTION | 4660250
4805 | 0870-E&I-DD-336-TAD BURNER | ANNUAL ELECTRICAL INSPECTION | 26 | 28 | 2 - Subj Inspection | 0100870COC | TAD 1 BURNER | 010-0871-BRN-001-00 |  |  |  | Pressure relief valves | DD | E&I | Visually inspect general condition. Create an order to replace if needed. | Wear | Obstruction |  | 336 |  | Remove and inspect to ensure there is no partial or full obstruction |  | JDE |  | TAD BURNER | Data created/will be sent for upload | 0870-E&I-DD-336-TAD BURNER ANNUAL ELECTRICAL INSPECTION | 4660250
4806 | 0870-E&I-DD-336-TAD BURNER | ANNUAL ELECTRICAL INSPECTION | 26 | 28 | 1A - Adjust | 0100870COC | TAD 1 BURNER | 010-0871-BRN-001-00 |  |  |  | Pressure relief valves | DD | E&I | Test the valve. | Calibration |  |  | 336 |  |  |  | JDE |  | TAD BURNER | Data created/will be sent for upload | 0870-E&I-DD-336-TAD BURNER ANNUAL ELECTRICAL INSPECTION | 4660250
4835 | 0870-E&I-DD-336-TAD BURNER | ANNUAL ELECTRICAL INSPECTION | 26 | 28 | 1C - Clean | 0100870CPC | TAD 2 BURNER | 010-0872-BRN-001-00 |  |  |  | Control valves | DD | E&I | Clean. | Dirty |  |  | 336 |  |  |  | JDE |  | TAD BURNER | Data created/will be sent for upload | 0870-E&I-DD-336-TAD BURNER ANNUAL ELECTRICAL INSPECTION | 4660250
4836 | 0870-E&I-DD-336-TAD BURNER | ANNUAL ELECTRICAL INSPECTION | 26 | 28 | 2 - Subj Inspection | 0100870CPC | TAD 2 BURNER | 010-0872-BRN-001-00 |  |  |  | Control valves | DD | E&I | Inspect general condition. | Wear | Obstruction |  | 336 |  | Remove and inspect to ensure there is no partial or full obstruction |  | JDE |  | TAD BURNER | Data created/will be sent for upload | 0870-E&I-DD-336-TAD BURNER ANNUAL ELECTRICAL INSPECTION | 4660250
4837 | 0870-E&I-DD-336-TAD BURNER | ANNUAL ELECTRICAL INSPECTION | 26 | 28 | 1A - Adjust | 0100870CPC | TAD 2 BURNER | 010-0872-BRN-001-00 |  |  |  | Control valves | DD | E&I | Test the valve. | Calibration |  |  | 336 |  |  |  | JDE |  | TAD BURNER | Data created/will be sent for upload | 0870-E&I-DD-336-TAD BURNER ANNUAL ELECTRICAL INSPECTION | 4660250
4841 | 0870-E&I-DD-336-TAD BURNER | ANNUAL ELECTRICAL INSPECTION | 26 | 28 | 1C - Clean | 0100870CPC | TAD 2 BURNER | 010-0872-BRN-001-00 |  |  |  | Shutoff valves | DD | E&I | Clean. | Dirty |  |  | 336 |  |  |  | JDE |  | TAD BURNER | Data created/will be sent for upload | 0870-E&I-DD-336-TAD BURNER ANNUAL ELECTRICAL INSPECTION | 4660250
4842 | 0870-E&I-DD-336-TAD BURNER | ANNUAL ELECTRICAL INSPECTION | 26 | 28 | 2 - Subj Inspection | 0100870CPC | TAD 2 BURNER | 010-0872-BRN-001-00 |  |  |  | Shutoff valves | DD | E&I | Inspect general condition. | Wear | Damaged | Leak | 336 |  |  |  | JDE |  | TAD BURNER | Data created/will be sent for upload | 0870-E&I-DD-336-TAD BURNER ANNUAL ELECTRICAL INSPECTION | 4660250
4843 | 0870-E&I-DD-336-TAD BURNER | ANNUAL ELECTRICAL INSPECTION | 26 | 28 | 1A - Adjust | 0100870CPC | TAD 2 BURNER | 010-0872-BRN-001-00 |  |  |  | Shutoff valves | DD | E&I | Test the valve. | Calibration |  |  | 336 |  |  |  | JDE |  | TAD BURNER | Data created/will be sent for upload | 0870-E&I-DD-336-TAD BURNER ANNUAL ELECTRICAL INSPECTION | 4660250
4845 | 0870-E&I-DD-336-TAD BURNER | ANNUAL ELECTRICAL INSPECTION | 26 | 28 | 1C - Clean | 0100870CPC | TAD 2 BURNER | 010-0872-BRN-001-00 |  |  |  | Manual valves | DD | E&I | Clean. | Dirty |  |  | 336 |  |  |  | JDE |  | TAD BURNER | Data created/will be sent for upload | 0870-E&I-DD-336-TAD BURNER ANNUAL ELECTRICAL INSPECTION | 4660250
4846 | 0870-E&I-DD-336-TAD BURNER | ANNUAL ELECTRICAL INSPECTION | 26 | 28 | 2 - Subj Inspection | 0100870CPC | TAD 2 BURNER | 010-0872-BRN-001-00 |  |  |  | Manual valves | DD | E&I | Visually inspect general condition. | Wear | Obstruction |  | 336 |  | Remove and inspect to ensure there is no partial or full obstruction |  | JDE |  | TAD BURNER | Data created/will be sent for upload | 0870-E&I-DD-336-TAD BURNER ANNUAL ELECTRICAL INSPECTION | 4660250
4847 | 0870-E&I-DD-336-TAD BURNER | ANNUAL ELECTRICAL INSPECTION | 26 | 28 | 1A - Adjust | 0100870CPC | TAD 2 BURNER | 010-0872-BRN-001-00 |  |  |  | Manual valves | DD | E&I | Test the valve. | Calibration |  |  | 336 |  |  |  | JDE |  | TAD BURNER | Data created/will be sent for upload | 0870-E&I-DD-336-TAD BURNER ANNUAL ELECTRICAL INSPECTION | 4660250
4848 | 0870-E&I-DD-336-TAD BURNER | ANNUAL ELECTRICAL INSPECTION | 26 | 28 | 2 - Subj Inspection | 0100870CPC | TAD 2 BURNER | 010-0872-BRN-001-00 |  |  |  | Electrical connections | DD | E&I | Visually inspect general condition. | Corroded | Tight |  | 336 |  |  |  | JDE |  | TAD BURNER | Data created/will be sent for upload | 0870-E&I-DD-336-TAD BURNER ANNUAL ELECTRICAL INSPECTION | 4660250
4859 | 0870-E&I-DD-336-TAD BURNER | ANNUAL ELECTRICAL INSPECTION | 26 | 28 | 2 - Subj Inspection | 0100870CPC | TAD 2 BURNER | 010-0872-BRN-001-00 |  |  |  | Ignition cables | DD | E&I | Visually inspect general condition. | Corroded | Tight |  | 336 |  |  |  | JDE |  | TAD BURNER | Data created/will be sent for upload | 0870-E&I-DD-336-TAD BURNER ANNUAL ELECTRICAL INSPECTION | 4660250
4861 | 0870-E&I-DD-336-TAD BURNER | ANNUAL ELECTRICAL INSPECTION | 26 | 28 | 1C - Clean | 0100870CPC | TAD 2 BURNER | 010-0872-BRN-001-00 |  |  |  | Pressure relief valves | DD | E&I | Clean. | Dirty |  |  | 336 |  |  |  | JDE |  | TAD BURNER | Data created/will be sent for upload | 0870-E&I-DD-336-TAD BURNER ANNUAL ELECTRICAL INSPECTION | 4660250
4862 | 0870-E&I-DD-336-TAD BURNER | ANNUAL ELECTRICAL INSPECTION | 26 | 28 | 2 - Subj Inspection | 0100870CPC | TAD 2 BURNER | 010-0872-BRN-001-00 |  |  |  | Pressure relief valves | DD | E&I | Visually inspect general condition. Create an order to replace if needed. | Wear | Obstruction |  | 336 |  | Remove and inspect to ensure there is no partial or full obstruction |  | JDE |  | TAD BURNER | Data created/will be sent for upload | 0870-E&I-DD-336-TAD BURNER ANNUAL ELECTRICAL INSPECTION | 4660250
4863 | 0870-E&I-DD-336-TAD BURNER | ANNUAL ELECTRICAL INSPECTION | 26 | 28 | 1A - Adjust | 0100870CPC | TAD 2 BURNER | 010-0872-BRN-001-00 |  |  |  | Pressure relief valves | DD | E&I | Test the valve. | Calibration |  |  | 336 |  |  |  | JDE |  | TAD BURNER | Data created/will be sent for upload | 0870-E&I-DD-336-TAD BURNER ANNUAL ELECTRICAL INSPECTION | 4660250
4781 | 0870-MEC-IRD-84-TAD BURNER | QUARTERLY DAMPERS INSPECTION | 26 | 28 | 2 - Subj Inspection | 0100870COC | TAD 1 BURNER | 010-0871-BRN-001-00 |  |  |  | Dampers | IRD | MEC | Visually inspect dampers for free, smooth action and adjustment. | Blocked | Out of Adjustment |  | 84 |  |  |  | JDE |  | TAD BURNER | Data created/will be sent for upload | 0870-MEC-IRD-84-TAD BURNER QUARTERLY DAMPERS INSPECTION | 4660251
4838 | 0870-MEC-IRD-84-TAD BURNER | QUARTERLY DAMPERS INSPECTION | 26 | 28 | 2 - Subj Inspection | 0100870CPC | TAD 2 BURNER | 010-0872-BRN-001-00 |  |  |  | Dampers | IRD | MEC | Visually inspect dampers for free, smooth action and adjustment. | Blocked | Out of Adjustment |  | 84 |  |  |  | JDE |  | TAD BURNER | Data created/will be sent for upload | 0870-MEC-IRD-84-TAD BURNER QUARTERLY DAMPERS INSPECTION | 4660251
4782 | 0870-MEC-IRD-84-TAD BURNER | QUARTERLY ACTUATOR INSPECTION | 26 | 29 | 2 - Subj Inspection | 0100870COC | TAD 1 BURNER | 010-0871-BRN-001-00 |  |  |  | Actuators | IRD | MEC | Visually inspect actuators for free, smooth action and adjustment. | Blocked | Out of Adjustment |  | 84 |  |  |  | JDE |  | TAD BURNER | Data created/will be sent for upload | 0870-MEC-IRD-84-TAD BURNER QUARTERLY ACTUATOR INSPECTION | 4660252
4839 | 0870-MEC-IRD-84-TAD BURNER | QUARTERLY ACTUATOR INSPECTION | 26 | 29 | 2 - Subj Inspection | 0100870CPC | TAD 2 BURNER | 010-0872-BRN-001-00 |  |  |  | Actuators | IRD | MEC | Visually inspect actuators for free, smooth action and adjustment. | Blocked | Out of Adjustment |  | 84 |  |  |  | JDE |  | TAD BURNER | Data created/will be sent for upload | 0870-MEC-IRD-84-TAD BURNER QUARTERLY ACTUATOR INSPECTION | 4660252
4783 | 0870-E&I-IRD-84-TAD BURNER | SAFETY EQUIPEMENT INSPECTION | 26 | 28 | 1A - Adjust | 0100870COC | TAD 1 BURNER | 010-0871-BRN-001-00 |  |  |  | safety Guards | IRD | E&I | Visually inspect safety guards for wear and damages | Wear | Damaged | Missing | 84 |  |  |  | JDE |  | TAD BURNER | Data created/will be sent for upload | 0870-E&I-IRD-84-TAD BURNER SAFETY EQUIPEMENT INSPECTION | 4660253
4840 | 0870-E&I-IRD-84-TAD BURNER | SAFETY EQUIPEMENT INSPECTION | 26 | 28 | 1A - Adjust | 0100870CPC | TAD 2 BURNER | 010-0872-BRN-001-00 |  |  |  | safety Guards | IRD | E&I | Visually inspect safety guards for wear and damages | Wear | Damaged | Missing | 84 |  |  |  | JDE |  | TAD BURNER | Data created/will be sent for upload | 0870-E&I-IRD-84-TAD BURNER SAFETY EQUIPEMENT INSPECTION | 4660253
4787 | 0870-EXT-IRD-336-TAD BURNER | ANNUAL EXTERNAL INSPECTION | 27 | 26 | 1A - Adjust | 0100870COC | TAD 1 BURNER | 010-0871-BRN-001-00 |  |  |  | Shutoff valves | IRD | EXT | Leak test. | Leak |  |  | 336 |  | See detailed procedure on page 94 of PDF manual |  | JDE |  | TAD BURNER | Data created/will be sent for upload | 0870-EXT-IRD-336-TAD BURNER ANNUAL EXTERNAL INSPECTION | 4660254
4844 | 0870-EXT-IRD-336-TAD BURNER | ANNUAL EXTERNAL INSPECTION | 27 | 26 | 1A - Adjust | 0100870CPC | TAD 2 BURNER | 010-0872-BRN-001-00 |  |  |  | Shutoff valves | IRD | EXT | Leak test. | Leak |  |  | 336 |  | See detailed procedure on page 94 of PDF manual |  | JDE |  | TAD BURNER | Data created/will be sent for upload | 0870-EXT-IRD-336-TAD BURNER ANNUAL EXTERNAL INSPECTION | 4660254
4792 | 0870-MEC-DD-84-TAD BURNER | QUARTERLY MECHANICAL INSP | 25 | 25 | 2 - Subj Inspection | 0100870COC | TAD 1 BURNER | 010-0871-BRN-001-00 |  |  |  | Air blower Filter | DD | MEC | Visually inspect air blower filter and clean or create an order to replace if needed. | Dirty | Clogged |  | 84 |  |  |  | JDE |  | TAD BURNER | Data created/will be sent for upload | 0870-MEC-DD-84-TAD BURNER QUARTERLY MECHANICAL INSP | 4660255
4793 | 0870-MEC-DD-84-TAD BURNER | QUARTERLY MECHANICAL INSP | 25 | 25 | 1C - Clean | 0100870COC | TAD 1 BURNER | 010-0871-BRN-001-00 |  |  |  | Compressor | DD | MEC | Clean. | Dirty | Build up |  | 84 |  | Clean the water, fuel, gas compressor |  | JDE |  | TAD BURNER | Data created/will be sent for upload | 0870-MEC-DD-84-TAD BURNER QUARTERLY MECHANICAL INSP | 4660255
4794 | 0870-MEC-DD-84-TAD BURNER | QUARTERLY MECHANICAL INSP | 25 | 25 | 1C - Clean | 0100870COC | TAD 1 BURNER | 010-0871-BRN-001-00 |  |  |  | Pump strainers | DD | MEC | Clean. | Dirty | Build up |  | 84 |  |  |  | JDE |  | TAD BURNER | Data created/will be sent for upload | 0870-MEC-DD-84-TAD BURNER QUARTERLY MECHANICAL INSP | 4660255
4795 | 0870-MEC-DD-84-TAD BURNER | QUARTERLY MECHANICAL INSP | 25 | 25 | 1C - Clean | 0100870COC | TAD 1 BURNER | 010-0871-BRN-001-00 |  |  |  | Fire-check screen | DD | MEC | Clean. | Dirty | Build up |  | 84 |  |  |  | JDE |  | TAD BURNER | Data created/will be sent for upload | 0870-MEC-DD-84-TAD BURNER QUARTERLY MECHANICAL INSP | 4660255
4796 | 0870-MEC-DD-84-TAD BURNER | QUARTERLY MECHANICAL INSP | 25 | 25 | 1C - Clean | 0100870COC | TAD 1 BURNER | 010-0871-BRN-001-00 |  |  |  | Valve seats | DD | MEC | Clean. | Dirty | Build up |  | 84 |  |  |  | JDE |  | TAD BURNER | Data created/will be sent for upload | 0870-MEC-DD-84-TAD BURNER QUARTERLY MECHANICAL INSP | 4660255
4798 | 0870-MEC-DD-84-TAD BURNER | QUARTERLY MECHANICAL INSP | 25 | 25 | 2 - Subj Inspection | 0100870COC | TAD 1 BURNER | 010-0871-BRN-001-00 |  |  |  | Orifice plates | DD | MEC | Visually inspect general condition. Clean, adjust or create an order to replace if needed. | Malfunction | Dirty |  | 84 |  |  |  | JDE |  | TAD BURNER | Data created/will be sent for upload | 0870-MEC-DD-84-TAD BURNER QUARTERLY MECHANICAL INSP | 4660255
4799 | 0870-MEC-DD-84-TAD BURNER | QUARTERLY MECHANICAL INSP | 25 | 25 | 2 - Subj Inspection | 0100870COC | TAD 1 BURNER | 010-0871-BRN-001-00 |  |  |  | Air/gas mixers | DD | MEC | Visually inspect general condition. Clean, adjust or create an order to replace if needed. | Malfunction | Dirty |  | 84 |  |  |  | JDE |  | TAD BURNER | Data created/will be sent for upload | 0870-MEC-DD-84-TAD BURNER QUARTERLY MECHANICAL INSP | 4660255
4800 | 0870-MEC-DD-84-TAD BURNER | QUARTERLY MECHANICAL INSP | 25 | 25 | 2 - Subj Inspection | 0100870COC | TAD 1 BURNER | 010-0871-BRN-001-00 |  |  |  | Flow indicators | DD | MEC | Visually inspect general condition. Clean, adjust or create an order to replace if needed. | Malfunction | Dirty |  | 84 |  |  |  | JDE |  | TAD BURNER | Data created/will be sent for upload | 0870-MEC-DD-84-TAD BURNER QUARTERLY MECHANICAL INSP | 4660255
4801 | 0870-MEC-DD-84-TAD BURNER | QUARTERLY MECHANICAL INSP | 25 | 25 | 2 - Subj Inspection | 0100870COC | TAD 1 BURNER | 010-0871-BRN-001-00 |  |  |  | Pressure indicators | DD | MEC | Visually inspect general condition. Clean, adjust or create an order to replace if needed. | Malfunction | Dirty |  | 84 |  |  |  | JDE |  | TAD BURNER | Data created/will be sent for upload | 0870-MEC-DD-84-TAD BURNER QUARTERLY MECHANICAL INSP | 4660255
4849 | 0870-MEC-DD-84-TAD BURNER | QUARTERLY MECHANICAL INSP | 25 | 25 | 2 - Subj Inspection | 0100870CPC | TAD 2 BURNER | 010-0872-BRN-001-00 |  |  |  | Air blower Filter | DD | MEC | Visually inspect air blower filter and clean or create an order to replace if needed. | Dirty | Clogged |  | 84 |  |  |  | JDE |  | TAD BURNER | Data created/will be sent for upload | 0870-MEC-DD-84-TAD BURNER QUARTERLY MECHANICAL INSP | 4660255
4850 | 0870-MEC-DD-84-TAD BURNER | QUARTERLY MECHANICAL INSP | 25 | 25 | 1C - Clean | 0100870CPC | TAD 2 BURNER | 010-0872-BRN-001-00 |  |  |  | Compressor | DD | MEC | Clean. | Dirty | Build up |  | 84 |  | Clean the water, fuel, gas compressor |  | JDE |  | TAD BURNER | Data created/will be sent for upload | 0870-MEC-DD-84-TAD BURNER QUARTERLY MECHANICAL INSP | 4660255
4851 | 0870-MEC-DD-84-TAD BURNER | QUARTERLY MECHANICAL INSP | 25 | 25 | 1C - Clean | 0100870CPC | TAD 2 BURNER | 010-0872-BRN-001-00 |  |  |  | Pump strainers | DD | MEC | Clean. | Dirty | Build up |  | 84 |  |  |  | JDE |  | TAD BURNER | Data created/will be sent for upload | 0870-MEC-DD-84-TAD BURNER QUARTERLY MECHANICAL INSP | 4660255
4852 | 0870-MEC-DD-84-TAD BURNER | QUARTERLY MECHANICAL INSP | 25 | 25 | 1C - Clean | 0100870CPC | TAD 2 BURNER | 010-0872-BRN-001-00 |  |  |  | Fire-check screen | DD | MEC | Clean. | Dirty | Build up |  | 84 |  |  |  | JDE |  | TAD BURNER | Data created/will be sent for upload | 0870-MEC-DD-84-TAD BURNER QUARTERLY MECHANICAL INSP | 4660255
4853 | 0870-MEC-DD-84-TAD BURNER | QUARTERLY MECHANICAL INSP | 25 | 25 | 1C - Clean | 0100870CPC | TAD 2 BURNER | 010-0872-BRN-001-00 |  |  |  | Valve seats | DD | MEC | Clean. | Dirty | Build up |  | 84 |  |  |  | JDE |  | TAD BURNER | Data created/will be sent for upload | 0870-MEC-DD-84-TAD BURNER QUARTERLY MECHANICAL INSP | 4660255
4855 | 0870-MEC-DD-84-TAD BURNER | QUARTERLY MECHANICAL INSP | 25 | 25 | 2 - Subj Inspection | 0100870CPC | TAD 2 BURNER | 010-0872-BRN-001-00 |  |  |  | Orifice plates | DD | MEC | Visually inspect general condition. Clean, adjust or create an order to replace if needed. | Malfunction | Dirty |  | 84 |  |  |  | JDE |  | TAD BURNER | Data created/will be sent for upload | 0870-MEC-DD-84-TAD BURNER QUARTERLY MECHANICAL INSP | 4660255
4856 | 0870-MEC-DD-84-TAD BURNER | QUARTERLY MECHANICAL INSP | 25 | 25 | 2 - Subj Inspection | 0100870CPC | TAD 2 BURNER | 010-0872-BRN-001-00 |  |  |  | Air/gas mixers | DD | MEC | Visually inspect general condition. Clean, adjust or create an order to replace if needed. | Malfunction | Dirty |  | 84 |  |  |  | JDE |  | TAD BURNER | Data created/will be sent for upload | 0870-MEC-DD-84-TAD BURNER QUARTERLY MECHANICAL INSP | 4660255
4857 | 0870-MEC-DD-84-TAD BURNER | QUARTERLY MECHANICAL INSP | 25 | 25 | 2 - Subj Inspection | 0100870CPC | TAD 2 BURNER | 010-0872-BRN-001-00 |  |  |  | Flow indicators | DD | MEC | Visually inspect general condition. Clean, adjust or create an order to replace if needed. | Malfunction | Dirty |  | 84 |  |  |  | JDE |  | TAD BURNER | Data created/will be sent for upload | 0870-MEC-DD-84-TAD BURNER QUARTERLY MECHANICAL INSP | 4660255
4858 | 0870-MEC-DD-84-TAD BURNER | QUARTERLY MECHANICAL INSP | 25 | 25 | 2 - Subj Inspection | 0100870CPC | TAD 2 BURNER | 010-0872-BRN-001-00 |  |  |  | Pressure indicators | DD | MEC | Visually inspect general condition. Clean, adjust or create an order to replace if needed. | Malfunction | Dirty |  | 84 |  |  |  | JDE |  | TAD BURNER | Data created/will be sent for upload | 0870-MEC-DD-84-TAD BURNER QUARTERLY MECHANICAL INSP | 4660255
4797 | 0870-MEC-IRD-84-TAD BURNER | QUARTERLY BURNER INSPECTION | 26 | 27 | 2 - Subj Inspection | 0100870COC | TAD 1 BURNER | 010-0871-BRN-001-00 |  |  |  | Burner | IRD | MEC | Visually inspect burner for proper operation, air-fuel ratio, plugging, or deterioration. | Malfunction | Plugged |  | 84 |  | Burner refractory parts should be examined to ensure good condition |  | JDE |  | TAD BURNER | Data created/will be sent for upload | 0870-MEC-IRD-84-TAD BURNER QUARTERLY BURNER INSPECTION | 4660256
4854 | 0870-MEC-IRD-84-TAD BURNER | QUARTERLY BURNER INSPECTION | 26 | 27 | 2 - Subj Inspection | 0100870CPC | TAD 2 BURNER | 010-0872-BRN-001-00 |  |  |  | Burner | IRD | MEC | Visually inspect burner for proper operation, air-fuel ratio, plugging, or deterioration. | Malfunction | Plugged |  | 84 |  | Burner refractory parts should be examined to ensure good condition |  | JDE |  | TAD BURNER | Data created/will be sent for upload | 0870-MEC-IRD-84-TAD BURNER QUARTERLY BURNER INSPECTION | 4660256
4803 | 0870-MEC-DD-336-TAD BURNER | ANNUAL ELECTRICAL INSPECTION | 26 | 28 | 2 - Subj Inspection | 0100870COC | TAD 1 BURNER | 010-0871-BRN-001-00 |  |  |  | Ductwork | DD | MEC | Visually inspect for wear or cracks. Clean or create an order to replace if needed. | Wear | Cracked |  | 336 |  |  |  | JDE |  | TAD BURNER | Data created/will be sent for upload | 0870-MEC-DD-336-TAD BURNER ANNUAL ELECTRICAL INSPECTION | 4660257
4860 | 0870-MEC-DD-336-TAD BURNER | ANNUAL ELECTRICAL INSPECTION | 26 | 28 | 2 - Subj Inspection | 0100870CPC | TAD 2 BURNER | 010-0872-BRN-001-00 |  |  |  | Ductwork | DD | MEC | Visually inspect for wear or cracks. Clean or create an order to replace if needed. | Wear | Cracked |  | 336 |  |  |  | JDE |  | TAD BURNER | Data created/will be sent for upload | 0870-MEC-DD-336-TAD BURNER ANNUAL ELECTRICAL INSPECTION | 4660257
4807 | 0870-MEC-IRD-336-TAD BURNER | ANNUAL MECHANICAL INSPECTION | 27 | 28 | 2 - Subj Inspection | 0100870COC | TAD 1 BURNER | 010-0871-BRN-001-00 |  |  |  | Piping | IRD | MEC | Visually inspect piping for leaks. | Leak |  |  | 336 |  |  |  | JDE |  | TAD BURNER | Data created/will be sent for upload | 0870-MEC-IRD-336-TAD BURNER ANNUAL MECHANICAL INSPECTION | 4660258
4808 | 0870-MEC-IRD-336-TAD BURNER | ANNUAL MECHANICAL INSPECTION | 27 | 28 | 2 - Subj Inspection | 0100870COC | TAD 1 BURNER | 010-0871-BRN-001-00 |  |  |  | Radiant tubes | IRD | MEC | Visually inspect radiant tubes for leaks. | Leak |  |  | 336 |  |  |  | JDE |  | TAD BURNER | Data created/will be sent for upload | 0870-MEC-IRD-336-TAD BURNER ANNUAL MECHANICAL INSPECTION | 4660258
4809 | 0870-MEC-IRD-336-TAD BURNER | ANNUAL MECHANICAL INSPECTION | 27 | 28 | 2 - Subj Inspection | 0100870COC | TAD 1 BURNER | 010-0871-BRN-001-00 |  |  |  | Heat exchanger tubes | IRD | MEC | Visually inspect heat exchanger tubes for leaks. | Leak |  |  | 336 |  |  |  | JDE |  | TAD BURNER | Data created/will be sent for upload | 0870-MEC-IRD-336-TAD BURNER ANNUAL MECHANICAL INSPECTION | 4660258
4864 | 0870-MEC-IRD-336-TAD BURNER | ANNUAL MECHANICAL INSPECTION | 27 | 28 | 2 - Subj Inspection | 0100870CPC | TAD 2 BURNER | 010-0872-BRN-001-00 |  |  |  | Piping | IRD | MEC | Visually inspect piping for leaks. | Leak |  |  | 336 |  |  |  | JDE |  | TAD BURNER | Data created/will be sent for upload | 0870-MEC-IRD-336-TAD BURNER ANNUAL MECHANICAL INSPECTION | 4660258
4865 | 0870-MEC-IRD-336-TAD BURNER | ANNUAL MECHANICAL INSPECTION | 27 | 28 | 2 - Subj Inspection | 0100870CPC | TAD 2 BURNER | 010-0872-BRN-001-00 |  |  |  | Radiant tubes | IRD | MEC | Visually inspect radiant tubes for leaks. | Leak |  |  | 336 |  |  |  | JDE |  | TAD BURNER | Data created/will be sent for upload | 0870-MEC-IRD-336-TAD BURNER ANNUAL MECHANICAL INSPECTION | 4660258
4866 | 0870-MEC-IRD-336-TAD BURNER | ANNUAL MECHANICAL INSPECTION | 27 | 28 | 2 - Subj Inspection | 0100870CPC | TAD 2 BURNER | 010-0872-BRN-001-00 |  |  |  | Heat exchanger tubes | IRD | MEC | Visually inspect heat exchanger tubes for leaks. | Leak |  |  | 336 |  |  |  | JDE |  | TAD BURNER | Data created/will be sent for upload | 0870-MEC-IRD-336-TAD BURNER ANNUAL MECHANICAL INSPECTION | 4660258
4873 | 0870-MEC-DD-168- TAD AIR | SEMI-ANNUAL SILENCER INSP | 24 | 25 | 2 - Subj Inspection | 0100870COE | TAD 1 COMBUSTION AIR INLET FILTER & SILENCER | 010-0871-FIL-001-00 |  |  |  | Silencer inlet screens | DD | MEC | Visual inspect the inlet screens to ensure that they are not blocked. | Blocked |  |  | 168 |  |  |  | JDE |  | TAD AIR FILTER & SILENCER | Data created/will be sent for upload | 0870-MEC-DD-168- TAD AIR SEMI-ANNUAL SILENCER INSP | 4660259
4874 | 0870-MEC-DD-168- TAD AIR | SEMI-ANNUAL SILENCER INSP | 24 | 25 | 2 - Subj Inspection | 0100870COE | TAD 1 COMBUSTION AIR INLET FILTER & SILENCER | 010-0871-FIL-001-00 |  |  |  | Silencer acoustical baffles | DD | MEC | Visual inspect the air path between the acoustical baffles to ensure that they are not obstructed. | Obstructed |  |  | 168 |  |  |  | JDE |  | TAD AIR FILTER & SILENCER | Data created/will be sent for upload | 0870-MEC-DD-168- TAD AIR SEMI-ANNUAL SILENCER INSP | 4660259
4875 | 0870-MEC-DD-168- TAD AIR | SEMI-ANNUAL SILENCER INSP | 24 | 25 | 2 - Subj Inspection | 0100870COE | TAD 1 COMBUSTION AIR INLET FILTER & SILENCER | 010-0871-FIL-001-00 |  |  |  | Silencer perforated acoustical baffles | DD | MEC | Visual inspect the perforated acoustical baffles to ensure that they are not plugged or clogged. Clean perforated acoustical baffles if needed. | Plugged | Clogged |  | 168 |  |  |  | JDE |  | TAD AIR FILTER & SILENCER | Data created/will be sent for upload | 0870-MEC-DD-168- TAD AIR SEMI-ANNUAL SILENCER INSP | 4660259
4879 | 0870-MEC-DD-168- TAD AIR | SEMI-ANNUAL SILENCER INSP | 24 | 25 | 2 - Subj Inspection | 0100870CPE | TAD 2 COMBUSTION AIR INLET FILTER & SILENCER | 010-0872-FIL-001-00 |  |  |  | Silencer inlet screens | DD | MEC | Visual inspect the inlet screens to ensure that they are not blocked. | Blocked |  |  | 168 |  |  |  | JDE |  | TAD AIR FILTER & SILENCER | Data created/will be sent for upload | 0870-MEC-DD-168- TAD AIR SEMI-ANNUAL SILENCER INSP | 4660259
4880 | 0870-MEC-DD-168- TAD AIR | SEMI-ANNUAL SILENCER INSP | 24 | 25 | 2 - Subj Inspection | 0100870CPE | TAD 2 COMBUSTION AIR INLET FILTER & SILENCER | 010-0872-FIL-001-00 |  |  |  | Silencer acoustical baffles | DD | MEC | Visual inspect the air path between the acoustical baffles to ensure that they are not obstructed. | Obstructed |  |  | 168 |  |  |  | JDE |  | TAD AIR FILTER & SILENCER | Data created/will be sent for upload | 0870-MEC-DD-168- TAD AIR SEMI-ANNUAL SILENCER INSP | 4660259
4881 | 0870-MEC-DD-168- TAD AIR | SEMI-ANNUAL SILENCER INSP | 24 | 25 | 2 - Subj Inspection | 0100870CPE | TAD 2 COMBUSTION AIR INLET FILTER & SILENCER | 010-0872-FIL-001-00 |  |  |  | Silencer perforated acoustical baffles | DD | MEC | Visual inspect the perforated acoustical baffles to ensure that they are not plugged or clogged. Clean perforated acoustical baffles if needed. | Plugged | Clogged |  | 168 |  |  |  | JDE |  | TAD AIR FILTER & SILENCER | Data created/will be sent for upload | 0870-MEC-DD-168- TAD AIR SEMI-ANNUAL SILENCER INSP | 4660259
4876 | 0870-MEC-DD-42-TAD AIR | SHUTDOWN FILTER INSPECTION | 23 | 26 | 2 - Subj Inspection | 0100870COE | TAD 1 COMBUSTION AIR INLET FILTER & SILENCER | 010-0871-FIL-001-00 |  |  |  | Filter element | DD | MEC | Visually inspect the filter element for permanent damage and replace if needed. | Damaged |  |  | 42 |  |  |  | JDE |  | TAD AIR FILTER & SILENCER | Data created/will be sent for upload | 0870-MEC-DD-42-TAD AIR SHUTDOWN FILTER INSPECTION | 4660260
4877 | 0870-MEC-DD-42-TAD AIR | SHUTDOWN FILTER INSPECTION | 23 | 26 | 2 - Subj Inspection | 0100870COE | TAD 1 COMBUSTION AIR INLET FILTER & SILENCER | 010-0871-FIL-001-00 |  |  |  | Filter element Fasteners | DD | MEC | Visually inspect bolts for wear and looseness. Tighten fasteners if needed. | Wear | Looseness |  | 42 |  | Inspect the filter assembly inlet/outlet bolted connections to ensure the hardware has not loosened during operations. |  | JDE |  | TAD AIR FILTER & SILENCER | Data created/will be sent for upload | 0870-MEC-DD-42-TAD AIR SHUTDOWN FILTER INSPECTION | 4660260
4878 | 0870-MEC-DD-42-TAD AIR | SHUTDOWN FILTER INSPECTION | 23 | 26 | 2 - Subj Inspection | 0100870COE | TAD 1 COMBUSTION AIR INLET FILTER & SILENCER | 010-0871-FIL-001-00 |  |  |  | Filter element gasket | DD | MEC | Visually inspect gasket for deterioration. Create an order to replace if needed. | Deterioration | damaged |  | 42 |  |  |  | JDE |  | TAD AIR FILTER & SILENCER | Data created/will be sent for upload | 0870-MEC-DD-42-TAD AIR SHUTDOWN FILTER INSPECTION | 4660260
4882 | 0870-MEC-DD-42-TAD AIR | SHUTDOWN FILTER INSPECTION | 23 | 26 | 2 - Subj Inspection | 0100870CPE | TAD 2 COMBUSTION AIR INLET FILTER & SILENCER | 010-0872-FIL-001-00 |  |  |  | Filter element | DD | MEC | Visually inspect the filter element for permanent damage and replace if needed. | Damaged |  |  | 42 |  |  |  | JDE |  | TAD AIR FILTER & SILENCER | Data created/will be sent for upload | 0870-MEC-DD-42-TAD AIR SHUTDOWN FILTER INSPECTION | 4660260
4883 | 0870-MEC-DD-42-TAD AIR | SHUTDOWN FILTER INSPECTION | 23 | 26 | 2 - Subj Inspection | 0100870CPE | TAD 2 COMBUSTION AIR INLET FILTER & SILENCER | 010-0872-FIL-001-00 |  |  |  | Filter element Fasteners | DD | MEC | Visually inspect bolts for wear and looseness. Tighten fasteners if needed. | Wear | Looseness |  | 42 |  | Inspect the filter assembly inlet/outlet bolted connections to ensure the hardware has not loosened during operations. |  | JDE |  | TAD AIR FILTER & SILENCER | Data created/will be sent for upload | 0870-MEC-DD-42-TAD AIR SHUTDOWN FILTER INSPECTION | 4660260
4884 | 0870-MEC-DD-42-TAD AIR | SHUTDOWN FILTER INSPECTION | 23 | 26 | 2 - Subj Inspection | 0100870CPE | TAD 2 COMBUSTION AIR INLET FILTER & SILENCER | 010-0872-FIL-001-00 |  |  |  | Filter element gasket | DD | MEC | Visually inspect gasket for deterioration. Create an order to replace if needed. | Deterioration | damaged |  | 42 |  |  |  | JDE |  | TAD AIR FILTER & SILENCER | Data created/will be sent for upload | 0870-MEC-DD-42-TAD AIR SHUTDOWN FILTER INSPECTION | 4660260
4885 | 0870-E&I-DD-336-TAD BRNR FUEL | TRAIN ANNUAL ELECTRICAL INSP | 30 | 28 | 1C - Clean | 0100870COCA | TAD 1 BURNER FUEL TRAIN | 010-0871-SKD-001-00 |  |  |  | Ball Valves | DD | E&I | Clean. | Dirty |  |  | 336 |  |  |  | JDE |  | TAD FUEL TRAIN | Data created/will be sent for upload | 0870-E&I-DD-336-TAD BRNR FUEL TRAIN ANNUAL ELECTRICAL INSP | 4660261
4886 | 0870-E&I-DD-336-TAD BRNR FUEL | TRAIN ANNUAL ELECTRICAL INSP | 30 | 28 | 2 - Subj Inspection | 0100870COCA | TAD 1 BURNER FUEL TRAIN | 010-0871-SKD-001-00 |  |  |  | Ball Valves | DD | E&I | Inspect general condition. | Wear | Leak | Malfunction | 336 |  |  |  | JDE |  | TAD FUEL TRAIN | Data created/will be sent for upload | 0870-E&I-DD-336-TAD BRNR FUEL TRAIN ANNUAL ELECTRICAL INSP | 4660261
4887 | 0870-E&I-DD-336-TAD BRNR FUEL | TRAIN ANNUAL ELECTRICAL INSP | 30 | 28 | 1A - Adjust | 0100870COCA | TAD 1 BURNER FUEL TRAIN | 010-0871-SKD-001-00 |  |  |  | Ball Valves | DD | E&I | Test the valve. | Calibration |  |  | 336 |  |  |  | JDE |  | TAD FUEL TRAIN | Data created/will be sent for upload | 0870-E&I-DD-336-TAD BRNR FUEL TRAIN ANNUAL ELECTRICAL INSP | 4660261
4888 | 0870-E&I-DD-336-TAD BRNR FUEL | TRAIN ANNUAL ELECTRICAL INSP | 30 | 28 | 1C - Clean | 0100870COCA | TAD 1 BURNER FUEL TRAIN | 010-0871-SKD-001-00 |  |  |  | Vent Valve | DD | E&I | Clean. | Dirty |  |  | 336 |  |  |  | JDE |  | TAD FUEL TRAIN | Data created/will be sent for upload | 0870-E&I-DD-336-TAD BRNR FUEL TRAIN ANNUAL ELECTRICAL INSP | 4660261
4890 | 0870-E&I-DD-336-TAD BRNR FUEL | TRAIN ANNUAL ELECTRICAL INSP | 30 | 28 | 2 - Subj Inspection | 0100870COCA | TAD 1 BURNER FUEL TRAIN | 010-0871-SKD-001-00 |  |  |  | Vent Valve | DD | E&I | Inspect general condition. | Wear | Leak | Malfunction | 336 |  |  |  | JDE |  | TAD FUEL TRAIN | Data created/will be sent for upload | 0870-E&I-DD-336-TAD BRNR FUEL TRAIN ANNUAL ELECTRICAL INSP | 4660261
4891 | 0870-E&I-DD-336-TAD BRNR FUEL | TRAIN ANNUAL ELECTRICAL INSP | 30 | 28 | 2 - Subj Inspection | 0100870COCA | TAD 1 BURNER FUEL TRAIN | 010-0871-SKD-001-00 |  |  |  | Shutoff Valves | DD | E&I | Visually Inspect and clean. Create an order to replace if needed | Wear | Damaged | Leak | 336 |  |  |  | JDE |  | TAD FUEL TRAIN | Data created/will be sent for upload | 0870-E&I-DD-336-TAD BRNR FUEL TRAIN ANNUAL ELECTRICAL INSP | 4660261
4895 | 0870-E&I-DD-336-TAD BRNR FUEL | TRAIN ANNUAL ELECTRICAL INSP | 30 | 28 | 1C - Clean | 0100870COCA | TAD 1 BURNER FUEL TRAIN | 010-0871-SKD-001-00 |  |  |  | Solenoid Valves | DD | E&I | Clean | Dirty |  |  | 336 |  |  |  | JDE |  | TAD FUEL TRAIN | Data created/will be sent for upload | 0870-E&I-DD-336-TAD BRNR FUEL TRAIN ANNUAL ELECTRICAL INSP | 4660261
4896 | 0870-E&I-DD-336-TAD BRNR FUEL | TRAIN ANNUAL ELECTRICAL INSP | 30 | 28 | 2 - Subj Inspection | 0100870COCA | TAD 1 BURNER FUEL TRAIN | 010-0871-SKD-001-00 |  |  |  | Solenoid Valves | DD | E&I | Inspect general condition | Wear | Damaged | Leak | 336 |  |  |  | JDE |  | TAD FUEL TRAIN | Data created/will be sent for upload | 0870-E&I-DD-336-TAD BRNR FUEL TRAIN ANNUAL ELECTRICAL INSP | 4660261
4897 | 0870-E&I-DD-336-TAD BRNR FUEL | TRAIN ANNUAL ELECTRICAL INSP | 30 | 28 | 1A - Adjust | 0100870COCA | TAD 1 BURNER FUEL TRAIN | 010-0871-SKD-001-00 |  |  |  | Solenoid Valves | DD | E&I | Test the valve | Calibration |  |  | 336 |  |  |  | JDE |  | TAD FUEL TRAIN | Data created/will be sent for upload | 0870-E&I-DD-336-TAD BRNR FUEL TRAIN ANNUAL ELECTRICAL INSP | 4660261
4899 | 0870-E&I-DD-336-TAD BRNR FUEL | TRAIN ANNUAL ELECTRICAL INSP | 30 | 28 | 1A - Adjust | 0100870COCA | TAD 1 BURNER FUEL TRAIN | 010-0871-SKD-001-00 |  |  |  | Pressure Transmitter | DD | E&I | Instrument and Control Loop Check. Re-calibrate if required | Calibration | Out of adjustment |  | 336 |  |  |  | JDE |  | TAD FUEL TRAIN | Data created/will be sent for upload | 0870-E&I-DD-336-TAD BRNR FUEL TRAIN ANNUAL ELECTRICAL INSP | 4660261
4900 | 0870-E&I-DD-336-TAD BRNR FUEL | TRAIN ANNUAL ELECTRICAL INSP | 30 | 28 | 2 - Subj Inspection | 0100870COCA | TAD 1 BURNER FUEL TRAIN | 010-0871-SKD-001-00 |  |  |  | Pressure Transmitter | DD | E&I | Inspect general condition | Out of adjustment | Wear |  | 336 |  |  |  | JDE |  | TAD FUEL TRAIN | Data created/will be sent for upload | 0870-E&I-DD-336-TAD BRNR FUEL TRAIN ANNUAL ELECTRICAL INSP | 4660261
4901 | 0870-E&I-DD-336-TAD BRNR FUEL | TRAIN ANNUAL ELECTRICAL INSP | 30 | 28 | 1C - Clean | 0100870COCA | TAD 1 BURNER FUEL TRAIN | 010-0871-SKD-001-00 |  |  |  | Valve/Actuator | DD | E&I | Clean | Dirty |  |  | 336 |  |  |  | JDE |  | TAD FUEL TRAIN | Data created/will be sent for upload | 0870-E&I-DD-336-TAD BRNR FUEL TRAIN ANNUAL ELECTRICAL INSP | 4660261
4902 | 0870-E&I-DD-336-TAD BRNR FUEL | TRAIN ANNUAL ELECTRICAL INSP | 30 | 28 | 2 - Subj Inspection | 0100870COCA | TAD 1 BURNER FUEL TRAIN | 010-0871-SKD-001-00 |  |  |  | Valve/Actuator | DD | E&I | Inspect general condition and create an order to adjust or replace if needed. | Wear | Leak | Malfunction | 336 |  |  |  | JDE |  | TAD FUEL TRAIN | Data created/will be sent for upload | 0870-E&I-DD-336-TAD BRNR FUEL TRAIN ANNUAL ELECTRICAL INSP | 4660261
4903 | 0870-E&I-DD-336-TAD BRNR FUEL | TRAIN ANNUAL ELECTRICAL INSP | 30 | 28 | 1C - Clean | 0100870CPCA | TAD 2 BURNER FUEL TRAIN | 010-0872-SKD-001-00 |  |  |  | Ball Valves | DD | E&I | Clean. | Dirty |  |  | 336 |  |  |  | JDE |  | TAD FUEL TRAIN | Data created/will be sent for upload | 0870-E&I-DD-336-TAD BRNR FUEL TRAIN ANNUAL ELECTRICAL INSP | 4660261
4904 | 0870-E&I-DD-336-TAD BRNR FUEL | TRAIN ANNUAL ELECTRICAL INSP | 30 | 28 | 2 - Subj Inspection | 0100870CPCA | TAD 2 BURNER FUEL TRAIN | 010-0872-SKD-001-00 |  |  |  | Ball Valves | DD | E&I | Inspect general condition. | Wear | Leak | Malfunction | 336 |  |  |  | JDE |  | TAD FUEL TRAIN | Data created/will be sent for upload | 0870-E&I-DD-336-TAD BRNR FUEL TRAIN ANNUAL ELECTRICAL INSP | 4660261
4905 | 0870-E&I-DD-336-TAD BRNR FUEL | TRAIN ANNUAL ELECTRICAL INSP | 30 | 28 | 1A - Adjust | 0100870CPCA | TAD 2 BURNER FUEL TRAIN | 010-0872-SKD-001-00 |  |  |  | Ball Valves | DD | E&I | Test the valve. | Calibration |  |  | 336 |  |  |  | JDE |  | TAD FUEL TRAIN | Data created/will be sent for upload | 0870-E&I-DD-336-TAD BRNR FUEL TRAIN ANNUAL ELECTRICAL INSP | 4660261
4906 | 0870-E&I-DD-336-TAD BRNR FUEL | TRAIN ANNUAL ELECTRICAL INSP | 30 | 28 | 1C - Clean | 0100870CPCA | TAD 2 BURNER FUEL TRAIN | 010-0872-SKD-001-00 |  |  |  | Vent Valve | DD | E&I | Clean. | Dirty |  |  | 336 |  |  |  | JDE |  | TAD FUEL TRAIN | Data created/will be sent for upload | 0870-E&I-DD-336-TAD BRNR FUEL TRAIN ANNUAL ELECTRICAL INSP | 4660261
4908 | 0870-E&I-DD-336-TAD BRNR FUEL | TRAIN ANNUAL ELECTRICAL INSP | 30 | 28 | 2 - Subj Inspection | 0100870CPCA | TAD 2 BURNER FUEL TRAIN | 010-0872-SKD-001-00 |  |  |  | Vent Valve | DD | E&I | Inspect general condition. | Wear | Leak | Malfunction | 336 |  |  |  | JDE |  | TAD FUEL TRAIN | Data created/will be sent for upload | 0870-E&I-DD-336-TAD BRNR FUEL TRAIN ANNUAL ELECTRICAL INSP | 4660261
4909 | 0870-E&I-DD-336-TAD BRNR FUEL | TRAIN ANNUAL ELECTRICAL INSP | 30 | 28 | 2 - Subj Inspection | 0100870CPCA | TAD 2 BURNER FUEL TRAIN | 010-0872-SKD-001-00 |  |  |  | Shutoff Valves | DD | E&I | Visually Inspect and clean. Create an order to replace if needed | Wear | Damaged | Leak | 336 |  |  |  | JDE |  | TAD FUEL TRAIN | Data created/will be sent for upload | 0870-E&I-DD-336-TAD BRNR FUEL TRAIN ANNUAL ELECTRICAL INSP | 4660261
4913 | 0870-E&I-DD-336-TAD BRNR FUEL | TRAIN ANNUAL ELECTRICAL INSP | 30 | 28 | 1C - Clean | 0100870CPCA | TAD 2 BURNER FUEL TRAIN | 010-0872-SKD-001-00 |  |  |  | Solenoid Valves | DD | E&I | Clean | Dirty |  |  | 336 |  |  |  | JDE |  | TAD FUEL TRAIN | Data created/will be sent for upload | 0870-E&I-DD-336-TAD BRNR FUEL TRAIN ANNUAL ELECTRICAL INSP | 4660261
4914 | 0870-E&I-DD-336-TAD BRNR FUEL | TRAIN ANNUAL ELECTRICAL INSP | 30 | 28 | 2 - Subj Inspection | 0100870CPCA | TAD 2 BURNER FUEL TRAIN | 010-0872-SKD-001-00 |  |  |  | Solenoid Valves | DD | E&I | Inspect general condition | Wear | Damaged | Leak | 336 |  |  |  | JDE |  | TAD FUEL TRAIN | Data created/will be sent for upload | 0870-E&I-DD-336-TAD BRNR FUEL TRAIN ANNUAL ELECTRICAL INSP | 4660261
4915 | 0870-E&I-DD-336-TAD BRNR FUEL | TRAIN ANNUAL ELECTRICAL INSP | 30 | 28 | 1A - Adjust | 0100870CPCA | TAD 2 BURNER FUEL TRAIN | 010-0872-SKD-001-00 |  |  |  | Solenoid Valves | DD | E&I | Test the valve | Calibration |  |  | 336 |  |  |  | JDE |  | TAD FUEL TRAIN | Data created/will be sent for upload | 0870-E&I-DD-336-TAD BRNR FUEL TRAIN ANNUAL ELECTRICAL INSP | 4660261
4917 | 0870-E&I-DD-336-TAD BRNR FUEL | TRAIN ANNUAL ELECTRICAL INSP | 30 | 28 | 1A - Adjust | 0100870CPCA | TAD 2 BURNER FUEL TRAIN | 010-0872-SKD-001-00 |  |  |  | Pressure Transmitter | DD | E&I | Instrument and Control Loop Check. Re-calibrate if required | Calibration | Out of adjustment |  | 336 |  |  |  | JDE |  | TAD FUEL TRAIN | Data created/will be sent for upload | 0870-E&I-DD-336-TAD BRNR FUEL TRAIN ANNUAL ELECTRICAL INSP | 4660261
4918 | 0870-E&I-DD-336-TAD BRNR FUEL | TRAIN ANNUAL ELECTRICAL INSP | 30 | 28 | 2 - Subj Inspection | 0100870CPCA | TAD 2 BURNER FUEL TRAIN | 010-0872-SKD-001-00 |  |  |  | Pressure Transmitter | DD | E&I | Inspect general condition | Out of adjustment | Wear |  | 336 |  |  |  | JDE |  | TAD FUEL TRAIN | Data created/will be sent for upload | 0870-E&I-DD-336-TAD BRNR FUEL TRAIN ANNUAL ELECTRICAL INSP | 4660261
4919 | 0870-E&I-DD-336-TAD BRNR FUEL | TRAIN ANNUAL ELECTRICAL INSP | 30 | 28 | 1C - Clean | 0100870CPCA | TAD 2 BURNER FUEL TRAIN | 010-0872-SKD-001-00 |  |  |  | Valve/Actuator | DD | E&I | Clean | Dirty |  |  | 336 |  |  |  | JDE |  | TAD FUEL TRAIN | Data created/will be sent for upload | 0870-E&I-DD-336-TAD BRNR FUEL TRAIN ANNUAL ELECTRICAL INSP | 4660261
4920 | 0870-E&I-DD-336-TAD BRNR FUEL | TRAIN ANNUAL ELECTRICAL INSP | 30 | 28 | 2 - Subj Inspection | 0100870CPCA | TAD 2 BURNER FUEL TRAIN | 010-0872-SKD-001-00 |  |  |  | Valve/Actuator | DD | E&I | Inspect general condition and create an order to adjust or replace if needed. | Wear | Leak | Malfunction | 336 |  |  |  | JDE |  | TAD FUEL TRAIN | Data created/will be sent for upload | 0870-E&I-DD-336-TAD BRNR FUEL TRAIN ANNUAL ELECTRICAL INSP | 4660261
4889 | 0870-EXT-IRD-336-TAD BRNR FUEL | TRAIN ANNUAL EXTERNAL INSP | 30 | 26 | 1A - Adjust | 0100870COCA | TAD 1 BURNER FUEL TRAIN | 010-0871-SKD-001-00 |  |  |  | Vent Valve | IRD | EXT | Pressure test. | Hight pressure | Low pressure |  | 336 |  |  |  | JDE |  | TAD FUEL TRAIN | Data created/will be sent for upload | 0870-EXT-IRD-336-TAD BRNR FUEL TRAIN ANNUAL EXTERNAL INSP | 4660262
4898 | 0870-EXT-IRD-336-TAD BRNR FUEL | TRAIN ANNUAL EXTERNAL INSP | 30 | 26 | 1A - Adjust | 0100870COCA | TAD 1 BURNER FUEL TRAIN | 010-0871-SKD-001-00 |  |  |  | Solenoid Valves | IRD | EXT | Pressure test | Hight pressure | Low pressure |  | 336 |  |  |  | JDE |  | TAD FUEL TRAIN | Data created/will be sent for upload | 0870-EXT-IRD-336-TAD BRNR FUEL TRAIN ANNUAL EXTERNAL INSP | 4660262
4907 | 0870-EXT-IRD-336-TAD BRNR FUEL | TRAIN ANNUAL EXTERNAL INSP | 30 | 26 | 1A - Adjust | 0100870CPCA | TAD 2 BURNER FUEL TRAIN | 010-0872-SKD-001-00 |  |  |  | Vent Valve | IRD | EXT | Pressure test. | Hight pressure | Low pressure |  | 336 |  |  |  | JDE |  | TAD FUEL TRAIN | Data created/will be sent for upload | 0870-EXT-IRD-336-TAD BRNR FUEL TRAIN ANNUAL EXTERNAL INSP | 4660262
4916 | 0870-EXT-IRD-336-TAD BRNR FUEL | TRAIN ANNUAL EXTERNAL INSP | 30 | 26 | 1A - Adjust | 0100870CPCA | TAD 2 BURNER FUEL TRAIN | 010-0872-SKD-001-00 |  |  |  | Solenoid Valves | IRD | EXT | Pressure test | Hight pressure | Low pressure |  | 336 |  |  |  | JDE |  | TAD FUEL TRAIN | Data created/will be sent for upload | 0870-EXT-IRD-336-TAD BRNR FUEL TRAIN ANNUAL EXTERNAL INSP | 4660262
4892 | 0870-E&I-QI-28-TAD BRNR FUEL | TRAIN MONTHLY ELECTRICAL INSP | 29 | 29 | 2 - Subj Inspection | 0100870COCA | TAD 1 BURNER FUEL TRAIN | 010-0871-SKD-001-00 |  |  |  | Pressure switches | QI | E&I | Visually inspect general condition | Wear | Looseness | Breakage | 28 |  |  |  | JDE |  | TAD FUEL TRAIN | Data created/will be sent for upload | 0870-E&I-QI-28-TAD BRNR FUEL TRAIN MONTHLY ELECTRICAL INSP | 4660263
4910 | 0870-E&I-QI-28-TAD BRNR FUEL | TRAIN MONTHLY ELECTRICAL INSP | 29 | 29 | 2 - Subj Inspection | 0100870CPCA | TAD 2 BURNER FUEL TRAIN | 010-0872-SKD-001-00 |  |  |  | Pressure switches | QI | E&I | Visually inspect general condition | Wear | Looseness | Breakage | 28 |  |  |  | JDE |  | TAD FUEL TRAIN | Data created/will be sent for upload | 0870-E&I-QI-28-TAD BRNR FUEL TRAIN MONTHLY ELECTRICAL INSP | 4660263
4893 | 0870-E&I-IRD-28-TAD BRNR FUEL | TRAIN MONTHLY ELECTRICAL INSP | 30 | 29 | 2 - Subj Inspection | 0100870COCA | TAD 1 BURNER FUEL TRAIN | 010-0871-SKD-001-00 |  |  |  | Pressure gauges | IRD | E&I | Visually Inspect pressure gauge readings within operating tolerance. | Out of Tolerance |  |  | 28 |  |  |  | JDE |  | TAD FUEL TRAIN | Data created/will be sent for upload | 0870-E&I-IRD-28-TAD BRNR FUEL TRAIN MONTHLY ELECTRICAL INSP | 4660264
4894 | 0870-E&I-IRD-28-TAD BRNR FUEL | TRAIN MONTHLY ELECTRICAL INSP | 30 | 29 | 2 - Subj Inspection | 0100870COCA | TAD 1 BURNER FUEL TRAIN | 010-0871-SKD-001-00 |  |  |  | Piping | IRD | E&I | Inspect general condition for leaks. | Leak |  |  | 28 |  |  |  | JDE |  | TAD FUEL TRAIN | Data created/will be sent for upload | 0870-E&I-IRD-28-TAD BRNR FUEL TRAIN MONTHLY ELECTRICAL INSP | 4660264
4911 | 0870-E&I-IRD-28-TAD BRNR FUEL | TRAIN MONTHLY ELECTRICAL INSP | 30 | 29 | 2 - Subj Inspection | 0100870CPCA | TAD 2 BURNER FUEL TRAIN | 010-0872-SKD-001-00 |  |  |  | Pressure gauges | IRD | E&I | Visually Inspect pressure gauge readings within operating tolerance. | Out of Tolerance |  |  | 28 |  |  |  | JDE |  | TAD FUEL TRAIN | Data created/will be sent for upload | 0870-E&I-IRD-28-TAD BRNR FUEL TRAIN MONTHLY ELECTRICAL INSP | 4660264
4912 | 0870-E&I-IRD-28-TAD BRNR FUEL | TRAIN MONTHLY ELECTRICAL INSP | 30 | 29 | 2 - Subj Inspection | 0100870CPCA | TAD 2 BURNER FUEL TRAIN | 010-0872-SKD-001-00 |  |  |  | Piping | IRD | E&I | Inspect general condition for leaks. | Leak |  |  | 28 |  |  |  | JDE |  | TAD FUEL TRAIN | Data created/will be sent for upload | 0870-E&I-IRD-28-TAD BRNR FUEL TRAIN MONTHLY ELECTRICAL INSP | 4660264
4921 | 0844-MEC-DD-168-THRMOCOMPRESOR | SEMI-ANNUAL INSPECTION | 30 | 22 | 1C - Clean | 0100844AB | THERMOCOMPRESSOR | 010-0844-TCO-001-00 |  |  |  | Thermocompressor | DD | MEC | Clean the thermocompressor. | Build up | Dirty |  | 168 |  | Any scale accumulations must be removed |  | JDE |  | THERMOCOMPRESSOR | Data created/will be sent for upload | 0844-MEC-DD-168-THRMOCOMPRESOR SEMI-ANNUAL INSPECTION | 4660265
4922 | 0844-MEC-DD-168-THRMOCOMPRESOR | SEMI-ANNUAL INSPECTION | 30 | 22 | 2 - Subj Inspection | 0100844AB | THERMOCOMPRESSOR | 010-0844-TCO-001-00 |  |  |  | Fasteners | DD | MEC | Visually inspect for looseness or wear. | Looseness | Wear |  | 168 |  | The stuffing box follower should be tightened lightly to maintain seal. If the packing becomes compressed greatly the stuffing box must be repacked |  | JDE |  | THERMOCOMPRESSOR | Data created/will be sent for upload | 0844-MEC-DD-168-THRMOCOMPRESOR SEMI-ANNUAL INSPECTION | 4660265
4923 | 0844-MEC-DD-168-THRMOCOMPRESOR | SEMI-ANNUAL INSPECTION | 30 | 22 | 1C - Clean | 0100844AB | THERMOCOMPRESSOR | 010-0844-TCO-001-00 |  |  |  | Nozzles | DD | MEC | Clean the nozzles. | Build up | Dirty |  | 168 |  | To clean nozzle, remove stuffing box complete with diaphragm head and spindle guide from body. Care must be exercised to make sure spindle does not fall off sprindle rod. |  | JDE |  | THERMOCOMPRESSOR | Data created/will be sent for upload | 0844-MEC-DD-168-THRMOCOMPRESOR SEMI-ANNUAL INSPECTION | 4660265
4924 | 0844-MEC-DD-168-THRMOCOMPRESOR | SEMI-ANNUAL INSPECTION | 30 | 22 | 2 - Subj Inspection | 0100844AB | THERMOCOMPRESSOR | 010-0844-TCO-001-00 |  |  |  | Packing kit | DD | MEC | Visually inspect packing kit and create an order to replace if needed. | Wear | Damaged |  | 168 |  | This task must be done while removing parts for the nozzle cleaning. |  | JDE |  | THERMOCOMPRESSOR | Data created/will be sent for upload | 0844-MEC-DD-168-THRMOCOMPRESOR SEMI-ANNUAL INSPECTION | 4660265
4925 | 0844-MEC-DD-168-THRMOCOMPRESOR | SEMI-ANNUAL INSPECTION | 30 | 22 | 2 - Subj Inspection | 0100844AB | THERMOCOMPRESSOR | 010-0844-TCO-001-00 |  |  |  | Thermocompressor | DD | MEC | Visually inspect for leaks or damages. | Wear | Damaged |  | 168 |  |  |  | JDE |  | THERMOCOMPRESSOR | Data created/will be sent for upload | 0844-MEC-DD-168-THRMOCOMPRESOR SEMI-ANNUAL INSPECTION | 4660265
4926 | 0854-MEC-IRD-84-PARENT ROLL | QUARTERLY MECHANICAL INSP | 27 | 25 | 2 - Subj Inspection | 0100854A | PARENT ROLL TABLE | 010-0854-RHS-001-00 |  |  |  | Hydraulic cylinders | IRD | MEC | Visually inspect for proper operation and leaks. | Malfunction | Leak |  | 84 |  |  |  | JDE |  | ROLL TABLE TIPPER | Data created/will be sent for upload | 0854-MEC-IRD-84-PARENT ROLL QUARTERLY MECHANICAL INSP | 4660266
5051 | 0854-MEC-IRD-84-PARENT ROLL | QUARTERLY MECHANICAL INSP | 27 | 25 | 2 - Subj Inspection | 0100854G | PARENT ROLL UPENDER | 010-0854-RHS-002-00 |  |  |  | Hydraulic cylinders | IRD | MEC | Visually inspect for proper operation and leaks. | Malfunction | Leak |  | 84 |  |  |  | JDE |  | ROLL TABLE TIPPER | Data created/will be sent for upload | 0854-MEC-IRD-84-PARENT ROLL QUARTERLY MECHANICAL INSP | 4660266
5054 | 0854-MEC-IRD-84-PARENT ROLL | QUARTERLY MECHANICAL INSP | 27 | 25 | 4 - Cond Monitoring | 0100854G | PARENT ROLL UPENDER | 010-0854-RHS-002-00 |  |  |  | Coupling | IRD | MEC | Verify the state of the coupling with a stroboscope (the metal-polymer junction). | Wear | Looseness |  | 84 |  |  |  | AMS |  | ROLL TABLE TIPPER | SUGGESTED TASK TO SEND TO ZACH | 0854-MEC-IRD-84-PARENT ROLL QUARTERLY MECHANICAL INSP | 4660266
4927 | 0854-LUB-IRD-168-PARENT ROLL | SEMI-ANNUAL BEARINGS LUBE | 28 | 25 | 1L - Lubricate | 0100854A | PARENT ROLL TABLE | 010-0854-RHS-001-00 |  |  |  | Bearings | IRD | LUB | Lubricate bearings with grease. | Lack of lubricant |  |  | 168 |  |  |  | LUBE-IT |  | ROLL TABLE TIPPER | SUGGESTED TASK TO SEND TO TRENT | 0854-LUB-IRD-168-PARENT ROLL SEMI-ANNUAL BEARINGS LUBE | 4660267
4952 | 0854-LUB-IRD-168-PARENT ROLL | SEMI-ANNUAL BEARINGS LUBE | 28 | 25 | 1L - Lubricate | 0100854B | PARENT ROLL DISCHARGE CONVEYOR NO. 1 | 010-0854-CON-001-00 |  |  |  | Bearings | IRD | LUB | Lubricate bearings with grease. | Lack of lubricant |  |  | 168 |  |  |  | LUBE-IT |  | ROLL TABLE TIPPER | SUGGESTED TASK TO SEND TO TRENT | 0854-LUB-IRD-168-PARENT ROLL SEMI-ANNUAL BEARINGS LUBE | 4660267
4975 | 0854-LUB-IRD-168-PARENT ROLL | SEMI-ANNUAL BEARINGS LUBE | 28 | 25 | 1L - Lubricate | 0100854C | PARENT ROLL DISCHARGE CONVEYOR NO. 2 | 010-0854-CON-002-00 |  |  |  | Bearings | IRD | LUB | Lubricate bearings with grease. | Lack of lubricant |  |  | 168 |  |  |  | LUBE-IT |  | ROLL TABLE TIPPER | SUGGESTED TASK TO SEND TO TRENT | 0854-LUB-IRD-168-PARENT ROLL SEMI-ANNUAL BEARINGS LUBE | 4660267
4998 | 0854-LUB-IRD-168-PARENT ROLL | SEMI-ANNUAL BEARINGS LUBE | 28 | 25 | 1L - Lubricate | 0100854D | PARENT ROLL TRANSFER CONVEYOR NO. 1 | 010-0854-CON-003-00 |  |  |  | Bearings | IRD | LUB | Lubricate bearings with grease. | Lack of lubricant |  |  | 168 |  |  |  | LUBE-IT |  | ROLL TABLE TIPPER | SUGGESTED TASK TO SEND TO TRENT | 0854-LUB-IRD-168-PARENT ROLL SEMI-ANNUAL BEARINGS LUBE | 4660267
5011 | 0854-LUB-IRD-168-PARENT ROLL | SEMI-ANNUAL BEARINGS LUBE | 28 | 25 | 1L - Lubricate | 0100854E | PARENT ROLL TURNTABLE CONVEYOR | 010-0854-CON-004-00 |  |  |  | Bearings | IRD | LUB | Lubricate bearings with grease. | Lack of lubricant |  |  | 168 |  |  |  | LUBE-IT |  | ROLL TABLE TIPPER | SUGGESTED TASK TO SEND TO TRENT | 0854-LUB-IRD-168-PARENT ROLL SEMI-ANNUAL BEARINGS LUBE | 4660267
5013 | 0854-LUB-IRD-168-PARENT ROLL | SEMI-ANNUAL BEARINGS LUBE | 28 | 25 | 1L - Lubricate | 0100854E | PARENT ROLL TURNTABLE CONVEYOR | 010-0854-CON-004-00 |  |  |  | Wheel bearings | IRD | LUB | Lubricate bearings with grease. | Lack of lubricant |  |  | 168 |  |  |  | LUBE-IT |  | ROLL TABLE TIPPER | SUGGESTED TASK TO SEND TO TRENT | 0854-LUB-IRD-168-PARENT ROLL SEMI-ANNUAL BEARINGS LUBE | 4660267
5044 | 0854-LUB-IRD-168-PARENT ROLL | SEMI-ANNUAL BEARINGS LUBE | 28 | 25 | 1L - Lubricate | 0100854F | PARENT ROLL TRANSFER CONVEYOR NO. 2 | 010-0854-CON-005-00 |  |  |  | Bearings | IRD | LUB | Lubricate bearings with grease. | Lack of lubricant |  |  | 168 |  |  |  | LUBE-IT |  | ROLL TABLE TIPPER | SUGGESTED TASK TO SEND TO TRENT | 0854-LUB-IRD-168-PARENT ROLL SEMI-ANNUAL BEARINGS LUBE | 4660267
5052 | 0854-LUB-IRD-168-PARENT ROLL | SEMI-ANNUAL BEARINGS LUBE | 28 | 25 | 1L - Lubricate | 0100854G | PARENT ROLL UPENDER | 010-0854-RHS-002-00 |  |  |  | Bearings | IRD | LUB | Lubricate bearings with grease. | Lack of lubricant |  |  | 168 |  |  |  | LUBE-IT |  | ROLL TABLE TIPPER | SUGGESTED TASK TO SEND TO TRENT | 0854-LUB-IRD-168-PARENT ROLL SEMI-ANNUAL BEARINGS LUBE | 4660267
5093 | 0854-LUB-IRD-168-PARENT ROLL | SEMI-ANNUAL BEARINGS LUBE | 28 | 25 | 1L - Lubricate | 0100854H | PARENT ROLL PICK-UP CONVEYOR NO. 1 | 010-0854-CON-006-00 |  |  |  | Bearings | IRD | LUB | Lubricate bearings with grease. | Lack of lubricant |  |  | 168 |  |  |  | LUBE-IT |  | ROLL TABLE TIPPER | SUGGESTED TASK TO SEND TO TRENT | 0854-LUB-IRD-168-PARENT ROLL SEMI-ANNUAL BEARINGS LUBE | 4660267
4928 | 0854-MEC-IRD-168-PARENT ROLL | QUARTERLY MECHANICAL INSP | 28 | 25 | 2 - Subj Inspection | 0100854A | PARENT ROLL TABLE | 010-0854-RHS-001-00 |  |  |  | Bearings | IRD | MEC | Visually inspect general condition. | Wear | Noise | Vibration | 168 |  |  |  | JDE |  | ROLL TABLE TIPPER | Data created/will be sent for upload | 0854-MEC-IRD-168-PARENT ROLL QUARTERLY MECHANICAL INSP | 4660268
4953 | 0854-MEC-IRD-168-PARENT ROLL | QUARTERLY MECHANICAL INSP | 28 | 25 | 2 - Subj Inspection | 0100854B | PARENT ROLL DISCHARGE CONVEYOR NO. 1 | 010-0854-CON-001-00 |  |  |  | Bearings | IRD | MEC | Visually inspect general condition. | Wear | Noise | Vibration | 168 |  |  |  | JDE |  | ROLL TABLE TIPPER | Data created/will be sent for upload | 0854-MEC-IRD-168-PARENT ROLL QUARTERLY MECHANICAL INSP | 4660268
4976 | 0854-MEC-IRD-168-PARENT ROLL | QUARTERLY MECHANICAL INSP | 28 | 25 | 2 - Subj Inspection | 0100854C | PARENT ROLL DISCHARGE CONVEYOR NO. 2 | 010-0854-CON-002-00 |  |  |  | Bearings | IRD | MEC | Visually inspect general condition. | Wear | Noise | Vibration | 168 |  |  |  | JDE |  | ROLL TABLE TIPPER | Data created/will be sent for upload | 0854-MEC-IRD-168-PARENT ROLL QUARTERLY MECHANICAL INSP | 4660268
4999 | 0854-MEC-IRD-168-PARENT ROLL | QUARTERLY MECHANICAL INSP | 28 | 25 | 2 - Subj Inspection | 0100854D | PARENT ROLL TRANSFER CONVEYOR NO. 1 | 010-0854-CON-003-00 |  |  |  | Bearings | IRD | MEC | Visually inspect general condition. | Wear | Noise | Vibration | 168 |  |  |  | JDE |  | ROLL TABLE TIPPER | Data created/will be sent for upload | 0854-MEC-IRD-168-PARENT ROLL QUARTERLY MECHANICAL INSP | 4660268
5012 | 0854-MEC-IRD-168-PARENT ROLL | QUARTERLY MECHANICAL INSP | 28 | 25 | 2 - Subj Inspection | 0100854E | PARENT ROLL TURNTABLE CONVEYOR | 010-0854-CON-004-00 |  |  |  | Bearings | IRD | MEC | Visually inspect general condition. | Wear | Noise | Vibration | 168 |  |  |  | JDE |  | ROLL TABLE TIPPER | Data created/will be sent for upload | 0854-MEC-IRD-168-PARENT ROLL QUARTERLY MECHANICAL INSP | 4660268
5045 | 0854-MEC-IRD-168-PARENT ROLL | QUARTERLY MECHANICAL INSP | 28 | 25 | 2 - Subj Inspection | 0100854F | PARENT ROLL TRANSFER CONVEYOR NO. 2 | 010-0854-CON-005-00 |  |  |  | Bearings | IRD | MEC | Visually inspect general condition. | Wear | Noise | Vibration | 168 |  |  |  | JDE |  | ROLL TABLE TIPPER | Data created/will be sent for upload | 0854-MEC-IRD-168-PARENT ROLL QUARTERLY MECHANICAL INSP | 4660268
5053 | 0854-MEC-IRD-168-PARENT ROLL | QUARTERLY MECHANICAL INSP | 28 | 25 | 2 - Subj Inspection | 0100854G | PARENT ROLL UPENDER | 010-0854-RHS-002-00 |  |  |  | Bearings | IRD | MEC | Visually inspect general condition. | Wear | Noise | Vibration | 168 |  |  |  | JDE |  | ROLL TABLE TIPPER | Data created/will be sent for upload | 0854-MEC-IRD-168-PARENT ROLL QUARTERLY MECHANICAL INSP | 4660268
5094 | 0854-MEC-IRD-168-PARENT ROLL | QUARTERLY MECHANICAL INSP | 28 | 25 | 2 - Subj Inspection | 0100854H | PARENT ROLL PICK-UP CONVEYOR NO. 1 | 010-0854-CON-006-00 |  |  |  | Bearings | IRD | MEC | Visually inspect general condition. | Wear | Noise | Vibration | 168 |  |  |  | JDE |  | ROLL TABLE TIPPER | Data created/will be sent for upload | 0854-MEC-IRD-168-PARENT ROLL QUARTERLY MECHANICAL INSP | 4660268
4929 | 0854-MEC-DD-168-PARENT ROLL | SEMI-ANNUAL MECHANICAL INSP | 27 | 27 | 2 - Subj Inspection | 0100854A | PARENT ROLL TABLE | 010-0854-RHS-001-00 |  |  |  | Frame | DD | MEC | Visually inspect the Parent roll table frame for wear and damages. | Wear | Damaged |  | 168 |  |  |  | JDE |  | ROLL TABLE TIPPER | Data created/will be sent for upload | 0854-MEC-DD-168-PARENT ROLL SEMI-ANNUAL MECHANICAL INSP | 4660269
4930 | 0854-MEC-DD-168-PARENT ROLL | SEMI-ANNUAL MECHANICAL INSP | 27 | 27 | 2 - Subj Inspection | 0100854A | PARENT ROLL TABLE | 010-0854-RHS-001-00 |  |  |  | Fasteners | DD | MEC | Visually inspect for wear and looseness. Tighten or replace if needed. | Wear | Looseness |  | 168 |  |  |  | JDE |  | ROLL TABLE TIPPER | Data created/will be sent for upload | 0854-MEC-DD-168-PARENT ROLL SEMI-ANNUAL MECHANICAL INSP | 4660269
4935 | 0854-MEC-DD-168-PARENT ROLL | SEMI-ANNUAL MECHANICAL INSP | 27 | 27 | 1C - Clean | 0100854A | PARENT ROLL TABLE | 010-0854-RHS-001-00 |  |  |  | Frame | DD | MEC | Clean the parent roll table frame. | Dirty | Build up |  | 168 |  |  |  | JDE |  | ROLL TABLE TIPPER | Data created/will be sent for upload | 0854-MEC-DD-168-PARENT ROLL SEMI-ANNUAL MECHANICAL INSP | 4660269
4946 | 0854-MEC-DD-168-PARENT ROLL | SEMI-ANNUAL MECHANICAL INSP | 27 | 27 | 1C - Clean | 0100854B | PARENT ROLL DISCHARGE CONVEYOR NO. 1 | 010-0854-CON-001-00 |  |  |  | Frame | DD | MEC | Clean the frame. | Dirty | Build up |  | 168 |  |  |  | JDE |  | ROLL TABLE TIPPER | Data created/will be sent for upload | 0854-MEC-DD-168-PARENT ROLL SEMI-ANNUAL MECHANICAL INSP | 4660269
4951 | 0854-MEC-DD-168-PARENT ROLL | SEMI-ANNUAL MECHANICAL INSP | 27 | 27 | 2 - Subj Inspection | 0100854B | PARENT ROLL DISCHARGE CONVEYOR NO. 1 | 010-0854-CON-001-00 |  |  |  | Screws | DD | MEC | Visually inspect general condition and tighten if needed. | looseness | Wear | Damaged | 168 |  |  |  | JDE |  | ROLL TABLE TIPPER | Data created/will be sent for upload | 0854-MEC-DD-168-PARENT ROLL SEMI-ANNUAL MECHANICAL INSP | 4660269
4969 | 0854-MEC-DD-168-PARENT ROLL | SEMI-ANNUAL MECHANICAL INSP | 27 | 27 | 1C - Clean | 0100854C | PARENT ROLL DISCHARGE CONVEYOR NO. 2 | 010-0854-CON-002-00 |  |  |  | Frame | DD | MEC | Clean the frame. | Dirty | Build up |  | 168 |  |  |  | JDE |  | ROLL TABLE TIPPER | Data created/will be sent for upload | 0854-MEC-DD-168-PARENT ROLL SEMI-ANNUAL MECHANICAL INSP | 4660269
4974 | 0854-MEC-DD-168-PARENT ROLL | SEMI-ANNUAL MECHANICAL INSP | 27 | 27 | 2 - Subj Inspection | 0100854C | PARENT ROLL DISCHARGE CONVEYOR NO. 2 | 010-0854-CON-002-00 |  |  |  | Screws | DD | MEC | Visually inspect general condition and tighten if needed. | looseness | Wear | Damaged | 168 |  |  |  | JDE |  | ROLL TABLE TIPPER | Data created/will be sent for upload | 0854-MEC-DD-168-PARENT ROLL SEMI-ANNUAL MECHANICAL INSP | 4660269
4992 | 0854-MEC-DD-168-PARENT ROLL | SEMI-ANNUAL MECHANICAL INSP | 27 | 27 | 1C - Clean | 0100854D | PARENT ROLL TRANSFER CONVEYOR NO. 1 | 010-0854-CON-003-00 |  |  |  | Frame | DD | MEC | Clean the frame. | Dirty | Build up |  | 168 |  |  |  | JDE |  | ROLL TABLE TIPPER | Data created/will be sent for upload | 0854-MEC-DD-168-PARENT ROLL SEMI-ANNUAL MECHANICAL INSP | 4660269
4997 | 0854-MEC-DD-168-PARENT ROLL | SEMI-ANNUAL MECHANICAL INSP | 27 | 27 | 2 - Subj Inspection | 0100854D | PARENT ROLL TRANSFER CONVEYOR NO. 1 | 010-0854-CON-003-00 |  |  |  | Screws | DD | MEC | Visually inspect general condition and tighten if needed. | looseness | Wear | Damaged | 168 |  |  |  | JDE |  | ROLL TABLE TIPPER | Data created/will be sent for upload | 0854-MEC-DD-168-PARENT ROLL SEMI-ANNUAL MECHANICAL INSP | 4660269
5016 | 0854-MEC-DD-168-PARENT ROLL | SEMI-ANNUAL MECHANICAL INSP | 27 | 27 | 2 - Subj Inspection | 0100854E | PARENT ROLL TURNTABLE CONVEYOR | 010-0854-CON-004-00 |  |  |  | Rubber buffer | DD | MEC | Visually inspect the rubber buffer for wear or damage. Create an order to replace if needed. | Wear | Damaged |  | 168 |  |  |  | JDE |  | ROLL TABLE TIPPER | Data created/will be sent for upload | 0854-MEC-DD-168-PARENT ROLL SEMI-ANNUAL MECHANICAL INSP | 4660269
5038 | 0854-MEC-DD-168-PARENT ROLL | SEMI-ANNUAL MECHANICAL INSP | 27 | 27 | 1C - Clean | 0100854F | PARENT ROLL TRANSFER CONVEYOR NO. 2 | 010-0854-CON-005-00 |  |  |  | Frame | DD | MEC | Clean the frame. | Dirty | Build up |  | 168 |  |  |  | JDE |  | ROLL TABLE TIPPER | Data created/will be sent for upload | 0854-MEC-DD-168-PARENT ROLL SEMI-ANNUAL MECHANICAL INSP | 4660269
5043 | 0854-MEC-DD-168-PARENT ROLL | SEMI-ANNUAL MECHANICAL INSP | 27 | 27 | 2 - Subj Inspection | 0100854F | PARENT ROLL TRANSFER CONVEYOR NO. 2 | 010-0854-CON-005-00 |  |  |  | Screws | DD | MEC | Visually inspect general condition and tighten if needed. | looseness | Wear | Damaged | 168 |  |  |  | JDE |  | ROLL TABLE TIPPER | Data created/will be sent for upload | 0854-MEC-DD-168-PARENT ROLL SEMI-ANNUAL MECHANICAL INSP | 4660269
5055 | 0854-MEC-DD-168-PARENT ROLL | SEMI-ANNUAL MECHANICAL INSP | 27 | 27 | 2 - Subj Inspection | 0100854G | PARENT ROLL UPENDER | 010-0854-RHS-002-00 |  |  |  | Coupling | DD | MEC | Ensure that there is no play on the shaft and no wear on the part. | Wear | Looseness | Clearance/alignment failure | 168 |  |  |  | JDE |  | ROLL TABLE TIPPER | Data created/will be sent for upload | 0854-MEC-DD-168-PARENT ROLL SEMI-ANNUAL MECHANICAL INSP | 4660269
5070 | 0854-MEC-DD-168-PARENT ROLL | SEMI-ANNUAL MECHANICAL INSP | 27 | 27 | 1C - Clean | 0100854G | PARENT ROLL UPENDER | 010-0854-RHS-002-00 |  |  |  | Frame | DD | MEC | Clean the frame. | Dirty | Build up |  | 168 |  |  |  | JDE |  | ROLL TABLE TIPPER | Data created/will be sent for upload | 0854-MEC-DD-168-PARENT ROLL SEMI-ANNUAL MECHANICAL INSP | 4660269
5073 | 0854-MEC-DD-168-PARENT ROLL | SEMI-ANNUAL MECHANICAL INSP | 27 | 27 | 2 - Subj Inspection | 0100854G | PARENT ROLL UPENDER | 010-0854-RHS-002-00 |  |  |  | Screws | DD | MEC | Visually inspect general condition and tighten if needed. | looseness | Wear | Damaged | 168 |  |  |  | JDE |  | ROLL TABLE TIPPER | Data created/will be sent for upload | 0854-MEC-DD-168-PARENT ROLL SEMI-ANNUAL MECHANICAL INSP | 4660269
5074 | 0854-MEC-DD-168-PARENT ROLL | SEMI-ANNUAL MECHANICAL INSP | 27 | 27 | 2 - Subj Inspection | 0100854G | PARENT ROLL UPENDER | 010-0854-RHS-002-00 |  |  |  | Rubber buffer | DD | MEC | Visually inspect the rubber buffer for wear or damage. Create an order to replace if needed. | Wear | Damaged |  | 168 |  |  |  | JDE |  | ROLL TABLE TIPPER | Data created/will be sent for upload | 0854-MEC-DD-168-PARENT ROLL SEMI-ANNUAL MECHANICAL INSP | 4660269
5089 | 0854-MEC-DD-168-PARENT ROLL | SEMI-ANNUAL MECHANICAL INSP | 27 | 27 | 1C - Clean | 0100854H | PARENT ROLL PICK-UP CONVEYOR NO. 1 | 010-0854-CON-006-00 |  |  |  | Frame | DD | MEC | Clean the frame. | Dirty | Build up |  | 168 |  |  |  | JDE |  | ROLL TABLE TIPPER | Data created/will be sent for upload | 0854-MEC-DD-168-PARENT ROLL SEMI-ANNUAL MECHANICAL INSP | 4660269
5108 | 0854-MEC-DD-168-PARENT ROLL | SEMI-ANNUAL MECHANICAL INSP | 27 | 27 | 1C - Clean | 0100854I | PARENT ROLL PICK-UP CONVEYOR NO. 2 | 010-0854-CON-007-00 |  |  |  | Frame | DD | MEC | Clean the frame. | Dirty | Build up |  | 168 |  |  |  | JDE |  | ROLL TABLE TIPPER | Data created/will be sent for upload | 0854-MEC-DD-168-PARENT ROLL SEMI-ANNUAL MECHANICAL INSP | 4660269
4931 | 0854-LUB-DD-168-PARENT ROLL | SEMI ANNUAL LUBRICATION | 27 | 23 | 1L - Lubricate | 0100854A | PARENT ROLL TABLE | 010-0854-RHS-001-00 |  |  |  | Ball Couplings | DD | LUB | Lubricate the ball couplings with grease. | Lack of lubricant |  |  | 168 |  |  |  | LUBE-IT |  | ROLL TABLE TIPPER | SUGGESTED TASK TO SEND TO TRENT | 0854-LUB-DD-168-PARENT ROLL SEMI ANNUAL LUBRICATION | 4660270
4948 | 0854-LUB-DD-168-PARENT ROLL | SEMI ANNUAL LUBRICATION | 27 | 23 | 1L - Lubricate | 0100854B | PARENT ROLL DISCHARGE CONVEYOR NO. 1 | 010-0854-CON-001-00 |  |  |  | Stretching screw | DD | LUB | Lubricate with graphite grease. | Lack of lubricant |  |  | 168 |  |  |  | LUBE-IT |  | ROLL TABLE TIPPER | SUGGESTED TASK TO SEND TO TRENT | 0854-LUB-DD-168-PARENT ROLL SEMI ANNUAL LUBRICATION | 4660270
4958 | 0854-LUB-DD-168-PARENT ROLL | SEMI ANNUAL LUBRICATION | 27 | 23 | 2 - Subj Inspection | 0100854B | PARENT ROLL DISCHARGE CONVEYOR NO. 1 | 010-0854-CON-001-00 |  |  |  | Gearbox | DD | LUB | Check oil level. | Low Oil Level |  |  | 168 |  |  |  | LUBE-IT |  | ROLL TABLE TIPPER | SUGGESTED TASK TO SEND TO TRENT | 0854-LUB-DD-168-PARENT ROLL SEMI ANNUAL LUBRICATION | 4660270
4971 | 0854-LUB-DD-168-PARENT ROLL | SEMI ANNUAL LUBRICATION | 27 | 23 | 1L - Lubricate | 0100854C | PARENT ROLL DISCHARGE CONVEYOR NO. 2 | 010-0854-CON-002-00 |  |  |  | Stretching screw | DD | LUB | Lubricate with graphite grease. | Lack of lubricant |  |  | 168 |  |  |  | LUBE-IT |  | ROLL TABLE TIPPER | SUGGESTED TASK TO SEND TO TRENT | 0854-LUB-DD-168-PARENT ROLL SEMI ANNUAL LUBRICATION | 4660270
4981 | 0854-LUB-DD-168-PARENT ROLL | SEMI ANNUAL LUBRICATION | 27 | 23 | 2 - Subj Inspection | 0100854C | PARENT ROLL DISCHARGE CONVEYOR NO. 2 | 010-0854-CON-002-00 |  |  |  | Gearbox | DD | LUB | Check oil level. | Low Oil Level |  |  | 168 |  |  |  | LUBE-IT |  | ROLL TABLE TIPPER | SUGGESTED TASK TO SEND TO TRENT | 0854-LUB-DD-168-PARENT ROLL SEMI ANNUAL LUBRICATION | 4660270
4994 | 0854-LUB-DD-168-PARENT ROLL | SEMI ANNUAL LUBRICATION | 27 | 23 | 1L - Lubricate | 0100854D | PARENT ROLL TRANSFER CONVEYOR NO. 1 | 010-0854-CON-003-00 |  |  |  | Stretching screw | DD | LUB | Lubricate with graphite grease. | Lack of lubricant |  |  | 168 |  |  |  | LUBE-IT |  | ROLL TABLE TIPPER | SUGGESTED TASK TO SEND TO TRENT | 0854-LUB-DD-168-PARENT ROLL SEMI ANNUAL LUBRICATION | 4660270
5004 | 0854-LUB-DD-168-PARENT ROLL | SEMI ANNUAL LUBRICATION | 27 | 23 | 2 - Subj Inspection | 0100854D | PARENT ROLL TRANSFER CONVEYOR NO. 1 | 010-0854-CON-003-00 |  |  |  | Gearbox | DD | LUB | Check oil level. | Low Oil Level |  |  | 168 |  |  |  | LUBE-IT |  | ROLL TABLE TIPPER | SUGGESTED TASK TO SEND TO TRENT | 0854-LUB-DD-168-PARENT ROLL SEMI ANNUAL LUBRICATION | 4660270
5026 | 0854-LUB-DD-168-PARENT ROLL | SEMI ANNUAL LUBRICATION | 27 | 23 | 2 - Subj Inspection | 0100854E | PARENT ROLL TURNTABLE CONVEYOR | 010-0854-CON-004-00 |  |  |  | Gearboxes | DD | LUB | Check oil level. | Low Oil Level |  |  | 168 |  |  |  | LUBE-IT |  | ROLL TABLE TIPPER | SUGGESTED TASK TO SEND TO TRENT | 0854-LUB-DD-168-PARENT ROLL SEMI ANNUAL LUBRICATION | 4660270
5040 | 0854-LUB-DD-168-PARENT ROLL | SEMI ANNUAL LUBRICATION | 27 | 23 | 1L - Lubricate | 0100854F | PARENT ROLL TRANSFER CONVEYOR NO. 2 | 010-0854-CON-005-00 |  |  |  | Stretching screw | DD | LUB | Lubricate with graphite grease. | Lack of lubricant |  |  | 168 |  |  |  | LUBE-IT |  | ROLL TABLE TIPPER | SUGGESTED TASK TO SEND TO TRENT | 0854-LUB-DD-168-PARENT ROLL SEMI ANNUAL LUBRICATION | 4660270
5050 | 0854-LUB-DD-168-PARENT ROLL | SEMI ANNUAL LUBRICATION | 27 | 23 | 2 - Subj Inspection | 0100854F | PARENT ROLL TRANSFER CONVEYOR NO. 2 | 010-0854-CON-005-00 |  |  |  | Gearbox | DD | LUB | Check oil level. | Low Oil Level |  |  | 168 |  |  |  | LUBE-IT |  | ROLL TABLE TIPPER | SUGGESTED TASK TO SEND TO TRENT | 0854-LUB-DD-168-PARENT ROLL SEMI ANNUAL LUBRICATION | 4660270
5065 | 0854-LUB-DD-168-PARENT ROLL | SEMI ANNUAL LUBRICATION | 27 | 23 | 2 - Subj Inspection | 0100854G | PARENT ROLL UPENDER | 010-0854-RHS-002-00 |  |  |  | Gearboxes | DD | LUB | Check oil level. | Low Oil Level |  |  | 168 |  |  |  | LUBE-IT |  | ROLL TABLE TIPPER | SUGGESTED TASK TO SEND TO TRENT | 0854-LUB-DD-168-PARENT ROLL SEMI ANNUAL LUBRICATION | 4660270
5077 | 0854-LUB-DD-168-PARENT ROLL | SEMI ANNUAL LUBRICATION | 27 | 23 | 1L - Lubricate | 0100854G | PARENT ROLL UPENDER | 010-0854-RHS-002-00 |  |  |  | Stretching screw | DD | LUB | Lubricate with graphite grease. | Lack of lubricant |  |  | 168 |  |  |  | LUBE-IT |  | ROLL TABLE TIPPER | SUGGESTED TASK TO SEND TO TRENT | 0854-LUB-DD-168-PARENT ROLL SEMI ANNUAL LUBRICATION | 4660270
5082 | 0854-LUB-DD-168-PARENT ROLL | SEMI ANNUAL LUBRICATION | 27 | 23 | 2 - Subj Inspection | 0100854H | PARENT ROLL PICK-UP CONVEYOR NO. 1 | 010-0854-CON-006-00 |  |  |  | Gearboxes | DD | LUB | Check oil level. | Low Oil Level |  |  | 168 |  |  |  | LUBE-IT |  | ROLL TABLE TIPPER | SUGGESTED TASK TO SEND TO TRENT | 0854-LUB-DD-168-PARENT ROLL SEMI ANNUAL LUBRICATION | 4660270
5102 | 0854-LUB-DD-168-PARENT ROLL | SEMI ANNUAL LUBRICATION | 27 | 23 | 2 - Subj Inspection | 0100854I | PARENT ROLL PICK-UP CONVEYOR NO. 2 | 010-0854-CON-007-00 |  |  |  | Gearbox | DD | LUB | Check oil level. | Low Oil Level |  |  | 168 |  |  |  | LUBE-IT |  | ROLL TABLE TIPPER | SUGGESTED TASK TO SEND TO TRENT | 0854-LUB-DD-168-PARENT ROLL SEMI ANNUAL LUBRICATION | 4660270
4932 | 0854-MEC-DD-84-PARENT ROLL | QUARTERLY MECHANICAL INSP | 26 | 25 | 2 - Subj Inspection | 0100854A | PARENT ROLL TABLE | 010-0854-RHS-001-00 |  |  |  | Ball Couplings | DD | MEC | Visually inspect general condition. | Wear | Alignment |  | 84 |  |  |  | JDE |  | ROLL TABLE TIPPER | Data created/will be sent for upload | 0854-MEC-DD-84-PARENT ROLL QUARTERLY MECHANICAL INSP | 4660271
4933 | 0854-MEC-DD-84-PARENT ROLL | QUARTERLY MECHANICAL INSP | 26 | 25 | 2 - Subj Inspection | 0100854A | PARENT ROLL TABLE | 010-0854-RHS-001-00 |  |  |  | Hydraulic connections | DD | MEC | Visually inspect the hydraulic connections for leaks. | Leak |  |  | 84 |  |  |  | JDE |  | ROLL TABLE TIPPER | Data created/will be sent for upload | 0854-MEC-DD-84-PARENT ROLL QUARTERLY MECHANICAL INSP | 4660271
4954 | 0854-MEC-DD-84-PARENT ROLL | QUARTERLY MECHANICAL INSP | 26 | 25 | 2 - Subj Inspection | 0100854B | PARENT ROLL DISCHARGE CONVEYOR NO. 1 | 010-0854-CON-001-00 |  |  |  | Torque Arm connection | DD | MEC | Check torque arm connection for shaft mount reducer. | Play | looseness |  | 84 |  |  |  | JDE |  | ROLL TABLE TIPPER | Data created/will be sent for upload | 0854-MEC-DD-84-PARENT ROLL QUARTERLY MECHANICAL INSP | 4660271
4957 | 0854-MEC-DD-84-PARENT ROLL | QUARTERLY MECHANICAL INSP | 26 | 25 | 2 - Subj Inspection | 0100854B | PARENT ROLL DISCHARGE CONVEYOR NO. 1 | 010-0854-CON-001-00 |  |  |  | Gearbox | DD | MEC | Perform visual inspection and clean surface. | Leaks | Noise | Loose bolts | 84 |  |  |  | JDE |  | ROLL TABLE TIPPER | Data created/will be sent for upload | 0854-MEC-DD-84-PARENT ROLL QUARTERLY MECHANICAL INSP | 4660271
4977 | 0854-MEC-DD-84-PARENT ROLL | QUARTERLY MECHANICAL INSP | 26 | 25 | 2 - Subj Inspection | 0100854C | PARENT ROLL DISCHARGE CONVEYOR NO. 2 | 010-0854-CON-002-00 |  |  |  | Torque Arm connection | DD | MEC | Check torque arm connection for shaft mount reducer. | Play | looseness |  | 84 |  |  |  | JDE |  | ROLL TABLE TIPPER | Data created/will be sent for upload | 0854-MEC-DD-84-PARENT ROLL QUARTERLY MECHANICAL INSP | 4660271
4980 | 0854-MEC-DD-84-PARENT ROLL | QUARTERLY MECHANICAL INSP | 26 | 25 | 2 - Subj Inspection | 0100854C | PARENT ROLL DISCHARGE CONVEYOR NO. 2 | 010-0854-CON-002-00 |  |  |  | Gearbox | DD | MEC | Perform visual inspection and clean surface. | Leaks | Noise | Loose bolts | 84 |  |  |  | JDE |  | ROLL TABLE TIPPER | Data created/will be sent for upload | 0854-MEC-DD-84-PARENT ROLL QUARTERLY MECHANICAL INSP | 4660271
5000 | 0854-MEC-DD-84-PARENT ROLL | QUARTERLY MECHANICAL INSP | 26 | 25 | 2 - Subj Inspection | 0100854D | PARENT ROLL TRANSFER CONVEYOR NO. 1 | 010-0854-CON-003-00 |  |  |  | Torque Arm connection | DD | MEC | Check torque arm connection for shaft mount reducer. | Play | looseness |  | 84 |  |  |  | JDE |  | ROLL TABLE TIPPER | Data created/will be sent for upload | 0854-MEC-DD-84-PARENT ROLL QUARTERLY MECHANICAL INSP | 4660271
5003 | 0854-MEC-DD-84-PARENT ROLL | QUARTERLY MECHANICAL INSP | 26 | 25 | 2 - Subj Inspection | 0100854D | PARENT ROLL TRANSFER CONVEYOR NO. 1 | 010-0854-CON-003-00 |  |  |  | Gearbox | DD | MEC | Perform visual inspection and clean surface. | Leaks | Noise | Loose bolts | 84 |  |  |  | JDE |  | ROLL TABLE TIPPER | Data created/will be sent for upload | 0854-MEC-DD-84-PARENT ROLL QUARTERLY MECHANICAL INSP | 4660271
5019 | 0854-MEC-DD-84-PARENT ROLL | QUARTERLY MECHANICAL INSP | 26 | 25 | 2 - Subj Inspection | 0100854E | PARENT ROLL TURNTABLE CONVEYOR | 010-0854-CON-004-00 |  |  |  | Wheel rail | DD | MEC | Visually inspect for wear or damages and clean. | Wear | Damaged | Build Up | 84 |  |  |  | JDE |  | ROLL TABLE TIPPER | Data created/will be sent for upload | 0854-MEC-DD-84-PARENT ROLL QUARTERLY MECHANICAL INSP | 4660271
5021 | 0854-MEC-DD-84-PARENT ROLL | QUARTERLY MECHANICAL INSP | 26 | 25 | 2 - Subj Inspection | 0100854E | PARENT ROLL TURNTABLE CONVEYOR | 010-0854-CON-004-00 |  |  |  | Torque Arm connection | DD | MEC | Check torque arm connection for shaft mount reducer. | Play | looseness |  | 84 |  |  |  | JDE |  | ROLL TABLE TIPPER | Data created/will be sent for upload | 0854-MEC-DD-84-PARENT ROLL QUARTERLY MECHANICAL INSP | 4660271
5025 | 0854-MEC-DD-84-PARENT ROLL | QUARTERLY MECHANICAL INSP | 26 | 25 | 2 - Subj Inspection | 0100854E | PARENT ROLL TURNTABLE CONVEYOR | 010-0854-CON-004-00 |  |  |  | Gearboxes | DD | MEC | Perform visual inspection and clean surface. | Leaks | Noise | Loose bolts | 84 |  |  |  | JDE |  | ROLL TABLE TIPPER | Data created/will be sent for upload | 0854-MEC-DD-84-PARENT ROLL QUARTERLY MECHANICAL INSP | 4660271
5046 | 0854-MEC-DD-84-PARENT ROLL | QUARTERLY MECHANICAL INSP | 26 | 25 | 2 - Subj Inspection | 0100854F | PARENT ROLL TRANSFER CONVEYOR NO. 2 | 010-0854-CON-005-00 |  |  |  | Torque Arm connection | DD | MEC | Check torque arm connection for shaft mount reducer. | Play | looseness |  | 84 |  |  |  | JDE |  | ROLL TABLE TIPPER | Data created/will be sent for upload | 0854-MEC-DD-84-PARENT ROLL QUARTERLY MECHANICAL INSP | 4660271
5049 | 0854-MEC-DD-84-PARENT ROLL | QUARTERLY MECHANICAL INSP | 26 | 25 | 2 - Subj Inspection | 0100854F | PARENT ROLL TRANSFER CONVEYOR NO. 2 | 010-0854-CON-005-00 |  |  |  | Gearbox | DD | MEC | Perform visual inspection and clean surface. | Leaks | Noise | Loose bolts | 84 |  |  |  | JDE |  | ROLL TABLE TIPPER | Data created/will be sent for upload | 0854-MEC-DD-84-PARENT ROLL QUARTERLY MECHANICAL INSP | 4660271
5064 | 0854-MEC-DD-84-PARENT ROLL | QUARTERLY MECHANICAL INSP | 26 | 25 | 2 - Subj Inspection | 0100854G | PARENT ROLL UPENDER | 010-0854-RHS-002-00 |  |  |  | Gearboxes | DD | MEC | Perform visual inspection and clean surface. | Leaks | Noise | Loose bolts | 84 |  |  |  | JDE |  | ROLL TABLE TIPPER | Data created/will be sent for upload | 0854-MEC-DD-84-PARENT ROLL QUARTERLY MECHANICAL INSP | 4660271
5081 | 0854-MEC-DD-84-PARENT ROLL | QUARTERLY MECHANICAL INSP | 26 | 25 | 2 - Subj Inspection | 0100854H | PARENT ROLL PICK-UP CONVEYOR NO. 1 | 010-0854-CON-006-00 |  |  |  | Gearboxes | DD | MEC | Perform visual inspection and clean surface. | Leaks | Noise | Loose bolts | 84 |  |  |  | JDE |  | ROLL TABLE TIPPER | Data created/will be sent for upload | 0854-MEC-DD-84-PARENT ROLL QUARTERLY MECHANICAL INSP | 4660271
5091 | 0854-MEC-DD-84-PARENT ROLL | QUARTERLY MECHANICAL INSP | 26 | 25 | 2 - Subj Inspection | 0100854H | PARENT ROLL PICK-UP CONVEYOR NO. 1 | 010-0854-CON-006-00 |  |  |  | Torque Arm connection | DD | MEC | Check torque arm connection for shaft mount reducer. | Play | looseness |  | 84 |  |  |  | JDE |  | ROLL TABLE TIPPER | Data created/will be sent for upload | 0854-MEC-DD-84-PARENT ROLL QUARTERLY MECHANICAL INSP | 4660271
5101 | 0854-MEC-DD-84-PARENT ROLL | QUARTERLY MECHANICAL INSP | 26 | 25 | 2 - Subj Inspection | 0100854I | PARENT ROLL PICK-UP CONVEYOR NO. 2 | 010-0854-CON-007-00 |  |  |  | Gearbox | DD | MEC | Perform visual inspection and clean surface. | Leaks | Noise | Loose bolts | 84 |  |  |  | JDE |  | ROLL TABLE TIPPER | Data created/will be sent for upload | 0854-MEC-DD-84-PARENT ROLL QUARTERLY MECHANICAL INSP | 4660271
5109 | 0854-MEC-DD-84-PARENT ROLL | QUARTERLY MECHANICAL INSP | 26 | 25 | 2 - Subj Inspection | 0100854I | PARENT ROLL PICK-UP CONVEYOR NO. 2 | 010-0854-CON-007-00 |  |  |  | Torque Arm connection | DD | MEC | Check torque arm connection for shaft mount reducer. | Play | looseness |  | 84 |  |  |  | JDE |  | ROLL TABLE TIPPER | Data created/will be sent for upload | 0854-MEC-DD-84-PARENT ROLL QUARTERLY MECHANICAL INSP | 4660271
4934 | 0854-MEC-DD-42-PARENT ROLL | SHUTDOWN PHOTOCELL INSPECTION | 26 | 29 | 2 - Subj Inspection | 0100854A | PARENT ROLL TABLE | 010-0854-RHS-001-00 |  |  |  | Photocell | DD | MEC | Visually inspect for wear or damage. Clean if needed. | Dirty | Build up | Wear | 42 |  |  |  | JDE |  | ROLL TABLE TIPPER | Data created/will be sent for upload | 0854-MEC-DD-42-PARENT ROLL SHUTDOWN PHOTOCELL INSPECTION | 4660272
4944 | 0854-MEC-DD-42-PARENT ROLL | SHUTDOWN PHOTOCELL INSPECTION | 26 | 29 | 2 - Subj Inspection | 0100854B | PARENT ROLL DISCHARGE CONVEYOR NO. 1 | 010-0854-CON-001-00 |  |  |  | Photocell | DD | MEC | Visually inspect for wear or damage. Clean if needed. | Dirty | Build up | Wear | 42 |  |  |  | JDE |  | ROLL TABLE TIPPER | Data created/will be sent for upload | 0854-MEC-DD-42-PARENT ROLL SHUTDOWN PHOTOCELL INSPECTION | 4660272
4967 | 0854-MEC-DD-42-PARENT ROLL | SHUTDOWN PHOTOCELL INSPECTION | 26 | 29 | 2 - Subj Inspection | 0100854C | PARENT ROLL DISCHARGE CONVEYOR NO. 2 | 010-0854-CON-002-00 |  |  |  | Photocell | DD | MEC | Visually inspect for wear or damage. Clean if needed. | Dirty | Build up | Wear | 42 |  |  |  | JDE |  | ROLL TABLE TIPPER | Data created/will be sent for upload | 0854-MEC-DD-42-PARENT ROLL SHUTDOWN PHOTOCELL INSPECTION | 4660272
4990 | 0854-MEC-DD-42-PARENT ROLL | SHUTDOWN PHOTOCELL INSPECTION | 26 | 29 | 2 - Subj Inspection | 0100854D | PARENT ROLL TRANSFER CONVEYOR NO. 1 | 010-0854-CON-003-00 |  |  |  | Photocell | DD | MEC | Visually inspect for wear or damage. Clean if needed. | Dirty | Build up | Wear | 42 |  |  |  | JDE |  | ROLL TABLE TIPPER | Data created/will be sent for upload | 0854-MEC-DD-42-PARENT ROLL SHUTDOWN PHOTOCELL INSPECTION | 4660272
5020 | 0854-MEC-DD-42-PARENT ROLL | SHUTDOWN PHOTOCELL INSPECTION | 26 | 29 | 2 - Subj Inspection | 0100854E | PARENT ROLL TURNTABLE CONVEYOR | 010-0854-CON-004-00 |  |  |  | Photocell | DD | MEC | Visually inspect for wear or damage. Clean if needed. | Dirty | Build up | Wear | 42 |  |  |  | JDE |  | ROLL TABLE TIPPER | Data created/will be sent for upload | 0854-MEC-DD-42-PARENT ROLL SHUTDOWN PHOTOCELL INSPECTION | 4660272
5036 | 0854-MEC-DD-42-PARENT ROLL | SHUTDOWN PHOTOCELL INSPECTION | 26 | 29 | 2 - Subj Inspection | 0100854F | PARENT ROLL TRANSFER CONVEYOR NO. 2 | 010-0854-CON-005-00 |  |  |  | Photocell | DD | MEC | Visually inspect for wear or damage. Clean if needed. | Dirty | Build up | Wear | 42 |  |  |  | JDE |  | ROLL TABLE TIPPER | Data created/will be sent for upload | 0854-MEC-DD-42-PARENT ROLL SHUTDOWN PHOTOCELL INSPECTION | 4660272
5090 | 0854-MEC-DD-42-PARENT ROLL | SHUTDOWN PHOTOCELL INSPECTION | 26 | 29 | 2 - Subj Inspection | 0100854H | PARENT ROLL PICK-UP CONVEYOR NO. 1 | 010-0854-CON-006-00 |  |  |  | Photocell | DD | MEC | Visually inspect for wear or damage. Clean if needed. | Dirty | Build up | Wear | 42 |  |  |  | JDE |  | ROLL TABLE TIPPER | Data created/will be sent for upload | 0854-MEC-DD-42-PARENT ROLL SHUTDOWN PHOTOCELL INSPECTION | 4660272
4936 | 0854-MEC-DD-42-PARENT ROLL MTR | SHUTDOWN MOTORS CLEANING | 30 | 24 | 1C - Clean | 0100854B | PARENT ROLL DISCHARGE CONVEYOR NO. 1 | 010-0854-CON-001-00 |  |  |  | Motor | DD | MEC | Clean motor. | Dirty |  |  | 42 |  |  |  | JDE |  | ROLL TABLE TIPPER | Data created/will be sent for upload | 0854-MEC-DD-42-PARENT ROLL MTR SHUTDOWN MOTORS CLEANING | 4660273
4959 | 0854-MEC-DD-42-PARENT ROLL MTR | SHUTDOWN MOTORS CLEANING | 30 | 24 | 1C - Clean | 0100854C | PARENT ROLL DISCHARGE CONVEYOR NO. 2 | 010-0854-CON-002-00 |  |  |  | Motor | DD | MEC | Clean motor. | Dirty |  |  | 42 |  |  |  | JDE |  | ROLL TABLE TIPPER | Data created/will be sent for upload | 0854-MEC-DD-42-PARENT ROLL MTR SHUTDOWN MOTORS CLEANING | 4660273
4982 | 0854-MEC-DD-42-PARENT ROLL MTR | SHUTDOWN MOTORS CLEANING | 30 | 24 | 1C - Clean | 0100854D | PARENT ROLL TRANSFER CONVEYOR NO. 1 | 010-0854-CON-003-00 |  |  |  | Motor | DD | MEC | Clean motor. | Dirty |  |  | 42 |  |  |  | JDE |  | ROLL TABLE TIPPER | Data created/will be sent for upload | 0854-MEC-DD-42-PARENT ROLL MTR SHUTDOWN MOTORS CLEANING | 4660273
5005 | 0854-MEC-DD-42-PARENT ROLL MTR | SHUTDOWN MOTORS CLEANING | 30 | 24 | 1C - Clean | 0100854E | PARENT ROLL TURNTABLE CONVEYOR | 010-0854-CON-004-00 |  |  |  | Motors | DD | MEC | Clean motor. | Dirty |  |  | 42 |  |  |  | JDE |  | ROLL TABLE TIPPER | Data created/will be sent for upload | 0854-MEC-DD-42-PARENT ROLL MTR SHUTDOWN MOTORS CLEANING | 4660273
5028 | 0854-MEC-DD-42-PARENT ROLL MTR | SHUTDOWN MOTORS CLEANING | 30 | 24 | 1C - Clean | 0100854F | PARENT ROLL TRANSFER CONVEYOR NO. 2 | 010-0854-CON-005-00 |  |  |  | Motor | DD | MEC | Clean motor. | Dirty |  |  | 42 |  |  |  | JDE |  | ROLL TABLE TIPPER | Data created/will be sent for upload | 0854-MEC-DD-42-PARENT ROLL MTR SHUTDOWN MOTORS CLEANING | 4660273
5061 | 0854-MEC-DD-42-PARENT ROLL MTR | SHUTDOWN MOTORS CLEANING | 30 | 24 | 1C - Clean | 0100854G | PARENT ROLL UPENDER | 010-0854-RHS-002-00 |  |  |  | Motors | DD | MEC | Clean motor. | Dirty |  |  | 42 |  |  |  | JDE |  | ROLL TABLE TIPPER | Data created/will be sent for upload | 0854-MEC-DD-42-PARENT ROLL MTR SHUTDOWN MOTORS CLEANING | 4660273
5078 | 0854-MEC-DD-42-PARENT ROLL MTR | SHUTDOWN MOTORS CLEANING | 30 | 24 | 2 - Subj Inspection | 0100854H | PARENT ROLL PICK-UP CONVEYOR NO. 1 | 010-0854-CON-006-00 |  |  |  | Motor | DD | MEC | Clean motor. | Dirty |  |  | 42 |  |  |  | JDE |  | ROLL TABLE TIPPER | Data created/will be sent for upload | 0854-MEC-DD-42-PARENT ROLL MTR SHUTDOWN MOTORS CLEANING | 4660273
5098 | 0854-MEC-DD-42-PARENT ROLL MTR | SHUTDOWN MOTORS CLEANING | 30 | 24 | 1C - Clean | 0100854I | PARENT ROLL PICK-UP CONVEYOR NO. 2 | 010-0854-CON-007-00 |  |  |  | Motor | DD | MEC | Clean motor. | Dirty |  |  | 42 |  |  |  | JDE |  | ROLL TABLE TIPPER | Data created/will be sent for upload | 0854-MEC-DD-42-PARENT ROLL MTR SHUTDOWN MOTORS CLEANING | 4660273
4937 | 0854-MEC-IRD-168-PARENT ROLL | ANNUAL MOTORS INSPECTION | 28 | 24 | 2 - Subj Inspection | 0100854B | PARENT ROLL DISCHARGE CONVEYOR NO. 1 | 010-0854-CON-001-00 |  |  |  | Motor | IRD | MEC | Visually inspect general condition for noise and vibration. | Wear | Noise | Vibration | 168 |  |  |  | JDE |  | ROLL TABLE TIPPER | Data created/will be sent for upload | 0854-MEC-IRD-168-PARENT ROLL ANNUAL MOTORS INSPECTION | 4660274
4960 | 0854-MEC-IRD-168-PARENT ROLL | ANNUAL MOTORS INSPECTION | 28 | 24 | 2 - Subj Inspection | 0100854C | PARENT ROLL DISCHARGE CONVEYOR NO. 2 | 010-0854-CON-002-00 |  |  |  | Motor | IRD | MEC | Visually inspect general condition for noise and vibration. | Wear | Noise | Vibration | 168 |  |  |  | JDE |  | ROLL TABLE TIPPER | Data created/will be sent for upload | 0854-MEC-IRD-168-PARENT ROLL ANNUAL MOTORS INSPECTION | 4660274
4983 | 0854-MEC-IRD-168-PARENT ROLL | ANNUAL MOTORS INSPECTION | 28 | 24 | 2 - Subj Inspection | 0100854D | PARENT ROLL TRANSFER CONVEYOR NO. 1 | 010-0854-CON-003-00 |  |  |  | Motor | IRD | MEC | Visually inspect general condition for noise and vibration. | Wear | Noise | Vibration | 168 |  |  |  | JDE |  | ROLL TABLE TIPPER | Data created/will be sent for upload | 0854-MEC-IRD-168-PARENT ROLL ANNUAL MOTORS INSPECTION | 4660274
5006 | 0854-MEC-IRD-168-PARENT ROLL | ANNUAL MOTORS INSPECTION | 28 | 24 | 2 - Subj Inspection | 0100854E | PARENT ROLL TURNTABLE CONVEYOR | 010-0854-CON-004-00 |  |  |  | Motors | IRD | MEC | Visually inspect general condition for noise and vibration. | Wear | Noise | Vibration | 168 |  |  |  | JDE |  | ROLL TABLE TIPPER | Data created/will be sent for upload | 0854-MEC-IRD-168-PARENT ROLL ANNUAL MOTORS INSPECTION | 4660274
5029 | 0854-MEC-IRD-168-PARENT ROLL | ANNUAL MOTORS INSPECTION | 28 | 24 | 2 - Subj Inspection | 0100854F | PARENT ROLL TRANSFER CONVEYOR NO. 2 | 010-0854-CON-005-00 |  |  |  | Motor | IRD | MEC | Visually inspect general condition for noise and vibration. | Wear | Noise | Vibration | 168 |  |  |  | JDE |  | ROLL TABLE TIPPER | Data created/will be sent for upload | 0854-MEC-IRD-168-PARENT ROLL ANNUAL MOTORS INSPECTION | 4660274
5062 | 0854-MEC-IRD-168-PARENT ROLL | ANNUAL MOTORS INSPECTION | 28 | 24 | 2 - Subj Inspection | 0100854G | PARENT ROLL UPENDER | 010-0854-RHS-002-00 |  |  |  | Motors | IRD | MEC | Visually inspect general condition for noise and vibration. | Wear | Noise | Vibration | 168 |  |  |  | JDE |  | ROLL TABLE TIPPER | Data created/will be sent for upload | 0854-MEC-IRD-168-PARENT ROLL ANNUAL MOTORS INSPECTION | 4660274
5079 | 0854-MEC-IRD-168-PARENT ROLL | ANNUAL MOTORS INSPECTION | 28 | 24 | 2 - Subj Inspection | 0100854H | PARENT ROLL PICK-UP CONVEYOR NO. 1 | 010-0854-CON-006-00 |  |  |  | Motor | IRD | MEC | Visually inspect general condition for noise and vibration. | Wear | Noise | Vibration | 168 |  |  |  | JDE |  | ROLL TABLE TIPPER | Data created/will be sent for upload | 0854-MEC-IRD-168-PARENT ROLL ANNUAL MOTORS INSPECTION | 4660274
5099 | 0854-MEC-IRD-168-PARENT ROLL | ANNUAL MOTORS INSPECTION | 28 | 24 | 2 - Subj Inspection | 0100854I | PARENT ROLL PICK-UP CONVEYOR NO. 2 | 010-0854-CON-007-00 |  |  |  | Motor | IRD | MEC | Visually inspect general condition for noise and vibration. | Wear | Noise | Vibration | 168 |  |  |  | JDE |  | ROLL TABLE TIPPER | Data created/will be sent for upload | 0854-MEC-IRD-168-PARENT ROLL ANNUAL MOTORS INSPECTION | 4660274
4938 | 0854-MEC-IRD-28-PARENT ROLL | CONV BELT INSP & MEASUREMENT | 27 | 28 | 2 - Subj Inspection | 0100854B | PARENT ROLL DISCHARGE CONVEYOR NO. 1 | 010-0854-CON-001-00 |  |  |  | Conveyor Belt | IRD | MEC | Visually inspect the snub and all return rollers for build-up. | Sliding | Wear | Noise | 28 |  | If belt must be replaced, inspect and clean rollers and shafts of complete conveyor. |  | JDE |  | ROLL TABLE TIPPER | Data created/will be sent for upload | 0854-MEC-IRD-28-PARENT ROLL CONV BELT INSP & MEASUREMENT | 4660275
4939 | 0854-MEC-IRD-28-PARENT ROLL | CONV BELT INSP & MEASUREMENT | 27 | 28 | 3 - Obj Inspection | 0100854B | PARENT ROLL DISCHARGE CONVEYOR NO. 1 | 010-0854-CON-001-00 |  |  |  | Conveyor Belt | IRD | MEC | Perform slide measurement and create an order to replace belt if needed. | Out of Tolerance |  |  | 28 |  |  |  | JDE |  | ROLL TABLE TIPPER | Data created/will be sent for upload | 0854-MEC-IRD-28-PARENT ROLL CONV BELT INSP & MEASUREMENT | 4660275
4961 | 0854-MEC-IRD-28-PARENT ROLL | CONV BELT INSP & MEASUREMENT | 27 | 28 | 2 - Subj Inspection | 0100854C | PARENT ROLL DISCHARGE CONVEYOR NO. 2 | 010-0854-CON-002-00 |  |  |  | Conveyor Belt | IRD | MEC | Visually inspect general condition. | Sliding | Wear | Noise | 28 |  | If belt must be replaced, inspect and clean rollers and shafts of complete conveyor. |  | JDE |  | ROLL TABLE TIPPER | Data created/will be sent for upload | 0854-MEC-IRD-28-PARENT ROLL CONV BELT INSP & MEASUREMENT | 4660275
4962 | 0854-MEC-IRD-28-PARENT ROLL | CONV BELT INSP & MEASUREMENT | 27 | 28 | 3 - Obj Inspection | 0100854C | PARENT ROLL DISCHARGE CONVEYOR NO. 2 | 010-0854-CON-002-00 |  |  |  | Conveyor Belt | IRD | MEC | Perform slide measurement and create an order to replace belt if needed. | Out of Tolerance |  |  | 28 |  |  |  | JDE |  | ROLL TABLE TIPPER | Data created/will be sent for upload | 0854-MEC-IRD-28-PARENT ROLL CONV BELT INSP & MEASUREMENT | 4660275
4984 | 0854-MEC-IRD-28-PARENT ROLL | CONV BELT INSP & MEASUREMENT | 27 | 28 | 2 - Subj Inspection | 0100854D | PARENT ROLL TRANSFER CONVEYOR NO. 1 | 010-0854-CON-003-00 |  |  |  | Conveyor Belt | IRD | MEC | Visually inspect general condition. | Sliding | Wear | Noise | 28 |  | If belt must be replaced, inspect and clean rollers and shafts of complete conveyor. |  | JDE |  | ROLL TABLE TIPPER | Data created/will be sent for upload | 0854-MEC-IRD-28-PARENT ROLL CONV BELT INSP & MEASUREMENT | 4660275
4985 | 0854-MEC-IRD-28-PARENT ROLL | CONV BELT INSP & MEASUREMENT | 27 | 28 | 3 - Obj Inspection | 0100854D | PARENT ROLL TRANSFER CONVEYOR NO. 1 | 010-0854-CON-003-00 |  |  |  | Conveyor Belt | IRD | MEC | Perform slide measurement and create an order to replace belt if needed. | Out of Tolerance |  |  | 28 |  |  |  | JDE |  | ROLL TABLE TIPPER | Data created/will be sent for upload | 0854-MEC-IRD-28-PARENT ROLL CONV BELT INSP & MEASUREMENT | 4660275
5007 | 0854-MEC-IRD-28-PARENT ROLL | CONV BELT INSP & MEASUREMENT | 27 | 28 | 2 - Subj Inspection | 0100854E | PARENT ROLL TURNTABLE CONVEYOR | 010-0854-CON-004-00 |  |  |  | Conveyor Belt | IRD | MEC | Visually inspect general condition. | Sliding | Wear | Noise | 28 |  | If belt must be replaced, inspect and clean rollers and shafts of complete conveyor. |  | JDE |  | ROLL TABLE TIPPER | Data created/will be sent for upload | 0854-MEC-IRD-28-PARENT ROLL CONV BELT INSP & MEASUREMENT | 4660275
5008 | 0854-MEC-IRD-28-PARENT ROLL | CONV BELT INSP & MEASUREMENT | 27 | 28 | 3 - Obj Inspection | 0100854E | PARENT ROLL TURNTABLE CONVEYOR | 010-0854-CON-004-00 |  |  |  | Conveyor Belt | IRD | MEC | Perform slide measurement and create an order to replace belt if needed. | Out of Tolerance |  |  | 28 |  |  |  | JDE |  | ROLL TABLE TIPPER | Data created/will be sent for upload | 0854-MEC-IRD-28-PARENT ROLL CONV BELT INSP & MEASUREMENT | 4660275
5030 | 0854-MEC-IRD-28-PARENT ROLL | CONV BELT INSP & MEASUREMENT | 27 | 28 | 2 - Subj Inspection | 0100854F | PARENT ROLL TRANSFER CONVEYOR NO. 2 | 010-0854-CON-005-00 |  |  |  | Conveyor Belt | IRD | MEC | Visually inspect general condition. | Sliding | Wear | Noise | 28 |  | If belt must be replaced, inspect and clean rollers and shafts of complete conveyor. |  | JDE |  | ROLL TABLE TIPPER | Data created/will be sent for upload | 0854-MEC-IRD-28-PARENT ROLL CONV BELT INSP & MEASUREMENT | 4660275
5031 | 0854-MEC-IRD-28-PARENT ROLL | CONV BELT INSP & MEASUREMENT | 27 | 28 | 3 - Obj Inspection | 0100854F | PARENT ROLL TRANSFER CONVEYOR NO. 2 | 010-0854-CON-005-00 |  |  |  | Conveyor Belt | IRD | MEC | Perform slide measurement and create an order to replace belt if needed. | Out of Tolerance |  |  | 28 |  |  |  | JDE |  | ROLL TABLE TIPPER | Data created/will be sent for upload | 0854-MEC-IRD-28-PARENT ROLL CONV BELT INSP & MEASUREMENT | 4660275
5057 | 0854-MEC-IRD-28-PARENT ROLL | CONV BELT INSP & MEASUREMENT | 27 | 28 | 2 - Subj Inspection | 0100854G | PARENT ROLL UPENDER | 010-0854-RHS-002-00 |  |  |  | Conveyor V Belt | IRD | MEC | Visually inspect general condition. | Sliding | Wear | Noise | 28 |  | If belt must be replaced, inspect and clean rollers and shafts of complete conveyor. |  | JDE |  | ROLL TABLE TIPPER | Data created/will be sent for upload | 0854-MEC-IRD-28-PARENT ROLL CONV BELT INSP & MEASUREMENT | 4660275
5058 | 0854-MEC-IRD-28-PARENT ROLL | CONV BELT INSP & MEASUREMENT | 27 | 28 | 3 - Obj Inspection | 0100854G | PARENT ROLL UPENDER | 010-0854-RHS-002-00 |  |  |  | Conveyor V Belt | IRD | MEC | Perform slide measurement and create an order to replace belt if needed. | Out of Tolerance |  |  | 28 |  |  |  | JDE |  | ROLL TABLE TIPPER | Data created/will be sent for upload | 0854-MEC-IRD-28-PARENT ROLL CONV BELT INSP & MEASUREMENT | 4660275
5066 | 0854-MEC-IRD-28-PARENT ROLL | CONV BELT INSP & MEASUREMENT | 27 | 28 | 2 - Subj Inspection | 0100854G | PARENT ROLL UPENDER | 010-0854-RHS-002-00 |  |  |  | Conveyor Parallel Belts | IRD | MEC | Visually inspect general condition. | Sliding | Wear | Noise | 28 |  | If belt must be replaced, inspect and clean rollers and shafts of complete conveyor. |  | JDE |  | ROLL TABLE TIPPER | Data created/will be sent for upload | 0854-MEC-IRD-28-PARENT ROLL CONV BELT INSP & MEASUREMENT | 4660275
5067 | 0854-MEC-IRD-28-PARENT ROLL | CONV BELT INSP & MEASUREMENT | 27 | 28 | 3 - Obj Inspection | 0100854G | PARENT ROLL UPENDER | 010-0854-RHS-002-00 |  |  |  | Conveyor Parallel Belts | IRD | MEC | Perform slide measurement and create an order to replace belt if needed. | Out of Tolerance |  |  | 28 |  |  |  | JDE |  | ROLL TABLE TIPPER | Data created/will be sent for upload | 0854-MEC-IRD-28-PARENT ROLL CONV BELT INSP & MEASUREMENT | 4660275
5083 | 0854-MEC-IRD-28-PARENT ROLL | CONV BELT INSP & MEASUREMENT | 27 | 28 | 2 - Subj Inspection | 0100854H | PARENT ROLL PICK-UP CONVEYOR NO. 1 | 010-0854-CON-006-00 |  |  |  | Conveyor Belt | IRD | MEC | Visually inspect general condition. | Sliding | Wear | Noise | 28 |  | If belt must be replaced, inspect and clean rollers and shafts of complete conveyor. |  | JDE |  | ROLL TABLE TIPPER | Data created/will be sent for upload | 0854-MEC-IRD-28-PARENT ROLL CONV BELT INSP & MEASUREMENT | 4660275
5084 | 0854-MEC-IRD-28-PARENT ROLL | CONV BELT INSP & MEASUREMENT | 27 | 28 | 3 - Obj Inspection | 0100854H | PARENT ROLL PICK-UP CONVEYOR NO. 1 | 010-0854-CON-006-00 |  |  |  | Conveyor Belt | IRD | MEC | Perform slide measurement and create an order to replace belt if needed. | Out of Tolerance |  |  | 28 |  |  |  | JDE |  | ROLL TABLE TIPPER | Data created/will be sent for upload | 0854-MEC-IRD-28-PARENT ROLL CONV BELT INSP & MEASUREMENT | 4660275
5103 | 0854-MEC-IRD-28-PARENT ROLL | CONV BELT INSP & MEASUREMENT | 27 | 28 | 2 - Subj Inspection | 0100854I | PARENT ROLL PICK-UP CONVEYOR NO. 2 | 010-0854-CON-007-00 |  |  |  | Conveyor Belt | IRD | MEC | Visually inspect general condition. | Sliding | Wear | Noise | 28 |  | If belt must be replaced, inspect and clean rollers and shafts of complete conveyor. |  | JDE |  | ROLL TABLE TIPPER | Data created/will be sent for upload | 0854-MEC-IRD-28-PARENT ROLL CONV BELT INSP & MEASUREMENT | 4660275
5104 | 0854-MEC-IRD-28-PARENT ROLL | CONV BELT INSP & MEASUREMENT | 27 | 28 | 3 - Obj Inspection | 0100854I | PARENT ROLL PICK-UP CONVEYOR NO. 2 | 010-0854-CON-007-00 |  |  |  | Conveyor Belt | IRD | MEC | Perform slide measurement and create an order to replace belt if needed. | Out of Tolerance |  |  | 28 |  |  |  | JDE |  | ROLL TABLE TIPPER | Data created/will be sent for upload | 0854-MEC-IRD-28-PARENT ROLL CONV BELT INSP & MEASUREMENT | 4660275
4940 | 0854-MEC-DD-42-PARENT ROLL | SHUTDOWN CONVEYOR BELT INSP | 27 | 27 | 2 - Subj Inspection | 0100854B | PARENT ROLL DISCHARGE CONVEYOR NO. 1 | 010-0854-CON-001-00 |  |  |  | Conveyor Belt | DD | MEC | Visually inspect the belt splice for any damage. | Damaged |  |  | 42 |  |  |  | JDE |  | ROLL TABLE TIPPER | Data created/will be sent for upload | 0854-MEC-DD-42-PARENT ROLL SHUTDOWN CONVEYOR BELT INSP | 4660276
4941 | 0854-MEC-DD-42-PARENT ROLL | SHUTDOWN CONVEYOR BELT INSP | 27 | 27 | 2 - Subj Inspection | 0100854B | PARENT ROLL DISCHARGE CONVEYOR NO. 1 | 010-0854-CON-001-00 |  |  |  | Conveyor Belt | DD | MEC | Visually inspect the snub and all return rollers for build-up. | Build Up |  |  | 42 |  |  |  | JDE |  | ROLL TABLE TIPPER | Data created/will be sent for upload | 0854-MEC-DD-42-PARENT ROLL SHUTDOWN CONVEYOR BELT INSP | 4660276
4963 | 0854-MEC-DD-42-PARENT ROLL | SHUTDOWN CONVEYOR BELT INSP | 27 | 27 | 2 - Subj Inspection | 0100854C | PARENT ROLL DISCHARGE CONVEYOR NO. 2 | 010-0854-CON-002-00 |  |  |  | Conveyor Belt | DD | MEC | Visually inspect the belt splice for any damage. | Damaged |  |  | 42 |  |  |  | JDE |  | ROLL TABLE TIPPER | Data created/will be sent for upload | 0854-MEC-DD-42-PARENT ROLL SHUTDOWN CONVEYOR BELT INSP | 4660276
4964 | 0854-MEC-DD-42-PARENT ROLL | SHUTDOWN CONVEYOR BELT INSP | 27 | 27 | 2 - Subj Inspection | 0100854C | PARENT ROLL DISCHARGE CONVEYOR NO. 2 | 010-0854-CON-002-00 |  |  |  | Conveyor Belt | DD | MEC | Visually inspect the snub and all return rollers for build-up. | Build Up |  |  | 42 |  |  |  | JDE |  | ROLL TABLE TIPPER | Data created/will be sent for upload | 0854-MEC-DD-42-PARENT ROLL SHUTDOWN CONVEYOR BELT INSP | 4660276
4986 | 0854-MEC-DD-42-PARENT ROLL | SHUTDOWN CONVEYOR BELT INSP | 27 | 27 | 2 - Subj Inspection | 0100854D | PARENT ROLL TRANSFER CONVEYOR NO. 1 | 010-0854-CON-003-00 |  |  |  | Conveyor Belt | DD | MEC | Visually inspect the belt splice for any damage. | Damaged |  |  | 42 |  |  |  | JDE |  | ROLL TABLE TIPPER | Data created/will be sent for upload | 0854-MEC-DD-42-PARENT ROLL SHUTDOWN CONVEYOR BELT INSP | 4660276
4987 | 0854-MEC-DD-42-PARENT ROLL | SHUTDOWN CONVEYOR BELT INSP | 27 | 27 | 2 - Subj Inspection | 0100854D | PARENT ROLL TRANSFER CONVEYOR NO. 1 | 010-0854-CON-003-00 |  |  |  | Conveyor Belt | DD | MEC | Visually inspect the snub and all return rollers for build-up. | Build Up |  |  | 42 |  |  |  | JDE |  | ROLL TABLE TIPPER | Data created/will be sent for upload | 0854-MEC-DD-42-PARENT ROLL SHUTDOWN CONVEYOR BELT INSP | 4660276
5009 | 0854-MEC-DD-42-PARENT ROLL | SHUTDOWN CONVEYOR BELT INSP | 27 | 27 | 2 - Subj Inspection | 0100854E | PARENT ROLL TURNTABLE CONVEYOR | 010-0854-CON-004-00 |  |  |  | Conveyor Belt | DD | MEC | Visually inspect the belt splice for any damage. | Damaged |  |  | 42 |  |  |  | JDE |  | ROLL TABLE TIPPER | Data created/will be sent for upload | 0854-MEC-DD-42-PARENT ROLL SHUTDOWN CONVEYOR BELT INSP | 4660276
5010 | 0854-MEC-DD-42-PARENT ROLL | SHUTDOWN CONVEYOR BELT INSP | 27 | 27 | 2 - Subj Inspection | 0100854E | PARENT ROLL TURNTABLE CONVEYOR | 010-0854-CON-004-00 |  |  |  | Conveyor Belt | DD | MEC | Visually inspect the snub and all return rollers for build-up. | Build Up |  |  | 42 |  |  |  | JDE |  | ROLL TABLE TIPPER | Data created/will be sent for upload | 0854-MEC-DD-42-PARENT ROLL SHUTDOWN CONVEYOR BELT INSP | 4660276
5032 | 0854-MEC-DD-42-PARENT ROLL | SHUTDOWN CONVEYOR BELT INSP | 27 | 27 | 2 - Subj Inspection | 0100854F | PARENT ROLL TRANSFER CONVEYOR NO. 2 | 010-0854-CON-005-00 |  |  |  | Conveyor Belt | DD | MEC | Visually inspect the belt splice for any damage. | Damaged |  |  | 42 |  |  |  | JDE |  | ROLL TABLE TIPPER | Data created/will be sent for upload | 0854-MEC-DD-42-PARENT ROLL SHUTDOWN CONVEYOR BELT INSP | 4660276
5033 | 0854-MEC-DD-42-PARENT ROLL | SHUTDOWN CONVEYOR BELT INSP | 27 | 27 | 2 - Subj Inspection | 0100854F | PARENT ROLL TRANSFER CONVEYOR NO. 2 | 010-0854-CON-005-00 |  |  |  | Conveyor Belt | DD | MEC | Visually inspect the snub and all return rollers for build-up. | Build Up |  |  | 42 |  |  |  | JDE |  | ROLL TABLE TIPPER | Data created/will be sent for upload | 0854-MEC-DD-42-PARENT ROLL SHUTDOWN CONVEYOR BELT INSP | 4660276
5059 | 0854-MEC-DD-42-PARENT ROLL | SHUTDOWN CONVEYOR BELT INSP | 27 | 27 | 2 - Subj Inspection | 0100854G | PARENT ROLL UPENDER | 010-0854-RHS-002-00 |  |  |  | Conveyor V Belt | DD | MEC | Visually inspect the belt splice for any damage. | Damaged |  |  | 42 |  |  |  | JDE |  | ROLL TABLE TIPPER | Data created/will be sent for upload | 0854-MEC-DD-42-PARENT ROLL SHUTDOWN CONVEYOR BELT INSP | 4660276
5060 | 0854-MEC-DD-42-PARENT ROLL | SHUTDOWN CONVEYOR BELT INSP | 27 | 27 | 2 - Subj Inspection | 0100854G | PARENT ROLL UPENDER | 010-0854-RHS-002-00 |  |  |  | Conveyor V Belt | DD | MEC | Visually inspect the snub and all return rollers for build-up. | Build Up |  |  | 42 |  |  |  | JDE |  | ROLL TABLE TIPPER | Data created/will be sent for upload | 0854-MEC-DD-42-PARENT ROLL SHUTDOWN CONVEYOR BELT INSP | 4660276
5068 | 0854-MEC-DD-42-PARENT ROLL | SHUTDOWN CONVEYOR BELT INSP | 27 | 27 | 2 - Subj Inspection | 0100854G | PARENT ROLL UPENDER | 010-0854-RHS-002-00 |  |  |  | Conveyor Parallel Belts | DD | MEC | Visually inspect the belt splice for any damage. | Damaged |  |  | 42 |  |  |  | JDE |  | ROLL TABLE TIPPER | Data created/will be sent for upload | 0854-MEC-DD-42-PARENT ROLL SHUTDOWN CONVEYOR BELT INSP | 4660276
5069 | 0854-MEC-DD-42-PARENT ROLL | SHUTDOWN CONVEYOR BELT INSP | 27 | 27 | 2 - Subj Inspection | 0100854G | PARENT ROLL UPENDER | 010-0854-RHS-002-00 |  |  |  | Conveyor Parallel Belts | DD | MEC | Visually inspect the snub and all return rollers for build-up. | Build Up |  |  | 42 |  |  |  | JDE |  | ROLL TABLE TIPPER | Data created/will be sent for upload | 0854-MEC-DD-42-PARENT ROLL SHUTDOWN CONVEYOR BELT INSP | 4660276
5085 | 0854-MEC-DD-42-PARENT ROLL | SHUTDOWN CONVEYOR BELT INSP | 27 | 27 | 2 - Subj Inspection | 0100854H | PARENT ROLL PICK-UP CONVEYOR NO. 1 | 010-0854-CON-006-00 |  |  |  | Conveyor Belt | DD | MEC | Visually inspect the belt splice for any damage. | Damaged |  |  | 42 |  |  |  | JDE |  | ROLL TABLE TIPPER | Data created/will be sent for upload | 0854-MEC-DD-42-PARENT ROLL SHUTDOWN CONVEYOR BELT INSP | 4660276
5086 | 0854-MEC-DD-42-PARENT ROLL | SHUTDOWN CONVEYOR BELT INSP | 27 | 27 | 2 - Subj Inspection | 0100854H | PARENT ROLL PICK-UP CONVEYOR NO. 1 | 010-0854-CON-006-00 |  |  |  | Conveyor Belt | DD | MEC | Visually inspect the snub and all return rollers for build-up. | Build Up |  |  | 42 |  |  |  | JDE |  | ROLL TABLE TIPPER | Data created/will be sent for upload | 0854-MEC-DD-42-PARENT ROLL SHUTDOWN CONVEYOR BELT INSP | 4660276
5105 | 0854-MEC-DD-42-PARENT ROLL | SHUTDOWN CONVEYOR BELT INSP | 27 | 27 | 2 - Subj Inspection | 0100854I | PARENT ROLL PICK-UP CONVEYOR NO. 2 | 010-0854-CON-007-00 |  |  |  | Conveyor Belt | DD | MEC | Visually inspect the belt splice for any damage. | Damaged |  |  | 42 |  |  |  | JDE |  | ROLL TABLE TIPPER | Data created/will be sent for upload | 0854-MEC-DD-42-PARENT ROLL SHUTDOWN CONVEYOR BELT INSP | 4660276
5106 | 0854-MEC-DD-42-PARENT ROLL | SHUTDOWN CONVEYOR BELT INSP | 27 | 27 | 2 - Subj Inspection | 0100854I | PARENT ROLL PICK-UP CONVEYOR NO. 2 | 010-0854-CON-007-00 |  |  |  | Conveyor Belt | DD | MEC | Visually inspect the snub and all return rollers for build-up. | Build Up |  |  | 42 |  |  |  | JDE |  | ROLL TABLE TIPPER | Data created/will be sent for upload | 0854-MEC-DD-42-PARENT ROLL SHUTDOWN CONVEYOR BELT INSP | 4660276
4942 | 0854-OPE-QI-7-PARENT ROLL | WEEKLY CONVEYOR INSPECTION | 25 | 26 | 2 - Subj Inspection | 0100854B | PARENT ROLL DISCHARGE CONVEYOR NO. 1 | 010-0854-CON-001-00 |  |  |  | Reflectors | QI | OPE | Visually inspect the reflector for damage and clean if needed. | Damaged | Build up |  | 7 |  |  |  | JDE |  | ROLL TABLE TIPPER | Data created/will be sent for upload | 0854-OPE-QI-7-PARENT ROLL WEEKLY CONVEYOR INSPECTION | 4660277
4943 | 0854-OPE-QI-7-PARENT ROLL | WEEKLY CONVEYOR INSPECTION | 25 | 26 | 2 - Subj Inspection | 0100854B | PARENT ROLL DISCHARGE CONVEYOR NO. 1 | 010-0854-CON-001-00 |  |  |  | Frame | QI | OPE | Visually inspect general condition. | Wear | Damaged | Build Up | 7 |  | Check inside the frame for material build up. |  | JDE |  | ROLL TABLE TIPPER | Data created/will be sent for upload | 0854-OPE-QI-7-PARENT ROLL WEEKLY CONVEYOR INSPECTION | 4660277
4949 | 0854-OPE-QI-7-PARENT ROLL | WEEKLY CONVEYOR INSPECTION | 25 | 26 | 2 - Subj Inspection | 0100854B | PARENT ROLL DISCHARGE CONVEYOR NO. 1 | 010-0854-CON-001-00 |  |  |  | Safety guards | QI | OPE | Visually inspect general condition. | Wear | Damaged | Missing | 7 |  |  |  | JDE |  | ROLL TABLE TIPPER | Data created/will be sent for upload | 0854-OPE-QI-7-PARENT ROLL WEEKLY CONVEYOR INSPECTION | 4660277
4955 | 0854-OPE-QI-7-PARENT ROLL | WEEKLY CONVEYOR INSPECTION | 25 | 26 | 2 - Subj Inspection | 0100854B | PARENT ROLL DISCHARGE CONVEYOR NO. 1 | 010-0854-CON-001-00 |  |  |  | Torque arm bolts | QI | OPE | Visually inspect general condition and tighten or replace if needed. | Wear | Looseness | Breakage | 7 |  |  |  | JDE |  | ROLL TABLE TIPPER | Data created/will be sent for upload | 0854-OPE-QI-7-PARENT ROLL WEEKLY CONVEYOR INSPECTION | 4660277
4965 | 0854-OPE-QI-7-PARENT ROLL | WEEKLY CONVEYOR INSPECTION | 25 | 26 | 2 - Subj Inspection | 0100854C | PARENT ROLL DISCHARGE CONVEYOR NO. 2 | 010-0854-CON-002-00 |  |  |  | Reflectors | QI | OPE | Visually inspect the reflector for damage and clean if needed. | Damaged | Build up |  | 7 |  |  |  | JDE |  | ROLL TABLE TIPPER | Data created/will be sent for upload | 0854-OPE-QI-7-PARENT ROLL WEEKLY CONVEYOR INSPECTION | 4660277
4966 | 0854-OPE-QI-7-PARENT ROLL | WEEKLY CONVEYOR INSPECTION | 25 | 26 | 2 - Subj Inspection | 0100854C | PARENT ROLL DISCHARGE CONVEYOR NO. 2 | 010-0854-CON-002-00 |  |  |  | Frame | QI | OPE | Visually inspect general condition. | Wear | Damaged | Build Up | 7 |  | Check inside the frame for material build up. |  | JDE |  | ROLL TABLE TIPPER | Data created/will be sent for upload | 0854-OPE-QI-7-PARENT ROLL WEEKLY CONVEYOR INSPECTION | 4660277
4972 | 0854-OPE-QI-7-PARENT ROLL | WEEKLY CONVEYOR INSPECTION | 25 | 26 | 2 - Subj Inspection | 0100854C | PARENT ROLL DISCHARGE CONVEYOR NO. 2 | 010-0854-CON-002-00 |  |  |  | Safety guards | QI | OPE | Visually inspect general condition. | Wear | Damaged | Missing | 7 |  |  |  | JDE |  | ROLL TABLE TIPPER | Data created/will be sent for upload | 0854-OPE-QI-7-PARENT ROLL WEEKLY CONVEYOR INSPECTION | 4660277
4978 | 0854-OPE-QI-7-PARENT ROLL | WEEKLY CONVEYOR INSPECTION | 25 | 26 | 2 - Subj Inspection | 0100854C | PARENT ROLL DISCHARGE CONVEYOR NO. 2 | 010-0854-CON-002-00 |  |  |  | Torque arm bolts | QI | OPE | Visually inspect general condition and tighten or replace if needed. | Wear | Looseness | Breakage | 7 |  |  |  | JDE |  | ROLL TABLE TIPPER | Data created/will be sent for upload | 0854-OPE-QI-7-PARENT ROLL WEEKLY CONVEYOR INSPECTION | 4660277
4988 | 0854-OPE-QI-7-PARENT ROLL | WEEKLY CONVEYOR INSPECTION | 25 | 26 | 2 - Subj Inspection | 0100854D | PARENT ROLL TRANSFER CONVEYOR NO. 1 | 010-0854-CON-003-00 |  |  |  | Reflectors | QI | OPE | Visually inspect the reflector for damage and clean if needed. | Damaged | Build up |  | 7 |  |  |  | JDE |  | ROLL TABLE TIPPER | Data created/will be sent for upload | 0854-OPE-QI-7-PARENT ROLL WEEKLY CONVEYOR INSPECTION | 4660277
4989 | 0854-OPE-QI-7-PARENT ROLL | WEEKLY CONVEYOR INSPECTION | 25 | 26 | 2 - Subj Inspection | 0100854D | PARENT ROLL TRANSFER CONVEYOR NO. 1 | 010-0854-CON-003-00 |  |  |  | Frame | QI | OPE | Visually inspect general condition. | Wear | Damaged | Build Up | 7 |  | Check inside the frame for material build up. |  | JDE |  | ROLL TABLE TIPPER | Data created/will be sent for upload | 0854-OPE-QI-7-PARENT ROLL WEEKLY CONVEYOR INSPECTION | 4660277
4995 | 0854-OPE-QI-7-PARENT ROLL | WEEKLY CONVEYOR INSPECTION | 25 | 26 | 2 - Subj Inspection | 0100854D | PARENT ROLL TRANSFER CONVEYOR NO. 1 | 010-0854-CON-003-00 |  |  |  | Safety guards | QI | OPE | Visually inspect general condition. | Wear | Damaged | Missing | 7 |  |  |  | JDE |  | ROLL TABLE TIPPER | Data created/will be sent for upload | 0854-OPE-QI-7-PARENT ROLL WEEKLY CONVEYOR INSPECTION | 4660277
5001 | 0854-OPE-QI-7-PARENT ROLL | WEEKLY CONVEYOR INSPECTION | 25 | 26 | 2 - Subj Inspection | 0100854D | PARENT ROLL TRANSFER CONVEYOR NO. 1 | 010-0854-CON-003-00 |  |  |  | Torque arm bolts | QI | OPE | Visually inspect general condition and tighten or replace if needed. | Wear | Looseness | Breakage | 7 |  |  |  | JDE |  | ROLL TABLE TIPPER | Data created/will be sent for upload | 0854-OPE-QI-7-PARENT ROLL WEEKLY CONVEYOR INSPECTION | 4660277
5015 | 0854-OPE-QI-7-PARENT ROLL | WEEKLY CONVEYOR INSPECTION | 25 | 26 | 2 - Subj Inspection | 0100854E | PARENT ROLL TURNTABLE CONVEYOR | 010-0854-CON-004-00 |  |  |  | Reflectors | QI | OPE | Visually inspect the reflector for damage and clean if needed. | Damaged | Build up |  | 7 |  |  |  | JDE |  | ROLL TABLE TIPPER | Data created/will be sent for upload | 0854-OPE-QI-7-PARENT ROLL WEEKLY CONVEYOR INSPECTION | 4660277
5017 | 0854-OPE-QI-7-PARENT ROLL | WEEKLY CONVEYOR INSPECTION | 25 | 26 | 2 - Subj Inspection | 0100854E | PARENT ROLL TURNTABLE CONVEYOR | 010-0854-CON-004-00 |  |  |  | Frame | QI | OPE | Visually inspect general condition. | Wear | Damaged | Build Up | 7 |  | Check inside the frame for material build up. |  | JDE |  | ROLL TABLE TIPPER | Data created/will be sent for upload | 0854-OPE-QI-7-PARENT ROLL WEEKLY CONVEYOR INSPECTION | 4660277
5022 | 0854-OPE-QI-7-PARENT ROLL | WEEKLY CONVEYOR INSPECTION | 25 | 26 | 2 - Subj Inspection | 0100854E | PARENT ROLL TURNTABLE CONVEYOR | 010-0854-CON-004-00 |  |  |  | Torque arm bolts | QI | OPE | Visually inspect general condition and tighten or replace if needed. | Wear | Looseness | Breakage | 7 |  |  |  | JDE |  | ROLL TABLE TIPPER | Data created/will be sent for upload | 0854-OPE-QI-7-PARENT ROLL WEEKLY CONVEYOR INSPECTION | 4660277
5034 | 0854-OPE-QI-7-PARENT ROLL | WEEKLY CONVEYOR INSPECTION | 25 | 26 | 2 - Subj Inspection | 0100854F | PARENT ROLL TRANSFER CONVEYOR NO. 2 | 010-0854-CON-005-00 |  |  |  | Reflectors | QI | OPE | Visually inspect the reflector for damage and clean if needed. | Damaged | Build up |  | 7 |  |  |  | JDE |  | ROLL TABLE TIPPER | Data created/will be sent for upload | 0854-OPE-QI-7-PARENT ROLL WEEKLY CONVEYOR INSPECTION | 4660277
5035 | 0854-OPE-QI-7-PARENT ROLL | WEEKLY CONVEYOR INSPECTION | 25 | 26 | 2 - Subj Inspection | 0100854F | PARENT ROLL TRANSFER CONVEYOR NO. 2 | 010-0854-CON-005-00 |  |  |  | Frame | QI | OPE | Visually inspect general condition. | Wear | Damaged | Build Up | 7 |  | Check inside the frame for material build up. |  | JDE |  | ROLL TABLE TIPPER | Data created/will be sent for upload | 0854-OPE-QI-7-PARENT ROLL WEEKLY CONVEYOR INSPECTION | 4660277
5041 | 0854-OPE-QI-7-PARENT ROLL | WEEKLY CONVEYOR INSPECTION | 25 | 26 | 2 - Subj Inspection | 0100854F | PARENT ROLL TRANSFER CONVEYOR NO. 2 | 010-0854-CON-005-00 |  |  |  | Safety guards | QI | OPE | Visually inspect general condition. | Wear | Damaged | Missing | 7 |  |  |  | JDE |  | ROLL TABLE TIPPER | Data created/will be sent for upload | 0854-OPE-QI-7-PARENT ROLL WEEKLY CONVEYOR INSPECTION | 4660277
5047 | 0854-OPE-QI-7-PARENT ROLL | WEEKLY CONVEYOR INSPECTION | 25 | 26 | 2 - Subj Inspection | 0100854F | PARENT ROLL TRANSFER CONVEYOR NO. 2 | 010-0854-CON-005-00 |  |  |  | Torque arm bolts | QI | OPE | Visually inspect general condition and tighten or replace if needed. | Wear | Looseness | Breakage | 7 |  |  |  | JDE |  | ROLL TABLE TIPPER | Data created/will be sent for upload | 0854-OPE-QI-7-PARENT ROLL WEEKLY CONVEYOR INSPECTION | 4660277
5075 | 0854-OPE-QI-7-PARENT ROLL | WEEKLY CONVEYOR INSPECTION | 25 | 26 | 2 - Subj Inspection | 0100854G | PARENT ROLL UPENDER | 010-0854-RHS-002-00 |  |  |  | Frame | QI | OPE | Visually inspect general condition. | Wear | Damaged | Build Up | 7 |  | Check inside the frame for material build up. |  | JDE |  | ROLL TABLE TIPPER | Data created/will be sent for upload | 0854-OPE-QI-7-PARENT ROLL WEEKLY CONVEYOR INSPECTION | 4660277
5087 | 0854-OPE-QI-7-PARENT ROLL | WEEKLY CONVEYOR INSPECTION | 25 | 26 | 2 - Subj Inspection | 0100854H | PARENT ROLL PICK-UP CONVEYOR NO. 1 | 010-0854-CON-006-00 |  |  |  | Reflectors | QI | OPE | Visually inspect the reflector for damage and clean if needed. | Damaged | Build up |  | 7 |  |  |  | JDE |  | ROLL TABLE TIPPER | Data created/will be sent for upload | 0854-OPE-QI-7-PARENT ROLL WEEKLY CONVEYOR INSPECTION | 4660277
5088 | 0854-OPE-QI-7-PARENT ROLL | WEEKLY CONVEYOR INSPECTION | 25 | 26 | 2 - Subj Inspection | 0100854H | PARENT ROLL PICK-UP CONVEYOR NO. 1 | 010-0854-CON-006-00 |  |  |  | Frame | QI | OPE | Visually inspect general condition. | Wear | Damaged | Build Up | 7 |  | Check inside the frame for material build up. |  | JDE |  | ROLL TABLE TIPPER | Data created/will be sent for upload | 0854-OPE-QI-7-PARENT ROLL WEEKLY CONVEYOR INSPECTION | 4660277
5092 | 0854-OPE-QI-7-PARENT ROLL | WEEKLY CONVEYOR INSPECTION | 25 | 26 | 2 - Subj Inspection | 0100854H | PARENT ROLL PICK-UP CONVEYOR NO. 1 | 010-0854-CON-006-00 |  |  |  | Torque arm bolts | QI | OPE | Visually inspect general condition and tighten or replace if needed. | Wear | Looseness | Breakage | 7 |  |  |  | JDE |  | ROLL TABLE TIPPER | Data created/will be sent for upload | 0854-OPE-QI-7-PARENT ROLL WEEKLY CONVEYOR INSPECTION | 4660277
5096 | 0854-OPE-QI-7-PARENT ROLL | WEEKLY CONVEYOR INSPECTION | 25 | 26 | 2 - Subj Inspection | 0100854H | PARENT ROLL PICK-UP CONVEYOR NO. 1 | 010-0854-CON-006-00 |  |  |  | Safety guards | QI | OPE | Visually inspect general condition. | Wear | Damaged | Missing | 7 |  |  |  | JDE |  | ROLL TABLE TIPPER | Data created/will be sent for upload | 0854-OPE-QI-7-PARENT ROLL WEEKLY CONVEYOR INSPECTION | 4660277
5107 | 0854-OPE-QI-7-PARENT ROLL | WEEKLY CONVEYOR INSPECTION | 25 | 26 | 2 - Subj Inspection | 0100854I | PARENT ROLL PICK-UP CONVEYOR NO. 2 | 010-0854-CON-007-00 |  |  |  | Frame | QI | OPE | Visually inspect general condition. | Wear | Damaged | Build Up | 7 |  | Check inside the frame for material build up. |  | JDE |  | ROLL TABLE TIPPER | Data created/will be sent for upload | 0854-OPE-QI-7-PARENT ROLL WEEKLY CONVEYOR INSPECTION | 4660277
5110 | 0854-OPE-QI-7-PARENT ROLL | WEEKLY CONVEYOR INSPECTION | 25 | 26 | 2 - Subj Inspection | 0100854I | PARENT ROLL PICK-UP CONVEYOR NO. 2 | 010-0854-CON-007-00 |  |  |  | Torque arm bolts | QI | OPE | Visually inspect general condition and tighten or replace if needed. | Wear | Looseness | Breakage | 7 |  |  |  | JDE |  | ROLL TABLE TIPPER | Data created/will be sent for upload | 0854-OPE-QI-7-PARENT ROLL WEEKLY CONVEYOR INSPECTION | 4660277
5112 | 0854-OPE-QI-7-PARENT ROLL | WEEKLY CONVEYOR INSPECTION | 25 | 26 | 2 - Subj Inspection | 0100854I | PARENT ROLL PICK-UP CONVEYOR NO. 2 | 010-0854-CON-007-00 |  |  |  | Safety guards | QI | OPE | Visually inspect general condition. | Wear | Damaged | Missing | 7 |  |  |  | JDE |  | ROLL TABLE TIPPER | Data created/will be sent for upload | 0854-OPE-QI-7-PARENT ROLL WEEKLY CONVEYOR INSPECTION | 4660277
4945 | 0854-MEC-IRD-7-PARENT ROLL | WEEKLY CYLINDER INSPECTION | 26 | 26 | 2 - Subj Inspection | 0100854B | PARENT ROLL DISCHARGE CONVEYOR NO. 1 | 010-0854-CON-001-00 |  |  |  | Cylinder | IRD | MEC | Visually inspect for proper operation and leaks. | Malfunction | Leak |  | 7 |  |  |  | JDE |  | ROLL TABLE TIPPER | Data created/will be sent for upload | 0854-MEC-IRD-7-PARENT ROLL WEEKLY CYLINDER INSPECTION | 4660278
4968 | 0854-MEC-IRD-7-PARENT ROLL | WEEKLY CYLINDER INSPECTION | 26 | 26 | 2 - Subj Inspection | 0100854C | PARENT ROLL DISCHARGE CONVEYOR NO. 2 | 010-0854-CON-002-00 |  |  |  | Cylinder | IRD | MEC | Visually inspect for proper operation and leaks. | Malfunction | Leak |  | 7 |  |  |  | JDE |  | ROLL TABLE TIPPER | Data created/will be sent for upload | 0854-MEC-IRD-7-PARENT ROLL WEEKLY CYLINDER INSPECTION | 4660278
4991 | 0854-MEC-IRD-7-PARENT ROLL | WEEKLY CYLINDER INSPECTION | 26 | 26 | 2 - Subj Inspection | 0100854D | PARENT ROLL TRANSFER CONVEYOR NO. 1 | 010-0854-CON-003-00 |  |  |  | Cylinder | IRD | OPE | Visually inspect for proper operation and leaks. | Malfunction | Leak |  | 7 |  |  |  | JDE |  | ROLL TABLE TIPPER | Data created/will be sent for upload | 0854-MEC-IRD-7-PARENT ROLL WEEKLY CYLINDER INSPECTION | 4660278
5023 | 0854-MEC-IRD-7-PARENT ROLL | WEEKLY CYLINDER INSPECTION | 26 | 26 | 2 - Subj Inspection | 0100854E | PARENT ROLL TURNTABLE CONVEYOR | 010-0854-CON-004-00 |  |  |  | Cylinder | IRD | OPE | Visually inspect for proper operation and leaks. | Malfunction | Leak |  | 7 |  |  |  | JDE |  | ROLL TABLE TIPPER | Data created/will be sent for upload | 0854-MEC-IRD-7-PARENT ROLL WEEKLY CYLINDER INSPECTION | 4660278
5037 | 0854-MEC-IRD-7-PARENT ROLL | WEEKLY CYLINDER INSPECTION | 26 | 26 | 2 - Subj Inspection | 0100854F | PARENT ROLL TRANSFER CONVEYOR NO. 2 | 010-0854-CON-005-00 |  |  |  | Cylinder | IRD | OPE | Visually inspect for proper operation and leaks. | Malfunction | Leak |  | 7 |  |  |  | JDE |  | ROLL TABLE TIPPER | Data created/will be sent for upload | 0854-MEC-IRD-7-PARENT ROLL WEEKLY CYLINDER INSPECTION | 4660278
5095 | 0854-MEC-IRD-7-PARENT ROLL | WEEKLY CYLINDER INSPECTION | 26 | 26 | 2 - Subj Inspection | 0100854H | PARENT ROLL PICK-UP CONVEYOR NO. 1 | 010-0854-CON-006-00 |  |  |  | Cylinder | IRD | OPE | Visually inspect for proper operation and leaks. | Malfunction | Leak |  | 7 |  |  |  | JDE |  | ROLL TABLE TIPPER | Data created/will be sent for upload | 0854-MEC-IRD-7-PARENT ROLL WEEKLY CYLINDER INSPECTION | 4660278
5111 | 0854-MEC-IRD-7-PARENT ROLL | WEEKLY CYLINDER INSPECTION | 26 | 26 | 2 - Subj Inspection | 0100854I | PARENT ROLL PICK-UP CONVEYOR NO. 2 | 010-0854-CON-007-00 |  |  |  | Cylinder | IRD | OPE | Visually inspect for proper operation and leaks. | Malfunction | Leak |  | 7 |  |  |  | JDE |  | ROLL TABLE TIPPER | Data created/will be sent for upload | 0854-MEC-IRD-7-PARENT ROLL WEEKLY CYLINDER INSPECTION | 4660278
4947 | 0854-LUB-DD-168-PARENT ROLL | SEMI-ANNUAL STRETCH SCREW INSP | 27 | 30 | 2 - Subj Inspection | 0100854B | PARENT ROLL DISCHARGE CONVEYOR NO. 1 | 010-0854-CON-001-00 |  |  |  | Stretching screw | DD | LUB | Visually inspect general condition. | Wear | Damaged |  | 168 |  |  |  | LUBE-IT |  | ROLL TABLE TIPPER | SUGGESTED TASK TO SEND TO TRENT | 0854-LUB-DD-168-PARENT ROLL SEMI-ANNUAL STRETCH SCREW INSP | 4660279
4970 | 0854-LUB-DD-168-PARENT ROLL | SEMI-ANNUAL STRETCH SCREW INSP | 27 | 30 | 2 - Subj Inspection | 0100854C | PARENT ROLL DISCHARGE CONVEYOR NO. 2 | 010-0854-CON-002-00 |  |  |  | Stretching screw | DD | LUB | Visually inspect general condition. | Wear | Damaged |  | 168 |  |  |  | LUBE-IT |  | ROLL TABLE TIPPER | SUGGESTED TASK TO SEND TO TRENT | 0854-LUB-DD-168-PARENT ROLL SEMI-ANNUAL STRETCH SCREW INSP | 4660279
4993 | 0854-LUB-DD-168-PARENT ROLL | SEMI-ANNUAL STRETCH SCREW INSP | 27 | 30 | 2 - Subj Inspection | 0100854D | PARENT ROLL TRANSFER CONVEYOR NO. 1 | 010-0854-CON-003-00 |  |  |  | Stretching screw | DD | LUB | Visually inspect general condition. | Wear | Damaged |  | 168 |  |  |  | LUBE-IT |  | ROLL TABLE TIPPER | SUGGESTED TASK TO SEND TO TRENT | 0854-LUB-DD-168-PARENT ROLL SEMI-ANNUAL STRETCH SCREW INSP | 4660279
5039 | 0854-LUB-DD-168-PARENT ROLL | SEMI-ANNUAL STRETCH SCREW INSP | 27 | 30 | 2 - Subj Inspection | 0100854F | PARENT ROLL TRANSFER CONVEYOR NO. 2 | 010-0854-CON-005-00 |  |  |  | Stretching screw | DD | LUB | Visually inspect general condition. | Wear | Damaged |  | 168 |  |  |  | LUBE-IT |  | ROLL TABLE TIPPER | SUGGESTED TASK TO SEND TO TRENT | 0854-LUB-DD-168-PARENT ROLL SEMI-ANNUAL STRETCH SCREW INSP | 4660279
5076 | 0854-LUB-DD-168-PARENT ROLL | SEMI-ANNUAL STRETCH SCREW INSP | 27 | 30 | 2 - Subj Inspection | 0100854G | PARENT ROLL UPENDER | 010-0854-RHS-002-00 |  |  |  | Stretching screw | DD | LUB | Visually inspect general condition. | Wear | Damaged |  | 168 |  |  |  | LUBE-IT |  | ROLL TABLE TIPPER | SUGGESTED TASK TO SEND TO TRENT | 0854-LUB-DD-168-PARENT ROLL SEMI-ANNUAL STRETCH SCREW INSP | 4660279
4950 | 0854-E&I-DD-336-PARENT ROLL | ANNUAL ELECTRICAL INSPECTION | 27 | 28 | 2 - Subj Inspection | 0100854B | PARENT ROLL DISCHARGE CONVEYOR NO. 1 | 010-0854-CON-001-00 |  |  |  | Electrical connections | DD | E&I | Visually inspect general condition. | Corroded | Tight |  | 336 |  |  |  | JDE |  | ROLL TABLE TIPPER | Data created/will be sent for upload | 0854-E&I-DD-336-PARENT ROLL ANNUAL ELECTRICAL INSPECTION | 4660280
4973 | 0854-E&I-DD-336-PARENT ROLL | ANNUAL ELECTRICAL INSPECTION | 27 | 28 | 2 - Subj Inspection | 0100854C | PARENT ROLL DISCHARGE CONVEYOR NO. 2 | 010-0854-CON-002-00 |  |  |  | Electrical connections | DD | E&I | Visually inspect general condition. | Corroded | Tight |  | 336 |  |  |  | JDE |  | ROLL TABLE TIPPER | Data created/will be sent for upload | 0854-E&I-DD-336-PARENT ROLL ANNUAL ELECTRICAL INSPECTION | 4660280
4996 | 0854-E&I-DD-336-PARENT ROLL | ANNUAL ELECTRICAL INSPECTION | 27 | 28 | 2 - Subj Inspection | 0100854D | PARENT ROLL TRANSFER CONVEYOR NO. 1 | 010-0854-CON-003-00 |  |  |  | Electrical connections | DD | E&I | Visually inspect general condition. | Corroded | Tight |  | 336 |  |  |  | JDE |  | ROLL TABLE TIPPER | Data created/will be sent for upload | 0854-E&I-DD-336-PARENT ROLL ANNUAL ELECTRICAL INSPECTION | 4660280
5027 | 0854-E&I-DD-336-PARENT ROLL | ANNUAL ELECTRICAL INSPECTION | 27 | 28 | 2 - Subj Inspection | 0100854E | PARENT ROLL TURNTABLE CONVEYOR | 010-0854-CON-004-00 |  |  |  | Electrical connections | DD | E&I | Visually inspect general condition. | Corroded | Tight |  | 336 |  |  |  | JDE |  | ROLL TABLE TIPPER | Data created/will be sent for upload | 0854-E&I-DD-336-PARENT ROLL ANNUAL ELECTRICAL INSPECTION | 4660280
5042 | 0854-E&I-DD-336-PARENT ROLL | ANNUAL ELECTRICAL INSPECTION | 27 | 28 | 2 - Subj Inspection | 0100854F | PARENT ROLL TRANSFER CONVEYOR NO. 2 | 010-0854-CON-005-00 |  |  |  | Electrical connections | DD | E&I | Visually inspect general condition. | Corroded | Tight |  | 336 |  |  |  | JDE |  | ROLL TABLE TIPPER | Data created/will be sent for upload | 0854-E&I-DD-336-PARENT ROLL ANNUAL ELECTRICAL INSPECTION | 4660280
5072 | 0854-E&I-DD-336-PARENT ROLL | ANNUAL ELECTRICAL INSPECTION | 27 | 28 | 2 - Subj Inspection | 0100854G | PARENT ROLL UPENDER | 010-0854-RHS-002-00 |  |  |  | Electrical connections | DD | E&I | Visually inspect general condition. | Corroded | Tight |  | 336 |  |  |  | JDE |  | ROLL TABLE TIPPER | Data created/will be sent for upload | 0854-E&I-DD-336-PARENT ROLL ANNUAL ELECTRICAL INSPECTION | 4660280
5097 | 0854-E&I-DD-336-PARENT ROLL | ANNUAL ELECTRICAL INSPECTION | 27 | 28 | 2 - Subj Inspection | 0100854H | PARENT ROLL PICK-UP CONVEYOR NO. 1 | 010-0854-CON-006-00 |  |  |  | Electrical connections | DD | E&I | Visually inspect general condition. | Corroded | Tight |  | 336 |  |  |  | JDE |  | ROLL TABLE TIPPER | Data created/will be sent for upload | 0854-E&I-DD-336-PARENT ROLL ANNUAL ELECTRICAL INSPECTION | 4660280
5113 | 0854-E&I-DD-336-PARENT ROLL | ANNUAL ELECTRICAL INSPECTION | 27 | 28 | 2 - Subj Inspection | 0100854I | PARENT ROLL PICK-UP CONVEYOR NO. 2 | 010-0854-CON-007-00 |  |  |  | Electrical connections | DD | E&I | Visually inspect general condition. | Corroded | Tight |  | 336 |  |  |  | JDE |  | ROLL TABLE TIPPER | Data created/will be sent for upload | 0854-E&I-DD-336-PARENT ROLL ANNUAL ELECTRICAL INSPECTION | 4660280
4956 | 0854-LUB-DD-1008/1680-PARENT | ROLL GEARBOX LUBRICATION | 28 | 24 | 1L - Lubricate | 0100854B | PARENT ROLL DISCHARGE CONVEYOR NO. 1 | 010-0854-CON-001-00 |  |  |  | Gearbox | DD | LUB | Drain, flush, and replenish lubricant. | Lack of lubricant |  |  | 1680 |  |  |  | LUBE-IT |  | ROLL TABLE TIPPER | SUGGESTED TASK TO SEND TO TRENT | 0854-LUB-DD-1008/1680-PARENT ROLL GEARBOX LUBRICATION | 4660281
4979 | 0854-LUB-DD-1008/1680-PARENT | ROLL GEARBOX LUBRICATION | 28 | 24 | 1L - Lubricate | 0100854C | PARENT ROLL DISCHARGE CONVEYOR NO. 2 | 010-0854-CON-002-00 |  |  |  | Gearbox | DD | LUB | Drain, flush, and replenish lubricant. | Lack of lubricant |  |  | 1680 |  |  |  | LUBE-IT |  | ROLL TABLE TIPPER | SUGGESTED TASK TO SEND TO TRENT | 0854-LUB-DD-1008/1680-PARENT ROLL GEARBOX LUBRICATION | 4660281
5002 | 0854-LUB-DD-1008/1680-PARENT | ROLL GEARBOX LUBRICATION | 28 | 24 | 1L - Lubricate | 0100854D | PARENT ROLL TRANSFER CONVEYOR NO. 1 | 010-0854-CON-003-00 |  |  |  | Gearbox | DD | LUB | Drain, flush, and replenish lubricant. | Lack of lubricant |  |  | 1680 |  |  |  | LUBE-IT |  | ROLL TABLE TIPPER | SUGGESTED TASK TO SEND TO TRENT | 0854-LUB-DD-1008/1680-PARENT ROLL GEARBOX LUBRICATION | 4660281
5024 | 0854-LUB-DD-1008/1680-PARENT | ROLL GEARBOX LUBRICATION | 28 | 24 | 1L - Lubricate | 0100854E | PARENT ROLL TURNTABLE CONVEYOR | 010-0854-CON-004-00 |  |  |  | Gearboxes | DD | LUB | Drain, flush, and replenish lubricant. | Lack of lubricant |  |  | 1680 |  |  |  | LUBE-IT |  | ROLL TABLE TIPPER | SUGGESTED TASK TO SEND TO TRENT | 0854-LUB-DD-1008/1680-PARENT ROLL GEARBOX LUBRICATION | 4660281
5048 | 0854-LUB-DD-1008/1680-PARENT | ROLL GEARBOX LUBRICATION | 28 | 24 | 1L - Lubricate | 0100854F | PARENT ROLL TRANSFER CONVEYOR NO. 2 | 010-0854-CON-005-00 |  |  |  | Gearbox | DD | LUB | Drain, flush, and replenish lubricant. | Lack of lubricant |  |  | 1680 |  |  |  | LUBE-IT |  | ROLL TABLE TIPPER | SUGGESTED TASK TO SEND TO TRENT | 0854-LUB-DD-1008/1680-PARENT ROLL GEARBOX LUBRICATION | 4660281
5063 | 0854-LUB-DD-1008/1680-PARENT | ROLL GEARBOX LUBRICATION | 28 | 24 | 1L - Lubricate | 0100854G | PARENT ROLL UPENDER | 010-0854-RHS-002-00 |  |  |  | Gearboxes | DD | LUB | Drain, flush, and replenish lubricant. | Lack of lubricant |  |  | 1680 |  |  |  | LUBE-IT |  | ROLL TABLE TIPPER | SUGGESTED TASK TO SEND TO TRENT | 0854-LUB-DD-1008/1680-PARENT ROLL GEARBOX LUBRICATION | 4660281
5080 | 0854-LUB-DD-1008/1680-PARENT | ROLL GEARBOX LUBRICATION | 28 | 24 | 1L - Lubricate | 0100854H | PARENT ROLL PICK-UP CONVEYOR NO. 1 | 010-0854-CON-006-00 |  |  |  | Gearboxes | DD | LUB | Drain, flush, and replenish lubricant. | Lack of lubricant |  |  | 1680 |  |  |  | LUBE-IT |  | ROLL TABLE TIPPER | SUGGESTED TASK TO SEND TO TRENT | 0854-LUB-DD-1008/1680-PARENT ROLL GEARBOX LUBRICATION | 4660281
5100 | 0854-LUB-DD-1008/1680-PARENT | ROLL GEARBOX LUBRICATION | 28 | 24 | 1L - Lubricate | 0100854I | PARENT ROLL PICK-UP CONVEYOR NO. 2 | 010-0854-CON-007-00 |  |  |  | Gearbox | DD | LUB | Drain, flush, and replenish lubricant. | Lack of lubricant |  |  | 1680 |  |  |  | LUBE-IT |  | ROLL TABLE TIPPER | SUGGESTED TASK TO SEND TO TRENT | 0854-LUB-DD-1008/1680-PARENT ROLL GEARBOX LUBRICATION | 4660281
5014 | 0854-OPE-IRD-7-PARENT ROLL | WEEKLY WHEELS INSPECTION | 26 | 25 | 2 - Subj Inspection | 0100854E | PARENT ROLL TURNTABLE CONVEYOR | 010-0854-CON-004-00 |  |  |  | Wheels | IRD | OPE | Visually inspect wheel and wheel bearings general condition. | Wear | Noise | Build Up | 7 |  |  |  | JDE |  | ROLL TABLE TIPPER | Data created/will be sent for upload | 0854-OPE-IRD-7-PARENT ROLL WEEKLY WHEELS INSPECTION | 4660282
5018 | 0854-E&I-DD-168-PARENT ROLL | SEMI-ANNUAL ELECTRICAL INSP | 27 | 27 | 2 - Subj Inspection | 0100854E | PARENT ROLL TURNTABLE CONVEYOR | 010-0854-CON-004-00 |  |  |  | Limit switch | DD | E&I | Check operation of limit switches. | Looseness | Malfunction |  | 168 |  |  |  | JDE |  | ROLL TABLE TIPPER | Data created/will be sent for upload | 0854-E&I-DD-168-PARENT ROLL SEMI-ANNUAL ELECTRICAL INSP | 4660283
5071 | 0854-E&I-DD-168-PARENT ROLL | SEMI-ANNUAL ELECTRICAL INSP | 27 | 27 | 2 - Subj Inspection | 0100854G | PARENT ROLL UPENDER | 010-0854-RHS-002-00 |  |  |  | Limit switches | DD | E&I | Check operation of limit switches. | Looseness | Malfunction |  | 168 |  |  |  | JDE |  | ROLL TABLE TIPPER | Data created/will be sent for upload | 0854-E&I-DD-168-PARENT ROLL SEMI-ANNUAL ELECTRICAL INSP | 4660283
5056 | 0854-MEC-DD-336-PARENT ROLL | UPENDER ANNUAL MECH INSP | 27 | 24 | 2 - Subj Inspection | 0100854G | PARENT ROLL UPENDER | 010-0854-RHS-002-00 |  |  |  | Coupling | DD | EXT | Check proper alignment. Visually inspect general condition. | Wear | Alignment |  | 336 |  |  |  | JDE |  | ROLL TABLE TIPPER | Data created/will be sent for upload | 0854-MEC-DD-336-PARENT ROLL UPENDER ANNUAL MECH INSP | 4660284
5114 | 0870-OPE-QI-1-WATER UNIT | POSITIONER DAILY INSPECTION | 24 | 27 | 2 - Subj Inspection | 0100870HK | Water Jet Turn-Up Glue Unit Positioner | 010-0870-ACT-002-00 |  |  |  | Sprayer Filter | QI | OPE | Visually inspect the filter and clean or replace if needed. | Dirty | Clogged |  | 1 |  |  |  | JDE |  | WATER JET UNIT POSITIONER | Data created/will be sent for upload | 0870-OPE-QI-1-WATER UNIT POSITIONER DAILY INSPECTION | 4660285
5115 | 0870-OPE-QI-1-WATER UNIT | POSITIONER DAILY INSPECTION | 24 | 27 | 2 - Subj Inspection | 0100870HK | Water Jet Turn-Up Glue Unit Positioner | 010-0870-ACT-002-00 |  |  |  | Inlet strainer | QI | OPE | Visually inspect the filter and clean or replace if needed. | Dirty | Clogged |  | 1 |  |  |  | JDE |  | WATER JET UNIT POSITIONER | Data created/will be sent for upload | 0870-OPE-QI-1-WATER UNIT POSITIONER DAILY INSPECTION | 4660285
5116 | 0870-OPE-QI-1-WATER UNIT | POSITIONER DAILY INSPECTION | 24 | 27 | 2 - Subj Inspection | 0100870HK | Water Jet Turn-Up Glue Unit Positioner | 010-0870-ACT-002-00 |  |  |  | Motor shield vents | QI | OPE | Visually inspect the motor shield vents for breakage. | Breakage |  |  | 1 |  |  |  | JDE |  | WATER JET UNIT POSITIONER | Data created/will be sent for upload | 0870-OPE-QI-1-WATER UNIT POSITIONER DAILY INSPECTION | 4660285
5117 | 0870-MEC-DD-126-WATER UNIT | POSITIONER 4-MONTH MECH INSP | 26 | 28 | 2 - Subj Inspection | 0100870HK | Water Jet Turn-Up Glue Unit Positioner | 010-0870-ACT-002-00 |  |  |  | Motor brushes | DD | MEC | Visually inspect the motor brushes for wear. | Wear |  |  | 126 |  | Brushes must be 1/2 in. (13mm) minimum length. Brushes do not wear at the same rate on both sides of motor. Check both brushes |  | JDE |  | WATER JET UNIT POSITIONER | Data created/will be sent for upload | 0870-MEC-DD-126-WATER UNIT POSITIONER 4-MONTH MECH INSP | 4660286
5118 | 0870-MEC-DD-126-WATER UNIT | POSITIONER 4-MONTH MECH INSP | 26 | 28 | 2 - Subj Inspection | 0100870HK | Water Jet Turn-Up Glue Unit Positioner | 010-0870-ACT-002-00 |  |  |  | Sprayer | DD | MEC | Visually inspect the sprayer stall. | Out of adjustment |  |  | 126 |  | With sprayer gun NOT triggered, sprayer motor should stall and not restart until gun is triggered again. If sprayer starts again with gun NOT triggered, inspect pump for internal/external leaks and check prime valve for leaks. |  | JDE |  | WATER JET UNIT POSITIONER | Data created/will be sent for upload | 0870-MEC-DD-126-WATER UNIT POSITIONER 4-MONTH MECH INSP | 4660286
5119 | 0870-MEC-DD-126-WATER UNIT | POSITIONER 4-MONTH MECH INSP | 26 | 28 | 2 - Subj Inspection | 0100870HK | Water Jet Turn-Up Glue Unit Positioner | 010-0870-ACT-002-00 |  |  |  | Fasteners | DD | MEC | Visually inspect fasteners for wear and looseness. Tighten or replace if needed. | Looseness | Wear |  | 126 |  |  |  | JDE |  | WATER JET UNIT POSITIONER | Data created/will be sent for upload | 0870-MEC-DD-126-WATER UNIT POSITIONER 4-MONTH MECH INSP | 4660286
5120 | 0870-E&I-DD-168-WATER UNIT | POSITIONER VALVE INSPECTION | 26 | 27 | 1C - Clean | 0100870HK | Water Jet Turn-Up Glue Unit Positioner | 010-0870-ACT-002-00 |  |  |  | Valves | DD | E&I | Clean. | Dirty |  |  | 168 |  |  |  | JDE |  | WATER JET UNIT POSITIONER | Data created/will be sent for upload | 0870-E&I-DD-168-WATER UNIT POSITIONER VALVE INSPECTION | 4660287
5122 | 0870-E&I-DD-168-WATER UNIT | POSITIONER VALVE INSPECTION | 26 | 27 | 2 - Subj Inspection | 0100870HK | Water Jet Turn-Up Glue Unit Positioner | 010-0870-ACT-002-00 |  |  |  | Valves | DD | E&I | Inspect general condition. | Wear | Leak | Malfunction | 168 |  |  |  | JDE |  | WATER JET UNIT POSITIONER | Data created/will be sent for upload | 0870-E&I-DD-168-WATER UNIT POSITIONER VALVE INSPECTION | 4660287
5121 | 0870-E&I-IRD-168-WATER UNIT | POSITIONER VALVE PRESS TEST | 27 | 27 | 1A - Adjust | 0100870HK | Water Jet Turn-Up Glue Unit Positioner | 010-0870-ACT-002-00 |  |  |  | Valves | IRD | E&I | Pressure test. | Hight pressure | Low pressure |  | 168 |  |  |  | JDE |  | WATER JET UNIT POSITIONER | Data created/will be sent for upload | 0870-E&I-IRD-168-WATER UNIT POSITIONER VALVE PRESS TEST | 4660288
5123 | 0870-MEC-DD-42-WATER UNIT | POSITIONER MOTOR CLEANING | 25 | 25 | 1C - Clean | 0100870HK | Water Jet Turn-Up Glue Unit Positioner | 010-0870-ACT-002-00 |  |  |  | Motor | DD | MEC | Clean motor. | Dirty |  |  | 42 |  |  |  | JDE |  | WATER JET UNIT POSITIONER | Data created/will be sent for upload | 0870-MEC-DD-42-WATER UNIT POSITIONER MOTOR CLEANING | 4660289
5124 | 0870-E&I-DD-126-WATER UNIT | POSITIONER 4-MONTH MOTOR INSP | 26 | 29 | 2 - Subj Inspection | 0100870HK | Water Jet Turn-Up Glue Unit Positioner | 010-0870-ACT-002-00 |  |  |  | Motor | DD | E&I | Visually inspect all electrical connections. | Looseness | Wear | Damage | 126 |  |  |  | JDE |  | WATER JET UNIT POSITIONER | Data created/will be sent for upload | 0870-E&I-DD-126-WATER UNIT POSITIONER 4-MONTH MOTOR INSP | 4660290
5125 | 0870-MEC-IRD-168-WATER UNIT | POSITIONER 6-MONTH MOTOR INSP | 27 | 29 | 2 - Subj Inspection | 0100870HK | Water Jet Turn-Up Glue Unit Positioner | 010-0870-ACT-002-00 |  |  |  | Motor | IRD | MEC | Visually inspect general condition. | Wear | Noise | Vibration | 168 |  |  |  | JDE |  | WATER JET UNIT POSITIONER | Data created/will be sent for upload | 0870-MEC-IRD-168-WATER UNIT POSITIONER 6-MONTH MOTOR INSP | 4660291
5126 | 0870-MEC-IRD-28-WATER UNIT | POSITIONER MONTHLY PUMP INSP | 26 | 28 | 2 - Subj Inspection | 0100870HK | Water Jet Turn-Up Glue Unit Positioner | 010-0870-ACT-002-00 |  |  |  | Pump | IRD | MEC | Visually inspect general condition. | Noise | Vibration | Leak | 28 |  | If leaking, adjust throat packing at next shutdown. Tighten packing nut down until leakage stops or lessens. This allows approximately 100 gallons of additional operation before a repacking is required. Packing nut can be tightened without O-ring removal. |  | JDE |  | WATER JET UNIT POSITIONER | Data created/will be sent for upload | 0870-MEC-IRD-28-WATER UNIT POSITIONER MONTHLY PUMP INSP | 4660292
5127 | 0870-EXT-IRD-28-WATER UNIT | POSITIONER PUMP VIBE ANALYSIS | 26 | 29 | 4 - Cond Monitoring | 0100870HK | Water Jet Turn-Up Glue Unit Positioner | 010-0870-ACT-002-00 |  |  |  | Pump | IRD | EXT | Perform vibration monitoring analysis. |  |  |  | 28 |  |  |  | AMS |  | WATER JET UNIT POSITIONER | SUGGESTED TASK TO SEND TO ZACH | 0870-EXT-IRD-28-WATER UNIT POSITIONER PUMP VIBE ANALYSIS | 4660293
5128 | 0870-OPE-IRD-7-WATER UNIT | POSITIONER WEEKLY INSP | 25 | 22 | 3 - Obj Inspection | 0100870HK | Water Jet Turn-Up Glue Unit Positioner | 010-0870-ACT-002-00 |  |  |  | Pump | IRD | OPE | Verify surface temperature. | Out of Tolerance |  |  | 7 |  | Check temperature in the volute casing, bearing housing and shaft seal (measured on the casing cover or the stuffing box housing). |  | JDE |  | WATER JET UNIT POSITIONER | Data created/will be sent for upload | 0870-OPE-IRD-7-WATER UNIT POSITIONER WEEKLY INSP | 4660294
5130 | 0870-OPE-IRD-7-WATER UNIT | POSITIONER WEEKLY INSP | 25 | 22 | 2 - Subj Inspection | 0100870HK | Water Jet Turn-Up Glue Unit Positioner | 010-0870-ACT-002-00 |  |  |  | Valves | IRD | OPE | Check for air or material leaks from fittings and hoses | Leak |  |  | 7 |  |  |  | JDE |  | WATER JET UNIT POSITIONER | Data created/will be sent for upload | 0870-OPE-IRD-7-WATER UNIT POSITIONER WEEKLY INSP | 4660294
5129 | 0870-MEC-DD-168- WATER UNIT | POSITIONER VALVE SEAL REPLACE | 27 | 29 | 1R - Replace | 0100870HK | Water Jet Turn-Up Glue Unit Positioner | 010-0870-ACT-002-00 |  |  |  | Valves seal | DD | MEC | Replace seal. |  |  |  | 168 |  |  |  | JDE |  | WATER JET UNIT POSITIONER | Data created/will be sent for upload | 0870-MEC-DD-168- WATER UNIT POSITIONER VALVE SEAL REPLACE | 4660295
5131 | 0870-MEC-DD-168-WATER JET TURN | UP 4-MONTH SERVOMOTOR CLEANING | 30 | 30 | 1C - Clean | 0100870KFB | WATER JET TURN UP | 010-0870-ACT-003-00 |  |  |  | Servomotor | DD | MEC | Clean the servomotor. | Dirty |  |  | 168 |  | Servomotor temperature can exceed 100C. Do not touch during operation or cool down phase. |  | JDE |  | WATER JET TURN-UP SERVO | Data created/will be sent for upload | 0870-MEC-DD-168-WATER JET TURN UP 4-MONTH SERVOMOTOR CLEANING | 4660296
5132 | 0870-MEC-IRD-84-WATER JET TURN | UP 3-MONTH SERVOMOTOR BRG INSP | 30 | 30 | 2 - Subj Inspection | 0100870KFB | WATER JET TURN UP | 010-0870-ACT-003-00 |  |  |  | Servomotor Bearing | IRD | MEC | visually inspect general condition. | Wear | Noise | Vibration | 84 |  |  |  | JDE |  | WATER JET TURN-UP SERVO | Data created/will be sent for upload | 0870-MEC-IRD-84-WATER JET TURN UP 3-MONTH SERVOMOTOR BRG INSP | 4660297
5133 | 0870-MEC-DD-168-WATER JET TURN | UP SEMI-ANNUAL MECHANICAL INSP | 30 | 30 | 3 - Obj Inspection | 0100870KFB | WATER JET TURN UP | 010-0870-ACT-003-00 |  |  |  | Brakes | DD | MEC | Measure the working air gap. | Out of Tolerance |  |  | 168 |  | The working air gap cannot be readjusted and can only be measured via the stroke of the pressure plate when the brake is released. Depending on brake type (CFM only) |  | JDE |  | WATER JET TURN-UP SERVO | Data created/will be sent for upload | 0870-MEC-DD-168-WATER JET TURN UP SEMI-ANNUAL MECHANICAL INSP | 4660298
5134 | 0870-MEC-DD-168-WATER JET TURN | UP SEMI-ANNUAL MECHANICAL INSP | 30 | 30 | 2 - Subj Inspection | 0100870KFB | WATER JET TURN UP | 010-0870-ACT-003-00 |  |  |  | Fasteners | DD | MEC | Visually inspect for looseness and wear. | Wear | Looseness |  | 168 |  |  |  | JDE |  | WATER JET TURN-UP SERVO | Data created/will be sent for upload | 0870-MEC-DD-168-WATER JET TURN UP SEMI-ANNUAL MECHANICAL INSP | 4660298
5135 | 0870-MEC-DD-168-WATER JET TURN | UP SEMI-ANNUAL MECHANICAL INSP | 30 | 30 | 2 - Subj Inspection | 0100870KFB | WATER JET TURN UP | 010-0870-ACT-003-00 |  |  |  | Oil seal | DD | MEC | Visually inspect for wear or damages. | Wear | Damaged |  | 168 |  |  |  | JDE |  | WATER JET TURN-UP SERVO | Data created/will be sent for upload | 0870-MEC-DD-168-WATER JET TURN UP SEMI-ANNUAL MECHANICAL INSP | 4660298
5136 | 0870-E&I-DD-168-WATER JET TURN | UP SEMI-ANNUAL ELECTRICAL INSP | 30 | 30 | 2 - Subj Inspection | 0100870KFB | WATER JET TURN UP | 010-0870-ACT-003-00 |  |  |  | Servomotor | DD | E&I | Visually inspect all electrical connections. | Looseness | Wear | Damage | 168 |  |  |  | JDE |  | WATER JET TURN-UP SERVO | Data created/will be sent for upload | 0870-E&I-DD-168-WATER JET TURN UP SEMI-ANNUAL ELECTRICAL INSP | 4660299
5137 | 0870-E&I-IRD-168-H20 JET TURN | UP SEMI-ANNUAL SERVOMOTOR INSP | 29 | 30 | 3 - Obj Inspection | 0100870KFB | WATER JET TURN UP | 010-0870-ACT-003-00 |  |  |  | Servomotor | IRD | MEC | Visually inspect general condition. | Wear | Noise | Vibration | 168 |  |  |  | JDE |  | WATER JET TURN-UP SERVO | Data created/will be sent for upload | 0870-E&I-IRD-168-H20 JET TURN UP SEMI-ANNUAL SERVOMOTOR INSP | 4660300
5138 | 0870-E&I-IRD-28-WATER JET TURN | UP MONTHLY SERVOMOTOR INSP | 30 | 26 | 3 - Obj Inspection | 0100870KFB | WATER JET TURN UP | 010-0870-ACT-003-00 |  |  |  | Servomotor | IRD | E&I | Measure motor amperage. | Out of Tolerance |  |  | 28 |  |  |  | JDE |  | WATER JET TURN-UP SERVO | Data created/will be sent for upload | 0870-E&I-IRD-28-WATER JET TURN UP MONTHLY SERVOMOTOR INSP | 4660301
5139 | 0870-E&I-DD-42-CORE SHAFT | SHUTDOWN VALVE INSPECTION | 25 | 25 | 2 - Subj Inspection | 0100870HM | CORE SHAFT | 010-0870-ROL-027-00 |  |  |  | Valves | DD | E&I | Inspect general condition. | Wear | Leak | Loose | 42 |  |  |  | JDE |  | CORE SHAFT | Data created/will be sent for upload | 0870-E&I-DD-42-CORE SHAFT SHUTDOWN VALVE INSPECTION | 4660302
5140 | 0870-E&I-DD-336-CORE SHAFT | ANNUAL VALVES INSPECTION | 26 | 24 | 1A - Adjust | 0100870HM | CORE SHAFT | 010-0870-ROL-027-00 |  |  |  | Valves | DD | E&I | Test the valve. | Calibration |  |  | 336 |  |  |  | JDE |  | CORE SHAFT | Data created/will be sent for upload | 0870-E&I-DD-336-CORE SHAFT ANNUAL VALVES INSPECTION | 4660303
5141 | 0870-E&I-DD-336-CORE SHAFT | ANNUAL VALVES INSPECTION | 26 | 24 | 1C - Clean | 0100870HM | CORE SHAFT | 010-0870-ROL-027-00 |  |  |  | Valves | DD | E&I | Clean. | Dirty |  |  | 336 |  |  |  | JDE |  | CORE SHAFT | Data created/will be sent for upload | 0870-E&I-DD-336-CORE SHAFT ANNUAL VALVES INSPECTION | 4660303
5142 | 0870-MEC-DD-42-CORE SHAFT | SHUTDOWN FILTER INSPECTION | 25 | 26 | 2 - Subj Inspection | 0100870HM | CORE SHAFT | 010-0870-ROL-027-00 |  |  |  | Filter | DD | MEC | Visually inspect general condition and create an order to replace if needed. | Dirty | Clogged |  | 42 |  |  |  | JDE |  | CORE SHAFT | Data created/will be sent for upload | 0870-MEC-DD-42-CORE SHAFT SHUTDOWN FILTER INSPECTION | 4660304
5143 | 0870-LUB-IRD-28-CORE SHAFT | MONTHLY BEARING LUBRICATION | 26 | 27 | 1L - Lubricate | 0100870HM | CORE SHAFT | 010-0870-ROL-027-00 |  |  |  | Bearings | IRD | LUB | Lubricate bearings with grease. | Lack of lubricant |  |  | 28 |  | Lubricate bearings through the proper greasing nipples positioned at the booth journal ends |  | LUBE-IT |  | CORE SHAFT | SUGGESTED TASK TO SEND TO TRENT | 0870-LUB-IRD-28-CORE SHAFT MONTHLY BEARING LUBRICATION | 4660305
5144 | 0870-MEC-IRD-84-CORE SHAFT | QUARTERLY MECHANICAL INSP | 26 | 25 | 2 - Subj Inspection | 0100870HM | CORE SHAFT | 010-0870-ROL-027-00 |  |  |  | Bearings | IRD | MEC | Visually inspect general condition. | Wear | Noise | Vibration | 84 |  |  |  | JDE |  | CORE SHAFT | Data created/will be sent for upload | 0870-MEC-IRD-84-CORE SHAFT QUARTERLY MECHANICAL INSP | 4660306
5150 | 0870-MEC-IRD-84-CORE SHAFT | QUARTERLY MECHANICAL INSP | 26 | 25 | 4 - Cond Monitoring | 0100870HM | CORE SHAFT | 010-0870-ROL-027-00 |  |  |  | Coupling | IRD | MEC | Verify the state of the coupling with a stroboscope. | Wear | Looseness |  | 84 |  |  |  | JDE |  | CORE SHAFT | Data created/will be sent for upload | 0870-MEC-IRD-84-CORE SHAFT QUARTERLY MECHANICAL INSP | 4660306
5145 | 0870-MEC-DD-84-CORE SHAFT | QUARTERLY SHAFT INSPECTION | 25 | 26 | 1C - Clean | 0100870HM | CORE SHAFT | 010-0870-ROL-027-00 |  |  |  | Shaft | DD | MEC | Clean the shaft. | Dirty |  |  | 84 |  |  |  | JDE |  | CORE SHAFT | Data created/will be sent for upload | 0870-MEC-DD-84-CORE SHAFT QUARTERLY SHAFT INSPECTION | 4660307
5146 | 0870-MEC-DD-84-CORE SHAFT | QUARTERLY SHAFT INSPECTION | 25 | 26 | 2 - Subj Inspection | 0100870HM | CORE SHAFT | 010-0870-ROL-027-00 |  |  |  | Shaft | DD | MEC | Visually inspect the shaft for wear and damages. | Wear | Damaged |  | 84 |  |  |  | JDE |  | CORE SHAFT | Data created/will be sent for upload | 0870-MEC-DD-84-CORE SHAFT QUARTERLY SHAFT INSPECTION | 4660307
5147 | 0870-MEC-DD-168-CORE SHAFT | SEMI ANNUAL MECHANICAL INSP | 26 | 27 | 2 - Subj Inspection | 0100870HM | CORE SHAFT | 010-0870-ROL-027-00 |  |  |  | Fasteners | DD | MEC | Visually inspect the fasteners for looseness and wear. | Looseness | Wear |  | 168 |  |  |  | JDE |  | CORE SHAFT | Data created/will be sent for upload | 0870-MEC-DD-168-CORE SHAFT SEMI ANNUAL MECHANICAL INSP | 4660308
5151 | 0870-MEC-DD-168-CORE SHAFT | SEMI ANNUAL MECHANICAL INSP | 26 | 27 | 2 - Subj Inspection | 0100870HM | CORE SHAFT | 010-0870-ROL-027-00 |  |  |  | Coupling | DD | MEC | Ensure that there is no play on the shaft and no wear on the part. | Wear | Looseness | Clearance/alignment failure | 168 |  |  |  | JDE |  | CORE SHAFT | Data created/will be sent for upload | 0870-MEC-DD-168-CORE SHAFT SEMI ANNUAL MECHANICAL INSP | 4660308
5148 | 0870-MEC-IRD-168-CORE SHAFT | SEMI ANNUAL AIR TUBES INSP | 27 | 26 | 2 - Subj Inspection | 0100870HM | CORE SHAFT | 010-0870-ROL-027-00 |  |  |  | Air Tube | IRD | MEC | Visually inspect the air tube for leaks and damages. Create an order to replace if needed. | Leak | Damaged |  | 168 |  |  |  | JDE |  | CORE SHAFT | Data created/will be sent for upload | 0870-MEC-IRD-168-CORE SHAFT SEMI ANNUAL AIR TUBES INSP | 4660309
5149 | 0870-OPE-DD-42-CORE SHAFT | SHUTDOWN SLOT INSPECTION | 25 | 24 | 1C - Clean | 0100870HM | CORE SHAFT | 010-0870-ROL-027-00 |  |  |  | Slots | DD | OPE | Clean the slots of the ledges with an air gun. | Dirty | Build up |  | 42 |  |  |  | JDE |  | CORE SHAFT | Data created/will be sent for upload | 0870-OPE-DD-42-CORE SHAFT SHUTDOWN SLOT INSPECTION | 4660310
5152 | 0870-MEC-IRD-28-CORE SHAFT | MONTHLY CLAMPING LUG SCRW INSP | 26 | 30 | 2 - Subj Inspection | 0100870HM | CORE SHAFT | 010-0870-ROL-027-00 |  |  |  | Clamping lug screws | IRD | MEC | Turn with a force of 2 kg (20N) | Leak | Looseness |  | 28 |  |  |  | JDE |  | CORE SHAFT | Data created/will be sent for upload | 0870-MEC-IRD-28-CORE SHAFT MONTHLY CLAMPING LUG SCRW INSP | 4660311
5153 | 0870-LUB-DD-126-SHAFT PULLER | 4-MONTH LUBRICATION | 28 | 19 | 1L - Lubricate | 0100870IAA | SHAFT PULLER DRIVE | 010-0870-ACT-004-00 |  |  |  | Gearbox | DD | LUB | Check oil level. | Low Oil Level |  |  | 126 |  |  |  | LUBE-IT |  | CORE SHAFT | SUGGESTED TASK TO SEND TO TRENT | 0870-LUB-DD-126-SHAFT PULLER 4-MONTH LUBRICATION | 4660312
5154 | 0870-MEC-IRD-126-SHAFT PULLER | 4-MONTH MECHANICAL INSPECTION | 29 | 29 | 2 - Subj Inspection | 0100870IAA | SHAFT PULLER DRIVE | 010-0870-ACT-004-00 |  |  |  | Gearbox | IRD | MEC | Visually inspect gearbox for a possible bearing damage. | Noise | Vibration | Leak | 126 |  |  |  | JDE |  | CORE SHAFT | Data created/will be sent for upload | 0870-MEC-IRD-126-SHAFT PULLER 4-MONTH MECHANICAL INSPECTION | 4660313
5155 | 0870-MEC-IRD-126-SHAFT PULLER | 4-MONTH MECHANICAL INSPECTION | 29 | 29 | 2 - Subj Inspection | 0100870IAA | SHAFT PULLER DRIVE | 010-0870-ACT-004-00 |  |  |  | Gearbox seals | IRD | MEC | Visually check the seals for leakage. | Leak |  |  | 126 |  |  |  | JDE |  | CORE SHAFT | Data created/will be sent for upload | 0870-MEC-IRD-126-SHAFT PULLER 4-MONTH MECHANICAL INSPECTION | 4660313
5161 | 0870-MEC-IRD-126-SHAFT PULLER | 4-MONTH MECHANICAL INSPECTION | 29 | 29 | 2 - Subj Inspection | 0100870IAA | SHAFT PULLER DRIVE | 010-0870-ACT-004-00 |  |  |  | Gearbox adapter | IRD | MEC | Visually inspect gearbox adapter for a possible bearing damage. | Noise | Vibration | Leak | 126 |  |  |  | JDE |  | CORE SHAFT | Data created/will be sent for upload | 0870-MEC-IRD-126-SHAFT PULLER 4-MONTH MECHANICAL INSPECTION | 4660313
5167 | 0870-MEC-IRD-126-SHAFT PULLER | 4-MONTH MECHANICAL INSPECTION | 29 | 29 | 2 - Subj Inspection | 0100870IAA | SHAFT PULLER DRIVE | 010-0870-ACT-004-00 |  |  |  | Gearbox input cover | IRD | MEC | Visually inspect gearbox input cover for a possible bearing damage. | Noise | Vibration | Leak | 126 |  |  |  | JDE |  | CORE SHAFT | Data created/will be sent for upload | 0870-MEC-IRD-126-SHAFT PULLER 4-MONTH MECHANICAL INSPECTION | 4660313
5156 | 0870-MEC-QI-126-SHAFT PULLER | 4-MONTH QUICK INSPECTION | 28 | 24 | 2 - Subj Inspection | 0100870IAA | SHAFT PULLER DRIVE | 010-0870-ACT-004-00 |  |  |  | Rubber buffer | QI | MEC | Visually inspect the rubber buffer for wear or damage. Create an order to replace if needed. | Wear | Damaged |  | 126 |  | For gearboxes with torque arm |  | JDE |  | CORE SHAFT | Data created/will be sent for upload | 0870-MEC-QI-126-SHAFT PULLER 4-MONTH QUICK INSPECTION | 4660314
5162 | 0870-MEC-QI-126-SHAFT PULLER | 4-MONTH QUICK INSPECTION | 28 | 24 | 2 - Subj Inspection | 0100870IAA | SHAFT PULLER DRIVE | 010-0870-ACT-004-00 |  |  |  | Gearbox adapter | QI | MEC | Visually check the adapter for leakage. | Leak |  |  | 126 |  |  |  | JDE |  | CORE SHAFT | Data created/will be sent for upload | 0870-MEC-QI-126-SHAFT PULLER 4-MONTH QUICK INSPECTION | 4660314
5168 | 0870-MEC-QI-126-SHAFT PULLER | 4-MONTH QUICK INSPECTION | 28 | 24 | 2 - Subj Inspection | 0100870IAA | SHAFT PULLER DRIVE | 010-0870-ACT-004-00 |  |  |  | Gearbox input cover | QI | MEC | Visually check the adapter for leakage. | Leak |  |  | 126 |  |  |  | JDE |  | CORE SHAFT | Data created/will be sent for upload | 0870-MEC-QI-126-SHAFT PULLER 4-MONTH QUICK INSPECTION | 4660314
5157 | 0870-LUB-DD-1008/1680-SHAFT | PULLER GEARBOX LUBE | 27 | 19 | 1L - Lubricate | 0100870IAA | SHAFT PULLER DRIVE | 010-0870-ACT-004-00 |  |  |  | Gearbox | DD | LUB | Change mineral /synthetic oil. | Contaminated |  |  | 1680 |  |  |  | LUBE-IT |  | CORE SHAFT | SUGGESTED TASK TO SEND TO TRENT | 0870-LUB-DD-1008/1680-SHAFT PULLER GEARBOX LUBE | 4660315
5158 | 0870-LUB-DD-1008/1680-SHAFT | PULLER GEARBOX LUBE | 27 | 19 | 1L - Lubricate | 0100870IAA | SHAFT PULLER DRIVE | 010-0870-ACT-004-00 |  |  |  | Gearbox | DD | LUB | Renew bearings grease. | Contaminated |  |  | 1680 |  |  |  | LUBE-IT |  | CORE SHAFT | SUGGESTED TASK TO SEND TO TRENT | 0870-LUB-DD-1008/1680-SHAFT PULLER GEARBOX LUBE | 4660315
5159 | 0870-LUB-DD-1008/1680-SHAFT | PULLER OIL SEAL REPLACEMENT | 27 | 27 | 1R - Replace | 0100870IAA | SHAFT PULLER DRIVE | 010-0870-ACT-004-00 |  |  |  | Gearbox | DD | LUB | Replace the oil seal. | Leak |  |  | 1680 |  |  |  | JDE |  | CORE SHAFT | Data created/will be sent for upload | 0870-LUB-DD-1008/1680-SHAFT PULLER OIL SEAL REPLACEMENT | 4660316
5160 | 0870-MEC-QI-672-SHAFT PULLER | TWO YEAR SHAFT PULLER INSP | 28 | 26 | 2 - Subj Inspection | 0100870IAA | SHAFT PULLER DRIVE | 010-0870-ACT-004-00 |  |  |  | Gearbox | QI | MEC | Inspect Gearbox Surface. If corrosion or coating damage is found, create an order to touch up. | Corrosion | Coating damage |  | 672 |  |  |  | JDE |  | CORE SHAFT | Data created/will be sent for upload | 0870-MEC-QI-672-SHAFT PULLER TWO YEAR SHAFT PULLER INSP | 4660317
5163 | 0870-MEC-DD-420-SHAFT PULLER | GEARBOX ADAPTER INSPECTION | 28 | 26 | 2 - Subj Inspection | 0100870IAA | SHAFT PULLER DRIVE | 010-0870-ACT-004-00 |  |  |  | Gearbox adapter | DD | MEC | Visually inspect torque play. | Out of adjustment |  |  | 420 |  |  |  | JDE |  | CORE SHAFT | Data created/will be sent for upload | 0870-MEC-DD-420-SHAFT PULLER GEARBOX ADAPTER INSPECTION | 4660318
5164 | 0870-MEC-DD-420-SHAFT PULLER | GEARBOX ADAPTER INSPECTION | 28 | 26 | 2 - Subj Inspection | 0100870IAA | SHAFT PULLER DRIVE | 010-0870-ACT-004-00 |  |  |  | Gearbox adapter | DD | MEC | Visually check the coupling elastic element. If wear or damage is found, create an order to replace. | Wear | Damaged |  | 420 |  |  |  | JDE |  | CORE SHAFT | Data created/will be sent for upload | 0870-MEC-DD-420-SHAFT PULLER GEARBOX ADAPTER INSPECTION | 4660318
5165 | 0870-LUB-DD-420-SHAFT PULLER | FIFTEEN-WEEK LUBRICATION | 28 | 24 | 1L - Lubricate | 0100870IAA | SHAFT PULLER DRIVE | 010-0870-ACT-004-00 |  |  |  | Gearbox adapter | DD | LUB | Renew bearings grease. | Contaminated |  |  | 420 |  |  |  | LUBE-IT |  | CORE SHAFT | SUGGESTED TASK TO SEND TO TRENT | 0870-LUB-DD-420-SHAFT PULLER FIFTEEN-WEEK LUBRICATION | 4660319
5166 | 0870-LUB-DD-420-SHAFT PULLER | FIFTEEN-WEEK LUBRICATION | 28 | 24 | 1R - Replace | 0100870IAA | SHAFT PULLER DRIVE | 010-0870-ACT-004-00 |  |  |  | Gearbox adapter | DD | LUB | Replace the oil seal. | Leak | Damaged |  | 420 |  |  |  | LUBE-IT |  | CORE SHAFT | SUGGESTED TASK TO SEND TO TRENT | 0870-LUB-DD-420-SHAFT PULLER FIFTEEN-WEEK LUBRICATION | 4660319
5169 | 0870-LUB-DD-420-SHAFT PULLER | FIFTEEN-WEEK LUBRICATION | 28 | 24 | 1L - Lubricate | 0100870IAA | SHAFT PULLER DRIVE | 010-0870-ACT-004-00 |  |  |  | Gearbox input cover | DD | LUB | Renew bearings grease. | Contaminated |  |  | 420 |  |  |  | LUBE-IT |  | CORE SHAFT | SUGGESTED TASK TO SEND TO TRENT | 0870-LUB-DD-420-SHAFT PULLER FIFTEEN-WEEK LUBRICATION | 4660319
5170 | 0870-LUB-DD-420-SHAFT PULLER | FIFTEEN-WEEK LUBRICATION | 28 | 24 | 1R - Replace | 0100870IAA | SHAFT PULLER DRIVE | 010-0870-ACT-004-00 |  |  |  | Gearbox input cover | DD | LUB | Replace the oil seal. | Leak | Damaged |  | 420 |  |  |  | LUBE-IT |  | CORE SHAFT | SUGGESTED TASK TO SEND TO TRENT | 0870-LUB-DD-420-SHAFT PULLER FIFTEEN-WEEK LUBRICATION | 4660319
5171 | 0870-MEC-DD-336-SHAFT PULLER | ANNUAL INSPECTION | 28 | 17 | 2 - Subj Inspection | 0100870IA | SHAFT PULLER ASSEMBLY | 010-0870-ACT-004-00 |  |  |  | Frame | DD | MEC | Visually inspect the frame for wear and damages and clean if needed. | Wear | Damaged | Built-up | 336 |  |  |  | JDE |  | CORE SHAFT | Data created/will be sent for upload | 0870-MEC-DD-336-SHAFT PULLER ANNUAL INSPECTION | 4660320
5181 | 0870-MEC-DD-336-SHAFT PULLER | ANNUAL INSPECTION | 28 | 17 | 2 - Subj Inspection | 0100870IAA | SHAFT PULLER DRIVE | 010-0870-ACT-004-00 |  |  |  | Electrical connections and hoses | DD | MEC | Visually inspect general condition. | Wear | Damaged |  | 336 |  |  |  | JDE |  | CORE SHAFT | Data created/will be sent for upload | 0870-MEC-DD-336-SHAFT PULLER ANNUAL INSPECTION | 4660320
5172 | 0870-OPE-IRD-7-SHAFT PULLER | WEEKLY INSPECTION | 27 | 17 | 2 - Subj Inspection | 0100870IA | SHAFT PULLER ASSEMBLY | 010-0870-ACT-004-00 |  |  |  | Wheels | IRD | OPE | Visually inspect wheel and wheel bearings general condition. | Wear | Noise | Build Up | 7 |  |  |  | JDE |  | CORE SHAFT | Data created/will be sent for upload | 0870-OPE-IRD-7-SHAFT PULLER WEEKLY INSPECTION | 4660321
5173 | 0870-MEC-DD-42-SHAFT PULLER | SHUTDOWN MOTOR CLEANING | 27 | 23 | 1C - Clean | 0100870IAA | SHAFT PULLER DRIVE | 010-0870-ACT-004-00 |  |  |  | Motor | DD | MEC | Clean motor. | Dirty |  |  | 42 |  |  |  | JDE |  | CORE SHAFT | Data created/will be sent for upload | 0870-MEC-DD-42-SHAFT PULLER SHUTDOWN MOTOR CLEANING | 4660322
5174 | 0870-MEC-IRD-168-SHAFT PULLER | SEMI-ANNUAL MOTOR INSPECTION | 29 | 28 | 2 - Subj Inspection | 0100870IAA | SHAFT PULLER DRIVE | 010-0870-ACT-004-00 |  |  |  | Motor | IRD | MEC | Visually inspect general condition for noise and vibration. | Wear | Noise | Vibration | 168 |  |  |  | JDE |  | CORE SHAFT | Data created/will be sent for upload | 0870-MEC-IRD-168-SHAFT PULLER SEMI-ANNUAL MOTOR INSPECTION | 4660323
5175 | 0870-LUB-IRD-168-SHAFT PULLER | BEARINGS LUBRICATION | 29 | 20 | 1L - Lubricate | 0100870IA | SHAFT PULLER ASSEMBLY | 010-0870-ACT-004-00 |  |  |  | Linear bearings | IRD | LUB | Lubricate bearings with grease. | Lack of lubricant |  |  | 168 |  |  |  | LUBE-IT |  | CORE SHAFT | SUGGESTED TASK TO SEND TO TRENT | 0870-LUB-IRD-168-SHAFT PULLER BEARINGS LUBRICATION | 4660324
5176 | 0870-MEC-IRD-336-SHAFT PULLER | ANNUAL BEARINGS INSPECTION | 29 | 26 | 2 - Subj Inspection | 0100870IA | SHAFT PULLER ASSEMBLY | 010-0870-ACT-004-00 |  |  |  | Linear bearings | IRD | MEC | Visually inspect general condition. | Wear | Noise | Vibration | 336 |  |  |  | JDE |  | CORE SHAFT | Data created/will be sent for upload | 0870-MEC-IRD-336-SHAFT PULLER ANNUAL BEARINGS INSPECTION | 4660325
5177 | 0870-MEC-QI-28-SHAFT PULLER | MONTHLY INSPECTION | 27 | 18 | 2 - Subj Inspection | 0100870IA | SHAFT PULLER ASSEMBLY | 010-0870-ACT-004-00 |  |  |  | Puller head | QI | MEC | Visually inspect general condition. | Wear | Damaged |  | 28 |  |  |  | JDE |  | CORE SHAFT | Data created/will be sent for upload | 0870-MEC-QI-28-SHAFT PULLER MONTHLY INSPECTION | 4660326
5178 | 0870-MEC-QI-28-SHAFT PULLER | MONTHLY INSPECTION | 27 | 18 | 2 - Subj Inspection | 0100870IA | SHAFT PULLER ASSEMBLY | 010-0870-ACT-004-00 |  |  |  | Wire | QI | MEC | Visually inspect general condition. | Wear | Damaged |  | 28 |  |  |  | JDE |  | CORE SHAFT | Data created/will be sent for upload | 0870-MEC-QI-28-SHAFT PULLER MONTHLY INSPECTION | 4660326
5179 | 0870-MEC-QI-28-SHAFT PULLER | MONTHLY INSPECTION | 27 | 18 | 2 - Subj Inspection | 0100870IA | SHAFT PULLER ASSEMBLY | 010-0870-ACT-004-00 |  |  |  | Wire guide | QI | MEC | Visually inspect general condition. | Wear | Damaged |  | 28 |  |  |  | JDE |  | CORE SHAFT | Data created/will be sent for upload | 0870-MEC-QI-28-SHAFT PULLER MONTHLY INSPECTION | 4660326
5180 | 0870-MEC-QI-28-SHAFT PULLER | MONTHLY INSPECTION | 27 | 18 | 2 - Subj Inspection | 0100870IA | SHAFT PULLER ASSEMBLY | 010-0870-ACT-004-00 |  |  |  | Rope sheave | QI | MEC | Visually inspect general condition. | Wear | Damaged |  | 28 |  |  |  | JDE |  | CORE SHAFT | Data created/will be sent for upload | 0870-MEC-QI-28-SHAFT PULLER MONTHLY INSPECTION | 4660326
5182 | 0870-MEC-QI-28-SHAFT PULLER | MONTHLY INSPECTION | 27 | 18 | 2 - Subj Inspection | 0100870IA | SHAFT PULLER ASSEMBLY | 010-0870-ACT-004-00 |  |  |  | Support roll | QI | MEC | Visually inspect general condition. | Wear | Damaged |  | 28 |  |  |  | JDE |  | CORE SHAFT | Data created/will be sent for upload | 0870-MEC-QI-28-SHAFT PULLER MONTHLY INSPECTION | 4660326
5183 | 0870-MEC-QI-28-SHAFT PULLER | MONTHLY INSPECTION | 27 | 18 | 2 - Subj Inspection | 0100870IA | SHAFT PULLER ASSEMBLY | 010-0870-ACT-004-00 |  |  |  | Wire | QI | MEC | Inspect the wire tension | Out of tolerance |  |  | 28 |  |  |  | JDE |  | CORE SHAFT | Data created/will be sent for upload | 0870-MEC-QI-28-SHAFT PULLER MONTHLY INSPECTION | 4660326
5184 | 0870-MEC-DD-336-CORE LOADER | ANNUAL LINEAR SYSTEM INSP | 27 | 25 | 2 - Subj Inspection | 0100870IC | CORE PUSHER ASSEMBLY | 010-0870-ACT-005-00 |  |  |  | Linear system | DD | MEC | Visually inspect general condition. | Wear | Damaged |  | 336 |  |  |  | JDE |  | CORE SHAFT | Data created/will be sent for upload | 0870-MEC-DD-336-CORE LOADER ANNUAL LINEAR SYSTEM INSP | 4660327
5185 | 0870-MEC-QI-28-CORE LOADER | MONTHLY MECHANICAL INSPECTION | 26 | 29 | 2 - Subj Inspection | 0100870IC | CORE PUSHER ASSEMBLY | 010-0870-ACT-005-00 |  |  |  | Pusher head | QI | MEC | Visually inspect general condition. | Wear | Damaged |  | 28 |  |  |  | JDE |  | CORE SHAFT | Data created/will be sent for upload | 0870-MEC-QI-28-CORE LOADER MONTHLY MECHANICAL INSPECTION | 4660328
5186 | 0870-MEC-QI-28-CORE LOADER | MONTHLY MECHANICAL INSPECTION | 26 | 29 | 2 - Subj Inspection | 0100870IC | CORE PUSHER ASSEMBLY | 010-0870-ACT-005-00 |  |  |  | Tooth belt | QI | MEC | Visually inspect general condition. | Wear | Damaged |  | 28 |  |  |  | JDE |  | CORE SHAFT | Data created/will be sent for upload | 0870-MEC-QI-28-CORE LOADER MONTHLY MECHANICAL INSPECTION | 4660328
5187 | 0870-MEC-QI-28-CORE LOADER | MONTHLY MECHANICAL INSPECTION | 26 | 29 | 2 - Subj Inspection | 0100870IC | CORE PUSHER ASSEMBLY | 010-0870-ACT-005-00 |  |  |  | Belt stretcher | QI | MEC | Visually inspect general condition. | Wear | Damaged |  | 28 |  |  |  | JDE |  | CORE SHAFT | Data created/will be sent for upload | 0870-MEC-QI-28-CORE LOADER MONTHLY MECHANICAL INSPECTION | 4660328
5188 | 0870-MEC-QI-28-CORE LOADER | MONTHLY MECHANICAL INSPECTION | 26 | 29 | 2 - Subj Inspection | 0100870IC | CORE PUSHER ASSEMBLY | 010-0870-ACT-005-00 |  |  |  | Core support | QI | MEC | Visually inspect general condition. | Wear | Damaged |  | 28 |  |  |  | JDE |  | CORE SHAFT | Data created/will be sent for upload | 0870-MEC-QI-28-CORE LOADER MONTHLY MECHANICAL INSPECTION | 4660328
5189 | 0870-LUB-DD-168-CORE LOADER | SEMI-ANNUAL LUBRICATION | 27 | 23 | 1L - Lubricate | 0100870IC | CORE PUSHER ASSEMBLY | 010-0870-ACT-005-00 |  |  |  | Cap seal | DD | LUB | Lubricate cap seal fitted to the carriage. | Lack of lubricant |  |  | 168 |  | Use lithium soap based grease NLGI consistency No. 2 or similar |  | LUBE-IT |  | CORE SHAFT | SUGGESTED TASK TO SEND TO TRENT | 0870-LUB-DD-168-CORE LOADER SEMI-ANNUAL LUBRICATION | 4660329
5190 | 0870-MEC-DD-126-CORE LOADER | 4-MONTH INSPECTION | 27 | 18 | 3 - Obj Inspection | 0100870IC | CORE PUSHER ASSEMBLY | 010-0870-ACT-005-00 |  |  |  | BE Brake | DD | MEC | Measure the brake disc thickness. | Out of tolerance |  |  | 126 |  |  |  | JDE |  | CORE SHAFT | Data created/will be sent for upload | 0870-MEC-DD-126-CORE LOADER 4-MONTH INSPECTION | 4660330
5191 | 0870-MEC-DD-126-CORE LOADER | 4-MONTH INSPECTION | 27 | 18 | 3 - Obj Inspection | 0100870IC | CORE PUSHER ASSEMBLY | 010-0870-ACT-005-00 |  |  |  | BE Brake | DD | MEC | Measure and set working gap. | Out of tolerance |  |  | 126 |  |  |  | JDE |  | CORE SHAFT | Data created/will be sent for upload | 0870-MEC-DD-126-CORE LOADER 4-MONTH INSPECTION | 4660330
5192 | 0870-MEC-DD-126-CORE LOADER | 4-MONTH INSPECTION | 27 | 18 | 2 - Subj Inspection | 0100870IC | CORE PUSHER ASSEMBLY | 010-0870-ACT-005-00 |  |  |  | BE Brake | DD | MEC | Visually inspect the brake. | Damaged | Wear | Out of adjustment | 126 |  | Inspect: The brake disc, lining Pressure plate Driver/Gearing Pressure ring Switch contact |  | JDE |  | CORE SHAFT | Data created/will be sent for upload | 0870-MEC-DD-126-CORE LOADER 4-MONTH INSPECTION | 4660330
5199 | 0870-MEC-DD-126-CORE LOADER | 4-MONTH INSPECTION | 27 | 18 | 2 - Subj Inspection | 0100870IC | CORE PUSHER ASSEMBLY | 010-0870-ACT-005-00 |  |  |  | Connection cable | DD | MEC | Visually inspect the connection cable and create an order to replace if needed. | Damaged |  |  | 126 |  |  |  | JDE |  | CORE SHAFT | Data created/will be sent for upload | 0870-MEC-DD-126-CORE LOADER 4-MONTH INSPECTION | 4660330
5193 | 0870-MEC-DD-420-CORE LOADER | FIFTEEN-WEEK CLEANING & INSP | 27 | 28 | 2 - Subj Inspection | 0100870IC | CORE PUSHER ASSEMBLY | 010-0870-ACT-005-00 |  |  |  | Motor | DD | MEC | Inspect the rolling bearings and create and order to replace if needed. | Noise | Vibration |  | 420 |  |  |  | JDE |  | CORE SHAFT | Data created/will be sent for upload | 0870-MEC-DD-420-CORE LOADER FIFTEEN-WEEK CLEANING & INSP | 4660331
5194 | 0870-MEC-DD-420-CORE LOADER | FIFTEEN-WEEK CLEANING & INSP | 27 | 28 | 1R - Replace | 0100870IC | CORE PUSHER ASSEMBLY | 010-0870-ACT-005-00 |  |  |  | Motor | DD | MEC | Replace the oil seal. |  |  |  | 420 |  |  |  | JDE |  | CORE SHAFT | Data created/will be sent for upload | 0870-MEC-DD-420-CORE LOADER FIFTEEN-WEEK CLEANING & INSP | 4660331
5195 | 0870-MEC-DD-420-CORE LOADER | FIFTEEN-WEEK CLEANING & INSP | 27 | 28 | 1C - Clean | 0100870IC | CORE PUSHER ASSEMBLY | 010-0870-ACT-005-00 |  |  |  | Motor | DD | MEC | Clean the motor. | Dirty |  |  | 420 |  | Clean the air cooling passages. |  | JDE |  | CORE SHAFT | Data created/will be sent for upload | 0870-MEC-DD-420-CORE LOADER FIFTEEN-WEEK CLEANING & INSP | 4660331
5197 | 0870-MEC-DD-420-CORE LOADER | FIFTEEN-WEEK CLEANING & INSP | 27 | 28 | 2 - Subj Inspection | 0100870IC | CORE PUSHER ASSEMBLY | 010-0870-ACT-005-00 |  |  |  | Gearbox air filter | DD | MEC | Visually inspect the air filter and clean if needed. | Clogged | Dirty |  | 420 |  |  |  | JDE |  | CORE SHAFT | Data created/will be sent for upload | 0870-MEC-DD-420-CORE LOADER FIFTEEN-WEEK CLEANING & INSP | 4660331
5198 | 0870-MEC-DD-420-CORE LOADER | FIFTEEN-WEEK CLEANING & INSP | 27 | 28 | 1C - Clean | 0100870IC | CORE PUSHER ASSEMBLY | 010-0870-ACT-005-00 |  |  |  | Gearbox | DD | MEC | Clean the gearbox | Dirty |  |  | 420 |  | Clean condensation drain hole at the bottom of the fan guard. |  | JDE |  | CORE SHAFT | Data created/will be sent for upload | 0870-MEC-DD-420-CORE LOADER FIFTEEN-WEEK CLEANING & INSP | 4660331
5196 | 0870-MEC-DD-672-CORE LOADER | BI-ANNUAL GEARBOX INSPECTION | 27 | 28 | 2 - Subj Inspection | 0100870IC | CORE PUSHER ASSEMBLY | 010-0870-ACT-005-00 |  |  |  | Gearbox | DD | MEC | Visually inspect the surface. Touch up or renew the surface/anticorrosion coating. | Damaged | Missing |  | 672 |  |  |  | JDE |  | CORE SHAFT | Data created/will be sent for upload | 0870-MEC-DD-672-CORE LOADER BI-ANNUAL GEARBOX INSPECTION | 4660332
5200 | 0870-MEC-DD-84-CENTER WIND | ASSIST QUARTERLY MECH INSP | 26 | 26 | 1C - Clean | 0100870HFA | CENTER WIND ASSIST | 010-0870-ROL-032-00 | 0100870HFD | CENTER WIND ASSIST MOTOR | 010-0870-ROL-032-M1 | Motor frame | DD | MEC | Clean the motor frame. | Dirty | Build up |  | 84 |  |  |  | JDE |  | CENTER WIND ASSIST | Data created/will be sent for upload | 0870-MEC-DD-84-CENTER WIND ASSIST QUARTERLY MECH INSP | 4660333
5201 | 0870-MEC-DD-84-CENTER WIND | ASSIST QUARTERLY MECH INSP | 26 | 26 | 1C - Clean | 0100870HFA | CENTER WIND ASSIST | 010-0870-ROL-032-00 |  |  |  | CWA Frame | DD | MEC | Clean the center wind assist frame. | Dirty | Build up |  | 84 |  |  |  | JDE |  | CENTER WIND ASSIST | Data created/will be sent for upload | 0870-MEC-DD-84-CENTER WIND ASSIST QUARTERLY MECH INSP | 4660333
5207 | 0870-MEC-DD-84-CENTER WIND | ASSIST QUARTERLY MECH INSP | 26 | 26 | 1C - Clean | 0100870HFA | CENTER WIND ASSIST | 010-0870-ROL-032-00 |  |  |  | Shaft | DD | MEC | Clean the shaft. | Dirty |  |  | 84 |  |  |  | JDE |  | CENTER WIND ASSIST | Data created/will be sent for upload | 0870-MEC-DD-84-CENTER WIND ASSIST QUARTERLY MECH INSP | 4660333
5208 | 0870-MEC-DD-84-CENTER WIND | ASSIST QUARTERLY MECH INSP | 26 | 26 | 2 - Subj Inspection | 0100870HFA | CENTER WIND ASSIST | 010-0870-ROL-032-00 |  |  |  | Shaft | DD | MEC | Visually inspect the shaft for wear and damages. | Wear | Damaged |  | 84 |  |  |  | JDE |  | CENTER WIND ASSIST | Data created/will be sent for upload | 0870-MEC-DD-84-CENTER WIND ASSIST QUARTERLY MECH INSP | 4660333
5221 | 0870-MEC-DD-84-CENTER WIND | ASSIST QUARTERLY MECH INSP | 26 | 26 | 2 - Subj Inspection | 0100870HFA | CENTER WIND ASSIST | 010-0870-ROL-032-00 |  |  |  | Drive Belt | DD | MEC | Visually inspect general condition and create an order to adjust if needed. | Tension | Wear | Damaged | 84 |  |  |  | JDE |  | CENTER WIND ASSIST | Data created/will be sent for upload | 0870-MEC-DD-84-CENTER WIND ASSIST QUARTERLY MECH INSP | 4660333
5202 | 0870-MEC-DD-168-CENTER WIND | ASSIST SEMI-ANNUAL MECH INSP | 27 | 28 | 2 - Subj Inspection | 0100870HFA | CENTER WIND ASSIST | 010-0870-ROL-032-00 | 0100870HFD | CENTER WIND ASSIST MOTOR | 010-0870-ROL-032-M1 | Motor bolts | DD | MEC | Visually inspect the motor bolts for wear and looseness. Tighten or replace if needed. | Wear | Looseness |  | 168 |  |  |  | JDE |  | CENTER WIND ASSIST | Data created/will be sent for upload | 0870-MEC-DD-168-CENTER WIND ASSIST SEMI-ANNUAL MECH INSP | 4660334
5203 | 0870-MEC-DD-168-CENTER WIND | ASSIST SEMI-ANNUAL MECH INSP | 27 | 28 | 2 - Subj Inspection | 0100870HFA | CENTER WIND ASSIST | 010-0870-ROL-032-00 |  |  |  | CWA Fasteners | DD | MEC | Visually inspect the center wind assist fasteners for wear and looseness. Tighten or replace if needed. | Wear | Looseness |  | 168 |  |  |  | JDE |  | CENTER WIND ASSIST | Data created/will be sent for upload | 0870-MEC-DD-168-CENTER WIND ASSIST SEMI-ANNUAL MECH INSP | 4660334
5210 | 0870-MEC-DD-168-CENTER WIND | ASSIST SEMI-ANNUAL MECH INSP | 27 | 28 | 2 - Subj Inspection | 0100870HFA | CENTER WIND ASSIST | 010-0870-ROL-032-00 |  |  |  | Couplings | DD | MEC | Ensure that there is no play on the shaft and no wear on the part. | Wear | Looseness | Clearance/alignment failure | 168 |  |  |  | JDE |  | CENTER WIND ASSIST | Data created/will be sent for upload | 0870-MEC-DD-168-CENTER WIND ASSIST SEMI-ANNUAL MECH INSP | 4660334
5217 | 0870-MEC-DD-168-CENTER WIND | ASSIST SEMI-ANNUAL MECH INSP | 27 | 28 | 3 - Obj Inspection | 0100870HFA | CENTER WIND ASSIST | 010-0870-ROL-032-00 |  |  |  | Pulleys | DD | MEC | Inspect Pulleys. Measure alignment and fly. | Misaligned |  |  | 168 |  |  |  | JDE |  | CENTER WIND ASSIST | Data created/will be sent for upload | 0870-MEC-DD-168-CENTER WIND ASSIST SEMI-ANNUAL MECH INSP | 4660334
5218 | 0870-MEC-DD-168-CENTER WIND | ASSIST SEMI-ANNUAL MECH INSP | 27 | 28 | 3 - Obj Inspection | 0100870HFA | CENTER WIND ASSIST | 010-0870-ROL-032-00 |  |  |  | Pulleys | DD | MEC | Inspect Pulleys. Measure pulley wear (use pulley wear gauge). Create an order to replace pulleys if wear is found over acceptable limits. | Wear |  |  | 168 |  |  |  | JDE |  | CENTER WIND ASSIST | Data created/will be sent for upload | 0870-MEC-DD-168-CENTER WIND ASSIST SEMI-ANNUAL MECH INSP | 4660334
5219 | 0870-MEC-DD-168-CENTER WIND | ASSIST SEMI-ANNUAL MECH INSP | 27 | 28 | 2 - Subj Inspection | 0100870HFA | CENTER WIND ASSIST | 010-0870-ROL-032-00 |  |  |  | Pulley hub | DD | MEC | Inspect hubs. Ensure torque in hub bolts are tightened to OEM specifications (use torque-meter and hub torque chart). | Wear | Play | Looseness | 168 |  |  |  | JDE |  | CENTER WIND ASSIST | Data created/will be sent for upload | 0870-MEC-DD-168-CENTER WIND ASSIST SEMI-ANNUAL MECH INSP | 4660334
5220 | 0870-MEC-DD-168-CENTER WIND | ASSIST SEMI-ANNUAL MECH INSP | 27 | 28 | 1C - Clean | 0100870HFA | CENTER WIND ASSIST | 010-0870-ROL-032-00 |  |  |  | Pulleys | DD | MEC | Clean the pulley and belt guard from dust or grease. | Dirty | Build up |  | 168 |  |  |  | JDE |  | CENTER WIND ASSIST | Data created/will be sent for upload | 0870-MEC-DD-168-CENTER WIND ASSIST SEMI-ANNUAL MECH INSP | 4660334
5223 | 0870-MEC-DD-168-CENTER WIND | ASSIST SEMI-ANNUAL MECH INSP | 27 | 28 | 3 - Obj Inspection | 0100870HFA | CENTER WIND ASSIST | 010-0870-ROL-032-00 |  |  |  | Drive Belt | DD | MEC | Use tension gauge to measure belt tension. Report values and create an order to adjust if required. | Tension | Tracking |  | 168 |  |  |  | JDE |  | CENTER WIND ASSIST | Data created/will be sent for upload | 0870-MEC-DD-168-CENTER WIND ASSIST SEMI-ANNUAL MECH INSP | 4660334
5204 | 0870-MEC-IRD-28-CENTER WIND | ASSIST MONTHLY MECHANCAL INSP | 27 | 29 | 2 - Subj Inspection | 0100870HFA | CENTER WIND ASSIST | 010-0870-ROL-032-00 |  |  |  | Hydraulic cylinder | IRD | MEC | Visually inspect the cylinder for leaks. | Leak |  |  | 28 |  |  |  | JDE |  | CENTER WIND ASSIST | Data created/will be sent for upload | 0870-MEC-IRD-28-CENTER WIND ASSIST MONTHLY MECHANCAL INSP | 4660335
5222 | 0870-MEC-IRD-28-CENTER WIND | ASSIST MONTHLY MECHANCAL INSP | 27 | 29 | 4 - Cond Monitoring | 0100870HFA | CENTER WIND ASSIST | 010-0870-ROL-032-00 |  |  |  | Drive Belt | IRD | MEC | Visually inspect with stroboscope. | Sliding | Wear | Noise | 28 |  |  |  | JDE |  | CENTER WIND ASSIST | Data created/will be sent for upload | 0870-MEC-IRD-28-CENTER WIND ASSIST MONTHLY MECHANCAL INSP | 4660335
5205 | 0870-LUB-IRD-28-CENTER WIND | ASSIST MONTHLY BEARING LUBE | 27 | 27 | 1L - Lubricate | 0100870HFA | CENTER WIND ASSIST | 010-0870-ROL-032-00 |  |  |  | Bearings | IRD | LUB | Lubricate bearings with grease. | Lack of lubricant |  |  | 28 |  |  |  | LUBE-IT |  | CENTER WIND ASSIST | SUGGESTED TASK TO SEND TO TRENT | 0870-LUB-IRD-28-CENTER WIND ASSIST MONTHLY BEARING LUBE | 4660336
5206 | 0870-MEC-IRD-84-CENTER WIND | ASSIST QUARTERLY MECH INSP | 27 | 26 | 2 - Subj Inspection | 0100870HFA | CENTER WIND ASSIST | 010-0870-ROL-032-00 |  |  |  | Bearings | IRD | MEC | Visually inspect general condition. | Wear | Noise | Vibration | 84 |  |  |  | JDE |  | CENTER WIND ASSIST | Data created/will be sent for upload | 0870-MEC-IRD-84-CENTER WIND ASSIST QUARTERLY MECH INSP | 4660337
5209 | 0870-MEC-IRD-84-CENTER WIND | ASSIST QUARTERLY MECH INSP | 27 | 26 | 4 - Cond Monitoring | 0100870HFA | CENTER WIND ASSIST | 010-0870-ROL-032-00 |  |  |  | Couplings | IRD | MEC | Verify the state of the coupling with a stroboscope. | Wear | Looseness | Vibration | 84 |  |  |  | JDE |  | CENTER WIND ASSIST | Data created/will be sent for upload | 0870-MEC-IRD-84-CENTER WIND ASSIST QUARTERLY MECH INSP | 4660337
5216 | 0870-MEC-IRD-84-CENTER WIND | ASSIST QUARTERLY MECH INSP | 27 | 26 | 4 - Cond Monitoring | 0100870HFA | CENTER WIND ASSIST | 010-0870-ROL-032-00 |  |  |  | Pulleys | IRD | MEC | Inspect drive system with stroboscope. | Wear | Play |  | 84 |  |  |  | JDE |  | CENTER WIND ASSIST | Data created/will be sent for upload | 0870-MEC-IRD-84-CENTER WIND ASSIST QUARTERLY MECH INSP | 4660337
5211 | 0870-MEC-DD-42-CENTER WIND | ASSIST SHUTDOWN MOTOR CLEANING | 26 | 30 | 1C - Clean | 0100870HFA | CENTER WIND ASSIST | 010-0870-ROL-032-00 | 0100870HFD | CENTER WIND ASSIST MOTOR | 010-0870-ROL-032-M1 | Motor | DD | MEC | Clean motor. | Dirty |  |  | 42 |  |  |  | JDE |  | CENTER WIND ASSIST | Data created/will be sent for upload | 0870-MEC-DD-42-CENTER WIND ASSIST SHUTDOWN MOTOR CLEANING | 4660338
5212 | 0870-E&I-DD-84-CENTER WIND | ASSIST QUARTERLY ELECT INSP | 26 | 27 | 2 - Subj Inspection | 0100870HFA | CENTER WIND ASSIST | 010-0870-ROL-032-00 | 0100870HFD | CENTER WIND ASSIST MOTOR | 010-0870-ROL-032-M1 | Motor | DD | E&I | Visually inspect all electrical connections. | Looseness | Wear | Damage | 84 |  |  |  | JDE |  | CENTER WIND ASSIST | Data created/will be sent for upload | 0870-E&I-DD-84-CENTER WIND ASSIST QUARTERLY ELECT INSP | 4660339
5213 | 0870-MEC-IRD-168-CENTER WIND | ASSIST SEMI-ANNUAL MOTOR INSP | 28 | 29 | 2 - Subj Inspection | 0100870HFA | CENTER WIND ASSIST | 010-0870-ROL-032-00 | 0100870HFD | CENTER WIND ASSIST MOTOR | 010-0870-ROL-032-M1 | Motor | IRD | MEC | Visually inspect general condition. | Wear | Noise | Vibration | 168 |  |  |  | JDE |  | CENTER WIND ASSIST | Data created/will be sent for upload | 0870-MEC-IRD-168-CENTER WIND ASSIST SEMI-ANNUAL MOTOR INSP | 4660340
5214 | 0870-E&I-IRD-28-CENTER WIND | ASSIST MONTHLY MOTOR ELEC INSP | 27 | 30 | 3 - Obj Inspection | 0100870HFA | CENTER WIND ASSIST | 010-0870-ROL-032-00 | 0100870HFD | CENTER WIND ASSIST MOTOR | 010-0870-ROL-032-M1 | Motor | IRD | E&I | Measure motor amperage. | Out of Tolerance |  |  | 28 |  |  |  | JDE |  | CENTER WIND ASSIST | Data created/will be sent for upload | 0870-E&I-IRD-28-CENTER WIND ASSIST MONTHLY MOTOR ELEC INSP | 4660341
5215 | 0870-EXT-IRD-28-CENTER WIND | ASSIST MONTHLY MOTOR VIBE | 27 | 25 | 4 - Cond Monitoring | 0100870HFA | CENTER WIND ASSIST | 010-0870-ROL-032-00 | 0100870HFD | CENTER WIND ASSIST MOTOR | 010-0870-ROL-032-M1 | Motor | IRD | EXT | Perform vibration monitoring analysis. | Out of Tolerance |  |  | 28 |  |  |  | AMS |  | CENTER WIND ASSIST | SUGGESTED TASK TO SEND TO ZACH | 0870-EXT-IRD-28-CENTER WIND ASSIST MONTHLY MOTOR VIBE | 4660342
5224 | 0870-OPE-IRD-1-INNER WIRE | DAILY INSPECTION | 25 | 16 | 2 - Subj Inspection | 0100870HLP | WATER SHOWER ASSEMBLY | 010-0870-SWR-212-00 |  |  |  | Inner Wire Tail Squirt | IRD | OPE | Inspect pipe general condition and create an order to replace if needed. | Leak | Damaged |  | 1 |  |  |  | JDE |  | SHOWERS | Data created/will be sent for upload | 0870-OPE-IRD-1-INNER WIRE DAILY INSPECTION | 4660343
5230 | 0870-OPE-IRD-1-INNER WIRE | DAILY INSPECTION | 25 | 16 | 2 - Subj Inspection | 0100870HLP | WATER SHOWER ASSEMBLY | 010-0870-SWR-212-00 |  |  |  | Inner Wire Tail Squirt | IRD | OPE | Visually inspect the handwheel for wear and clean or adjust if needed. | Wear | Blocked |  | 1 |  |  |  | JDE |  | SHOWERS | Data created/will be sent for upload | 0870-OPE-IRD-1-INNER WIRE DAILY INSPECTION | 4660343
5231 | 0870-OPE-IRD-1-INNER WIRE | DAILY INSPECTION | 25 | 16 | 2 - Subj Inspection | 0100870HLP | WATER SHOWER ASSEMBLY | 010-0870-SWR-213-00 |  |  |  | Inner Wire Edge Trim Catch Pan | IRD | OPE | Inspect pipe general condition and create an order to replace if needed. | Leak | Damaged |  | 1 |  |  |  | JDE |  | SHOWERS | Data created/will be sent for upload | 0870-OPE-IRD-1-INNER WIRE DAILY INSPECTION | 4660343
5237 | 0870-OPE-IRD-1-INNER WIRE | DAILY INSPECTION | 25 | 16 | 2 - Subj Inspection | 0100870HLP | WATER SHOWER ASSEMBLY | 010-0870-SWR-213-00 |  |  |  | Inner Wire Edge Trim Catch Pan | IRD | OPE | Visually inspect the handwheel for wear and clean or adjust if needed. | Wear | Blocked |  | 1 |  |  |  | JDE |  | SHOWERS | Data created/will be sent for upload | 0870-OPE-IRD-1-INNER WIRE DAILY INSPECTION | 4660343
5238 | 0870-OPE-IRD-1-INNER WIRE | DAILY INSPECTION | 25 | 16 | 2 - Subj Inspection | 0100870HLP | WATER SHOWER ASSEMBLY | 010-0870-SWR-214-00 |  |  |  | Inner Wire Trim Removal Catch Pan | IRD | OPE | Inspect pipe general condition and create an order to replace if needed. | Leak | Damaged |  | 1 |  |  |  | JDE |  | SHOWERS | Data created/will be sent for upload | 0870-OPE-IRD-1-INNER WIRE DAILY INSPECTION | 4660343
5244 | 0870-OPE-IRD-1-INNER WIRE | DAILY INSPECTION | 25 | 16 | 2 - Subj Inspection | 0100870HLP | WATER SHOWER ASSEMBLY | 010-0870-SWR-214-00 |  |  |  | Inner Wire Trim Removal Catch Pan | IRD | OPE | Visually inspect the handwheel for wear and clean or adjust if needed. | Wear | Blocked |  | 1 |  |  |  | JDE |  | SHOWERS | Data created/will be sent for upload | 0870-OPE-IRD-1-INNER WIRE DAILY INSPECTION | 4660343
5247 | 0870-OPE-IRD-1-INNER WIRE | DAILY INSPECTION | 25 | 16 | 2 - Subj Inspection | 0100870HLPB | REEL BELT CENTER SLITTER | 010-0870-SWR-502-00 |  |  |  | Pipe | IRD | OPE | Inspect general condition and create an order to replace if needed. | Leak | Damaged |  | 1 |  |  |  | JDE |  | SHOWERS | Data created/will be sent for upload | 0870-OPE-IRD-1-INNER WIRE DAILY INSPECTION | 4660343
5251 | 0870-OPE-IRD-1-INNER WIRE | DAILY INSPECTION | 25 | 16 | 2 - Subj Inspection | 0100870HLPC | REEL BELT JET DRAIN FLUSH | 010-0870-SWR-503-00 |  |  |  | Pipe | IRD | OPE | Inspect general condition and create an order to replace if needed. | Leak | Damaged |  | 1 |  |  |  | JDE |  | SHOWERS | Data created/will be sent for upload | 0870-OPE-IRD-1-INNER WIRE DAILY INSPECTION | 4660343
5253 | 0870-OPE-IRD-1-INNER WIRE | DAILY INSPECTION | 25 | 16 | 2 - Subj Inspection | 0100870HLP | WATER SHOWER ASSEMBLY | 010-0870-SWR-212-00 |  |  |  | Inner Wire Tail Squirt | IRD | OPE | Inspect pipe connections general condition and create an order to replace if needed. | Looseness | Wear | Damaged | 1 |  |  |  | JDE |  | SHOWERS | Data created/will be sent for upload | 0870-OPE-IRD-1-INNER WIRE DAILY INSPECTION | 4660343
5254 | 0870-OPE-IRD-1-INNER WIRE | DAILY INSPECTION | 25 | 16 | 2 - Subj Inspection | 0100870HLP | WATER SHOWER ASSEMBLY | 010-0870-SWR-213-00 |  |  |  | Inner Wire Edge Trim Catch Pan | IRD | OPE | Inspect pipe connections general condition and create an order to replace if needed. | Looseness | Wear | Damaged | 1 |  |  |  | JDE |  | SHOWERS | Data created/will be sent for upload | 0870-OPE-IRD-1-INNER WIRE DAILY INSPECTION | 4660343
5255 | 0870-OPE-IRD-1-INNER WIRE | DAILY INSPECTION | 25 | 16 | 2 - Subj Inspection | 0100870HLP | WATER SHOWER ASSEMBLY | 010-0870-SWR-214-00 |  |  |  | Inner Wire Trim Removal Catch Pan | IRD | OPE | Inspect pipe connections general condition and create an order to replace if needed. | Looseness | Wear | Damaged | 1 |  |  |  | JDE |  | SHOWERS | Data created/will be sent for upload | 0870-OPE-IRD-1-INNER WIRE DAILY INSPECTION | 4660343
5256 | 0870-OPE-IRD-1-INNER WIRE | DAILY INSPECTION | 25 | 16 | 2 - Subj Inspection | 0100870HLPB | REEL BELT CENTER SLITTER | 010-0870-SWR-502-00 |  |  |  | Pipe connections | IRD | OPE | Inspect general condition and create an order to replace if needed. | Looseness | Wear | Damaged | 1 |  |  |  | JDE |  | SHOWERS | Data created/will be sent for upload | 0870-OPE-IRD-1-INNER WIRE DAILY INSPECTION | 4660343
5257 | 0870-OPE-IRD-1-INNER WIRE | DAILY INSPECTION | 25 | 16 | 2 - Subj Inspection | 0100870HLPC | REEL BELT JET DRAIN FLUSH | 010-0870-SWR-503-00 |  |  |  | Pipe connections | IRD | OPE | Inspect general condition and create an order to replace if needed. | Looseness | Wear | Damaged | 1 |  |  |  | JDE |  | SHOWERS | Data created/will be sent for upload | 0870-OPE-IRD-1-INNER WIRE DAILY INSPECTION | 4660343
5225 | 0870-OPE-DD-42-INNER WIRE | SHUTDOWN SHOWER/NOZZLES INSP | 25 | 28 | 1C - Clean | 0100870HLP | WATER SHOWER ASSEMBLY | 010-0870-SWR-212-00 |  |  |  | Inner Wire Tail Squirt | DD | OPE | Clean the shower/nozzles. | Dirty | Build up |  | 42 |  |  |  | JDE |  | SHOWERS | Data created/will be sent for upload | 0870-OPE-DD-42-INNER WIRE SHUTDOWN SHOWER/NOZZLES INSP | 4660344
5232 | 0870-OPE-DD-42-INNER WIRE | SHUTDOWN SHOWER/NOZZLES INSP | 25 | 28 | 1C - Clean | 0100870HLP | WATER SHOWER ASSEMBLY | 010-0870-SWR-213-00 |  |  |  | Inner Wire Edge Trim Catch Pan | DD | OPE | Clean the shower/nozzles. | Dirty | Build up |  | 42 |  |  |  | JDE |  | SHOWERS | Data created/will be sent for upload | 0870-OPE-DD-42-INNER WIRE SHUTDOWN SHOWER/NOZZLES INSP | 4660344
5239 | 0870-OPE-DD-42-INNER WIRE | SHUTDOWN SHOWER/NOZZLES INSP | 25 | 28 | 1C - Clean | 0100870HLP | WATER SHOWER ASSEMBLY | 010-0870-SWR-214-00 |  |  |  | Inner Wire Trim Removal Catch Pan | DD | OPE | Clean the shower/nozzles. | Dirty | Build up |  | 42 |  |  |  | JDE |  | SHOWERS | Data created/will be sent for upload | 0870-OPE-DD-42-INNER WIRE SHUTDOWN SHOWER/NOZZLES INSP | 4660344
5248 | 0870-OPE-DD-42-INNER WIRE | SHUTDOWN SHOWER/NOZZLES INSP | 25 | 28 | 1C - Clean | 0100870HLPB | REEL BELT CENTER SLITTER | 010-0870-SWR-502-00 |  |  |  | Shower/Nozzles | DD | OPE | Clean the shower including the nozzles. | Build up | Dirty |  | 42 |  |  |  | JDE |  | SHOWERS | Data created/will be sent for upload | 0870-OPE-DD-42-INNER WIRE SHUTDOWN SHOWER/NOZZLES INSP | 4660344
5252 | 0870-OPE-DD-42-INNER WIRE | SHUTDOWN SHOWER/NOZZLES INSP | 25 | 28 | 1C - Clean | 0100870HLPC | REEL BELT JET DRAIN FLUSH | 010-0870-SWR-503-00 |  |  |  | Shower/Nozzles | DD | OPE | Clean the shower including the nozzles | Build up | Dirty |  | 42 |  |  |  | JDE |  | SHOWERS | Data created/will be sent for upload | 0870-OPE-DD-42-INNER WIRE SHUTDOWN SHOWER/NOZZLES INSP | 4660344
5226 | 0870-E&I-DD-336-INNER WIRE | ANNUALLY ELECTRICAL INSPECTION | 26 | 30 | 1C - Clean | 0100870HLP | WATER SHOWER ASSEMBLY | 010-0870-SWR-212-00 |  |  |  | Inner Wire Tail Squirt | DD | E&I | Clean Flush valve. | Dirty |  |  | 336 |  |  |  | JDE |  | SHOWERS | Data created/will be sent for upload | 0870-E&I-DD-336-INNER WIRE ANNUALLY ELECTRICAL INSPECTION | 4660345
5227 | 0870-E&I-DD-336-INNER WIRE | ANNUALLY ELECTRICAL INSPECTION | 26 | 30 | 2 - Subj Inspection | 0100870HLP | WATER SHOWER ASSEMBLY | 010-0870-SWR-212-00 |  |  |  | Inner Wire Tail Squirt | DD | E&I | Inspect Flush valve general condition and create an order to adjust or replace if needed. | Wear | Leak | Malfunction | 336 |  |  |  | JDE |  | SHOWERS | Data created/will be sent for upload | 0870-E&I-DD-336-INNER WIRE ANNUALLY ELECTRICAL INSPECTION | 4660345
5228 | 0870-E&I-DD-336-INNER WIRE | ANNUALLY ELECTRICAL INSPECTION | 26 | 30 | 1A - Adjust | 0100870HLP | WATER SHOWER ASSEMBLY | 010-0870-SWR-212-00 |  |  |  | Inner Wire Tail Squirt | DD | E&I | Test the flush valve. | Calibration |  |  | 336 |  |  |  | JDE |  | SHOWERS | Data created/will be sent for upload | 0870-E&I-DD-336-INNER WIRE ANNUALLY ELECTRICAL INSPECTION | 4660345
5233 | 0870-E&I-DD-336-INNER WIRE | ANNUALLY ELECTRICAL INSPECTION | 26 | 30 | 1C - Clean | 0100870HLP | WATER SHOWER ASSEMBLY | 010-0870-SWR-213-00 |  |  |  | Inner Wire Edge Trim Catch Pan | DD | E&I | Clean Flush valve. | Dirty |  |  | 336 |  |  |  | JDE |  | SHOWERS | Data created/will be sent for upload | 0870-E&I-DD-336-INNER WIRE ANNUALLY ELECTRICAL INSPECTION | 4660345
5234 | 0870-E&I-DD-336-INNER WIRE | ANNUALLY ELECTRICAL INSPECTION | 26 | 30 | 2 - Subj Inspection | 0100870HLP | WATER SHOWER ASSEMBLY | 010-0870-SWR-213-00 |  |  |  | Inner Wire Edge Trim Catch Pan | DD | E&I | Inspect Flush valve general condition and create an order to adjust or replace if needed. | Wear | Leak | Malfunction | 336 |  |  |  | JDE |  | SHOWERS | Data created/will be sent for upload | 0870-E&I-DD-336-INNER WIRE ANNUALLY ELECTRICAL INSPECTION | 4660345
5235 | 0870-E&I-DD-336-INNER WIRE | ANNUALLY ELECTRICAL INSPECTION | 26 | 30 | 1A - Adjust | 0100870HLP | WATER SHOWER ASSEMBLY | 010-0870-SWR-213-00 |  |  |  | Inner Wire Edge Trim Catch Pan | DD | E&I | Test the flush valve. | Calibration |  |  | 336 |  |  |  | JDE |  | SHOWERS | Data created/will be sent for upload | 0870-E&I-DD-336-INNER WIRE ANNUALLY ELECTRICAL INSPECTION | 4660345
5240 | 0870-E&I-DD-336-INNER WIRE | ANNUALLY ELECTRICAL INSPECTION | 26 | 30 | 1C - Clean | 0100870HLP | WATER SHOWER ASSEMBLY | 010-0870-SWR-214-00 |  |  |  | Inner Wire Trim Removal Catch Pan | DD | E&I | Clean Flush valve. | Dirty |  |  | 336 |  |  |  | JDE |  | SHOWERS | Data created/will be sent for upload | 0870-E&I-DD-336-INNER WIRE ANNUALLY ELECTRICAL INSPECTION | 4660345
5241 | 0870-E&I-DD-336-INNER WIRE | ANNUALLY ELECTRICAL INSPECTION | 26 | 30 | 2 - Subj Inspection | 0100870HLP | WATER SHOWER ASSEMBLY | 010-0870-SWR-214-00 |  |  |  | Inner Wire Trim Removal Catch Pan | DD | E&I | Inspect Flush valve general condition and create an order to adjust or replace if needed. | Wear | Leak | Malfunction | 336 |  |  |  | JDE |  | SHOWERS | Data created/will be sent for upload | 0870-E&I-DD-336-INNER WIRE ANNUALLY ELECTRICAL INSPECTION | 4660345
5242 | 0870-E&I-DD-336-INNER WIRE | ANNUALLY ELECTRICAL INSPECTION | 26 | 30 | 1A - Adjust | 0100870HLP | WATER SHOWER ASSEMBLY | 010-0870-SWR-214-00 |  |  |  | Inner Wire Trim Removal Catch Pan | DD | E&I | Test the flush valve. | Calibration |  |  | 336 |  |  |  | JDE |  | SHOWERS | Data created/will be sent for upload | 0870-E&I-DD-336-INNER WIRE ANNUALLY ELECTRICAL INSPECTION | 4660345
5229 | 0870-MEC-DD-168-INNER WIRE | SEMI-ANNUAL MECHANICAL INSP | 26 | 27 | 2 - Subj Inspection | 0100870HLP | WATER SHOWER ASSEMBLY | 010-0870-SWR-212-00 |  |  |  | Inner Wire Tail Squirt | DD | MEC | Inspect Shower including nozzles. | Wear | Damaged | Leak | 168 |  | If needed, remove shower head and replace for a cleaned one |  | JDE |  | SHOWERS | Data created/will be sent for upload | 0870-MEC-DD-168-INNER WIRE SEMI-ANNUAL MECHANICAL INSP | 4660346
5236 | 0870-MEC-DD-168-INNER WIRE | SEMI-ANNUAL MECHANICAL INSP | 26 | 27 | 2 - Subj Inspection | 0100870HLP | WATER SHOWER ASSEMBLY | 010-0870-SWR-213-00 |  |  |  | Inner Wire Edge Trim Catch Pan | DD | MEC | Inspect Shower including nozzles. | Wear | Damaged | Leak | 168 |  | If needed, remove shower head and replace for a cleaned one |  | JDE |  | SHOWERS | Data created/will be sent for upload | 0870-MEC-DD-168-INNER WIRE SEMI-ANNUAL MECHANICAL INSP | 4660346
5243 | 0870-MEC-DD-168-INNER WIRE | SEMI-ANNUAL MECHANICAL INSP | 26 | 27 | 2 - Subj Inspection | 0100870HLP | WATER SHOWER ASSEMBLY | 010-0870-SWR-214-00 |  |  |  | Inner Wire Trim Removal Catch Pan | DD | MEC | Inspect Shower including nozzles. | Wear | Damaged | Leak | 168 |  | If needed, remove shower head and replace for a cleaned one |  | JDE |  | SHOWERS | Data created/will be sent for upload | 0870-MEC-DD-168-INNER WIRE SEMI-ANNUAL MECHANICAL INSP | 4660346
5245 | 0870-OPE-IRD-7-INNER WIRE | WEEKLY INSPECTION | 25 | 17 | 2 - Subj Inspection | 0100870HLPB | REEL BELT CENTER SLITTER | 010-0870-SWR-502-00 |  |  |  | Shower/Nozzles | IRD | OPE | Inspect Shower including nozzles and create an order to replace if needed. | Wear | Damaged | Leak | 7 |  | If needed, remove shower head and replace for a cleaned one |  | JDE |  | SHOWERS | Data created/will be sent for upload | 0870-OPE-IRD-7-INNER WIRE WEEKLY INSPECTION | 4660347
5246 | 0870-OPE-IRD-7-INNER WIRE | WEEKLY INSPECTION | 25 | 17 | 2 - Subj Inspection | 0100870HLPB | REEL BELT CENTER SLITTER | 010-0870-SWR-502-00 |  |  |  | Connections | IRD | OPE | Inspect general condition and create an order to replace if needed. | Looseness | Wear | Damaged | 7 |  |  |  | JDE |  | SHOWERS | Data created/will be sent for upload | 0870-OPE-IRD-7-INNER WIRE WEEKLY INSPECTION | 4660347
5249 | 0870-OPE-IRD-7-INNER WIRE | WEEKLY INSPECTION | 25 | 17 | 2 - Subj Inspection | 0100870HLPC | REEL BELT JET DRAIN FLUSH | 010-0870-SWR-503-00 |  |  |  | Shower/Nozzles | IRD | OPE | Inspect Shower including nozzles and create an order to replace if needed. | Wear | Damaged | Leak | 7 |  | If needed, remove shower head and replace for a cleaned one |  | JDE |  | SHOWERS | Data created/will be sent for upload | 0870-OPE-IRD-7-INNER WIRE WEEKLY INSPECTION | 4660347
5250 | 0870-OPE-IRD-7-INNER WIRE | WEEKLY INSPECTION | 25 | 17 | 2 - Subj Inspection | 0100870HLPC | REEL BELT JET DRAIN FLUSH | 010-0870-SWR-503-00 |  |  |  | Connections | IRD | OPE | Inspect general condition and create an order to replace if needed. | Looseness | Wear | Damaged | 7 |  |  |  | JDE |  | SHOWERS | Data created/will be sent for upload | 0870-OPE-IRD-7-INNER WIRE WEEKLY INSPECTION | 4660347
5258 | FIELD DEV 1-E&I-DD-336 | HEADBX & FORMR FIELD INST INSP | 22 | 30 | 2 - Subj Inspection | 0100870MFA | HEADBOX AND FORMING SECTION DEVICES |  | 0100870MFAA | HEADBOX FLOW | Circuit No. 5100 | Pressure transmitter PT1-5100 | DD | E&I | Perform inspection and cleaning of field devices. If any abnormalities are found, create an order to repair or replace | Contamination | Clearance/alignment failure | Looseness | 336 |  | Refer to DWG KSD7580422 1(1) |  | JDE |  | FIELD DEVICES | Data created/will be sent for upload | FIELD DEV 1-E&I-DD-336 HEADBX & FORMR FIELD INST INSP | 4660348
5259 | FIELD DEV 1-E&I-DD-336 | HEADBX & FORMR FIELD INST INSP | 22 | 30 | 2 - Subj Inspection | 0100870MFA | HEADBOX AND FORMING SECTION DEVICES |  | 0100870MFAA | HEADBOX FLOW | Circuit No. 5100 | Pressure transmitter PT2-5100 | DD | E&I | Perform inspection and cleaning of field devices. If any abnormalities are found, create an order to repair or replace | Contamination | Clearance/alignment failure | Looseness | 336 |  | Refer to DWG KSD7580422 1(1) |  | JDE |  | FIELD DEVICES | Data created/will be sent for upload | FIELD DEV 1-E&I-DD-336 HEADBX & FORMR FIELD INST INSP | 4660348
5260 | FIELD DEV 1-E&I-DD-336 | HEADBX & FORMR FIELD INST INSP | 22 | 30 | 2 - Subj Inspection | 0100870MFA | HEADBOX AND FORMING SECTION DEVICES |  | 0100870MFAA | HEADBOX FLOW | Circuit No. 5100 | Pressure transmitter PT3-5100 | DD | E&I | Perform inspection and cleaning of field devices. If any abnormalities are found, create an order to repair or replace | Contamination | Clearance/alignment failure | Looseness | 336 |  | Refer to DWG KSD7580422 1(1) |  | JDE |  | FIELD DEVICES | Data created/will be sent for upload | FIELD DEV 1-E&I-DD-336 HEADBX & FORMR FIELD INST INSP | 4660348
5261 | FIELD DEV 1-E&I-DD-336 | HEADBX & FORMR FIELD INST INSP | 22 | 30 | 2 - Subj Inspection | 0100870MFA | HEADBOX AND FORMING SECTION DEVICES |  | 0100870MFAB | HEADBOX PRESSURE | Circuit No. 5101 | Pressure transmitter PT1-5101 | DD | E&I | Perform inspection and cleaning of field devices. If any abnormalities are found, create an order to repair or replace | Contamination | Clearance/alignment failure | Looseness | 336 |  | Refer to DWG KSD7580422 1(1) |  | JDE |  | FIELD DEVICES | Data created/will be sent for upload | FIELD DEV 1-E&I-DD-336 HEADBX & FORMR FIELD INST INSP | 4660348
5262 | FIELD DEV 1-E&I-DD-336 | HEADBX & FORMR FIELD INST INSP | 22 | 30 | 2 - Subj Inspection | 0100870MFA | HEADBOX AND FORMING SECTION DEVICES |  | 0100870MFAC | DILUTION VALVES DIFF PRESSURE CONTROL | Circuit No. 5103 | Pressure transmitter PT1-5103 | DD | E&I | Perform inspection and cleaning of field devices. If any abnormalities are found, create an order to repair or replace | Contamination | Clearance/alignment failure | Looseness | 336 |  | Refer to DWG KSD7580422 1(1) |  | JDE |  | FIELD DEVICES | Data created/will be sent for upload | FIELD DEV 1-E&I-DD-336 HEADBX & FORMR FIELD INST INSP | 4660348
5263 | FIELD DEV 1-E&I-DD-336 | HEADBX & FORMR FIELD INST INSP | 22 | 30 | 2 - Subj Inspection | 0100870MFA | HEADBOX AND FORMING SECTION DEVICES |  | 0100870MFAC | DILUTION VALVES DIFF PRESSURE CONTROL | Circuit No. 5103 | Pressure transmitter PT2-5103 | DD | E&I | Perform inspection and cleaning of field devices. If any abnormalities are found, create an order to repair or replace | Contamination | Clearance/alignment failure | Looseness | 336 |  | Refer to DWG KSD7580422 1(1) |  | JDE |  | FIELD DEVICES | Data created/will be sent for upload | FIELD DEV 1-E&I-DD-336 HEADBX & FORMR FIELD INST INSP | 4660348
5264 | FIELD DEV 1-E&I-DD-336 | HEADBX & FORMR FIELD INST INSP | 22 | 30 | 2 - Subj Inspection | 0100870MFA | HEADBOX AND FORMING SECTION DEVICES |  | 0100870MFAC | DILUTION VALVES DIFF PRESSURE CONTROL | Circuit No. 5103 | Directional Control Valve GSV1-5103 | DD | E&I | Perform inspection and cleaning of field devices. If any abnormalities are found, create an order to repair or replace | Contamination | Clearance/alignment failure | Looseness | 336 |  | Refer to DWG KSD7580422 1(1) |  | JDE |  | FIELD DEVICES | Data created/will be sent for upload | FIELD DEV 1-E&I-DD-336 HEADBX & FORMR FIELD INST INSP | 4660348
5265 | FIELD DEV 1-E&I-DD-336 | HEADBX & FORMR FIELD INST INSP | 22 | 30 | 2 - Subj Inspection | 0100870MFA | HEADBOX AND FORMING SECTION DEVICES |  | 0100870MFAD | HEADBOX SLICE OPENING | Circuit No. 5105 | 2-POS. Selector Switch HS1-5105 | DD | E&I | Perform inspection and cleaning of field devices. If any abnormalities are found, create an order to repair or replace | Contamination | Clearance/alignment failure | Looseness | 336 |  | Refer to DWG KSD7580422 1(2) |  | JDE |  | FIELD DEVICES | Data created/will be sent for upload | FIELD DEV 1-E&I-DD-336 HEADBX & FORMR FIELD INST INSP | 4660348
5266 | FIELD DEV 1-E&I-DD-336 | HEADBX & FORMR FIELD INST INSP | 22 | 30 | 2 - Subj Inspection | 0100870MFA | HEADBOX AND FORMING SECTION DEVICES |  | 0100870MFAD | HEADBOX SLICE OPENING | Circuit No. 5105 | 3-POS. Selector Switch HS2-5105 | DD | E&I | Perform inspection and cleaning of field devices. If any abnormalities are found, create an order to repair or replace | Contamination | Clearance/alignment failure | Looseness | 336 |  | Refer to DWG KSD7580422 1(2) |  | JDE |  | FIELD DEVICES | Data created/will be sent for upload | FIELD DEV 1-E&I-DD-336 HEADBX & FORMR FIELD INST INSP | 4660348
5267 | FIELD DEV 1-E&I-DD-336 | HEADBX & FORMR FIELD INST INSP | 22 | 30 | 2 - Subj Inspection | 0100870MFA | HEADBOX AND FORMING SECTION DEVICES |  | 0100870MFAD | HEADBOX SLICE OPENING | Circuit No. 5105 | Inductive Proximity Switch GS1-5105 | DD | E&I | Perform inspection and cleaning of field devices. If any abnormalities are found, create an order to repair or replace | Contamination | Clearance/alignment failure | Looseness | 336 |  | Refer to DWG KSD7580422 1(2) |  | JDE |  | FIELD DEVICES | Data created/will be sent for upload | FIELD DEV 1-E&I-DD-336 HEADBX & FORMR FIELD INST INSP | 4660348
5268 | FIELD DEV 1-E&I-DD-336 | HEADBX & FORMR FIELD INST INSP | 22 | 30 | 2 - Subj Inspection | 0100870MFA | HEADBOX AND FORMING SECTION DEVICES |  | 0100870MFAD | HEADBOX SLICE OPENING | Circuit No. 5105 | Inductive Proximity Switch GS2-5105 | DD | E&I | Perform inspection and cleaning of field devices. If any abnormalities are found, create an order to repair or replace | Contamination | Clearance/alignment failure | Looseness | 336 |  | Refer to DWG KSD7580422 1(2) |  | JDE |  | FIELD DEVICES | Data created/will be sent for upload | FIELD DEV 1-E&I-DD-336 HEADBX & FORMR FIELD INST INSP | 4660348
5269 | FIELD DEV 1-E&I-DD-336 | HEADBX & FORMR FIELD INST INSP | 22 | 30 | 2 - Subj Inspection | 0100870MFA | HEADBOX AND FORMING SECTION DEVICES |  | 0100870MFAD | HEADBOX SLICE OPENING | Circuit No. 5105 | Linear Transducer GT1-5105 | DD | E&I | Perform inspection and cleaning of field devices. If any abnormalities are found, create an order to repair or replace | Contamination | Clearance/alignment failure | Looseness | 336 |  | Refer to DWG KSD7580422 1(2) |  | JDE |  | FIELD DEVICES | Data created/will be sent for upload | FIELD DEV 1-E&I-DD-336 HEADBX & FORMR FIELD INST INSP | 4660348
5270 | FIELD DEV 1-E&I-DD-336 | HEADBX & FORMR FIELD INST INSP | 22 | 30 | 2 - Subj Inspection | 0100870MFA | HEADBOX AND FORMING SECTION DEVICES |  | 0100870MFAD | HEADBOX SLICE OPENING | Circuit No. 5105 | Digital Panel Meter GI1-5105 | DD | E&I | Perform inspection and cleaning of field devices. If any abnormalities are found, create an order to repair or replace | Contamination | Clearance/alignment failure | Looseness | 336 |  | Refer to DWG KSD7580422 1(2) |  | JDE |  | FIELD DEVICES | Data created/will be sent for upload | FIELD DEV 1-E&I-DD-336 HEADBX & FORMR FIELD INST INSP | 4660348
5271 | FIELD DEV 1-E&I-DD-336 | HEADBX & FORMR FIELD INST INSP | 22 | 30 | 2 - Subj Inspection | 0100870MFA | HEADBOX AND FORMING SECTION DEVICES |  | 0100870MFAD | HEADBOX SLICE OPENING | Circuit No. 5105 | MI-5105 | DD | E&I | Perform inspection and cleaning of field devices. If any abnormalities are found, create an order to repair or replace | Contamination | Clearance/alignment failure | Looseness | 336 |  | Refer to DWG KSD7580422 1(2) |  | JDE |  | FIELD DEVICES | Data created/will be sent for upload | FIELD DEV 1-E&I-DD-336 HEADBX & FORMR FIELD INST INSP | 4660348
5272 | FIELD DEV 1-E&I-DD-336 | HEADBX & FORMR FIELD INST INSP | 22 | 30 | 2 - Subj Inspection | 0100870MFA | HEADBOX AND FORMING SECTION DEVICES |  | 0100870MFAE | PURGE AIR TO DILUTION VLV BOX | Circuit No. 5109 | Pressure transmitter PT1-5109 | DD | E&I | Perform inspection and cleaning of field devices. If any abnormalities are found, create an order to repair or replace | Contamination | Clearance/alignment failure | Looseness | 336 |  | Refer to DWG KSD7580422 1(1) |  | JDE |  | FIELD DEVICES | Data created/will be sent for upload | FIELD DEV 1-E&I-DD-336 HEADBX & FORMR FIELD INST INSP | 4660348
5273 | FIELD DEV 1-E&I-DD-336 | HEADBX & FORMR FIELD INST INSP | 22 | 30 | 2 - Subj Inspection | 0100870MFA | HEADBOX AND FORMING SECTION DEVICES |  | 0100870MFAF | EDGE TRIM | Circuit No. 5110 | Directional Control Valve GSV1-5110 | DD | E&I | Perform inspection and cleaning of field devices. If any abnormalities are found, create an order to repair or replace | Contamination | Clearance/alignment failure | Looseness | 336 |  | Refer to DWG KSD7580422 1(1) |  | JDE |  | FIELD DEVICES | Data created/will be sent for upload | FIELD DEV 1-E&I-DD-336 HEADBX & FORMR FIELD INST INSP | 4660348
5274 | FIELD DEV 1-E&I-DD-336 | HEADBX & FORMR FIELD INST INSP | 22 | 30 | 2 - Subj Inspection | 0100870MFA | HEADBOX AND FORMING SECTION DEVICES |  | 0100870MFAF | EDGE TRIM | Circuit No. 5110 | Directional Control Valve GSV2-5110 | DD | E&I | Perform inspection and cleaning of field devices. If any abnormalities are found, create an order to repair or replace | Contamination | Clearance/alignment failure | Looseness | 336 |  | Refer to DWG KSD7580422 1(1) |  | JDE |  | FIELD DEVICES | Data created/will be sent for upload | FIELD DEV 1-E&I-DD-336 HEADBX & FORMR FIELD INST INSP | 4660348
5275 | FIELD DEV 1-E&I-DD-336 | HEADBX & FORMR FIELD INST INSP | 22 | 30 | 2 - Subj Inspection | 0100870MFA | HEADBOX AND FORMING SECTION DEVICES |  | 0100870MFAG | BREAST ROLL | Circuit No. 5113 | 3-POS. Selector Switch HS1-5113 | DD | E&I | Perform inspection and cleaning of field devices. If any abnormalities are found, create an order to repair or replace | Contamination | Clearance/alignment failure | Looseness | 336 |  | Refer to DWG KSD7580422 1(2) |  | JDE |  | FIELD DEVICES | Data created/will be sent for upload | FIELD DEV 1-E&I-DD-336 HEADBX & FORMR FIELD INST INSP | 4660348
5276 | FIELD DEV 1-E&I-DD-336 | HEADBX & FORMR FIELD INST INSP | 22 | 30 | 2 - Subj Inspection | 0100870MFA | HEADBOX AND FORMING SECTION DEVICES |  | 0100870MFAG | BREAST ROLL | Circuit No. 5113 | Inductive Proximity Switch GS1-5113 | DD | E&I | Perform inspection and cleaning of field devices. If any abnormalities are found, create an order to repair or replace | Contamination | Clearance/alignment failure | Looseness | 336 |  | Refer to DWG KSD7580422 1(2) |  | JDE |  | FIELD DEVICES | Data created/will be sent for upload | FIELD DEV 1-E&I-DD-336 HEADBX & FORMR FIELD INST INSP | 4660348
5277 | FIELD DEV 1-E&I-DD-336 | HEADBX & FORMR FIELD INST INSP | 22 | 30 | 2 - Subj Inspection | 0100870MFA | HEADBOX AND FORMING SECTION DEVICES |  | 0100870MFAG | BREAST ROLL | Circuit No. 5113 | Inductive Proximity Switch GS2-5113 | DD | E&I | Perform inspection and cleaning of field devices. If any abnormalities are found, create an order to repair or replace | Contamination | Clearance/alignment failure | Looseness | 336 |  | Refer to DWG KSD7580422 1(2) |  | JDE |  | FIELD DEVICES | Data created/will be sent for upload | FIELD DEV 1-E&I-DD-336 HEADBX & FORMR FIELD INST INSP | 4660348
5278 | FIELD DEV 1-E&I-DD-336 | HEADBX & FORMR FIELD INST INSP | 22 | 30 | 2 - Subj Inspection | 0100870MFA | HEADBOX AND FORMING SECTION DEVICES |  | 0100870MFAG | BREAST ROLL | Circuit No. 5113 | Linear Transducer GT1-5113 | DD | E&I | Perform inspection and cleaning of field devices. If any abnormalities are found, create an order to repair or replace | Contamination | Clearance/alignment failure | Looseness | 336 |  | Refer to DWG KSD7580422 1(2) |  | JDE |  | FIELD DEVICES | Data created/will be sent for upload | FIELD DEV 1-E&I-DD-336 HEADBX & FORMR FIELD INST INSP | 4660348
5279 | FIELD DEV 1-E&I-DD-336 | HEADBX & FORMR FIELD INST INSP | 22 | 30 | 2 - Subj Inspection | 0100870MFA | HEADBOX AND FORMING SECTION DEVICES |  | 0100870MFAG | BREAST ROLL | Circuit No. 5113 | Digital Panel Meter GI1-5113 | DD | E&I | Perform inspection and cleaning of field devices. If any abnormalities are found, create an order to repair or replace | Contamination | Clearance/alignment failure | Looseness | 336 |  | Refer to DWG KSD7580422 1(2) |  | JDE |  | FIELD DEVICES | Data created/will be sent for upload | FIELD DEV 1-E&I-DD-336 HEADBX & FORMR FIELD INST INSP | 4660348
5280 | FIELD DEV 1-E&I-DD-336 | HEADBX & FORMR FIELD INST INSP | 22 | 30 | 2 - Subj Inspection | 0100870MFA | HEADBOX AND FORMING SECTION DEVICES |  | 0100870MFAG | BREAST ROLL | Circuit No. 5113 | M1-5113 | DD | E&I | Perform inspection and cleaning of field devices. If any abnormalities are found, create an order to repair or replace | Contamination | Clearance/alignment failure | Looseness | 336 |  | Refer to DWG KSD7580422 1(2) |  | JDE |  | FIELD DEVICES | Data created/will be sent for upload | FIELD DEV 1-E&I-DD-336 HEADBX & FORMR FIELD INST INSP | 4660348
5281 | FIELD DEV 1-E&I-DD-336 | HEADBX & FORMR FIELD INST INSP | 22 | 30 | 2 - Subj Inspection | 0100870MFA | HEADBOX AND FORMING SECTION DEVICES |  | 0100870MFAH | FLY ROLL | Circuit No. 5114 | 3-POS. Selector Switch HS1-5114 | DD | E&I | Perform inspection and cleaning of field devices. If any abnormalities are found, create an order to repair or replace | Contamination | Clearance/alignment failure | Looseness | 336 |  | Refer to DWG KSD7580422 1(2) |  | JDE |  | FIELD DEVICES | Data created/will be sent for upload | FIELD DEV 1-E&I-DD-336 HEADBX & FORMR FIELD INST INSP | 4660348
5282 | FIELD DEV 1-E&I-DD-336 | HEADBX & FORMR FIELD INST INSP | 22 | 30 | 2 - Subj Inspection | 0100870MFA | HEADBOX AND FORMING SECTION DEVICES |  | 0100870MFAH | FLY ROLL | Circuit No. 5114 | Inductive Proximity Switch GS1-5114 | DD | E&I | Perform inspection and cleaning of field devices. If any abnormalities are found, create an order to repair or replace | Contamination | Clearance/alignment failure | Looseness | 336 |  | Refer to DWG KSD7580422 1(2) |  | JDE |  | FIELD DEVICES | Data created/will be sent for upload | FIELD DEV 1-E&I-DD-336 HEADBX & FORMR FIELD INST INSP | 4660348
5283 | FIELD DEV 1-E&I-DD-336 | HEADBX & FORMR FIELD INST INSP | 22 | 30 | 2 - Subj Inspection | 0100870MFA | HEADBOX AND FORMING SECTION DEVICES |  | 0100870MFAH | FLY ROLL | Circuit No. 5114 | Inductive Proximity Switch GS2-5114 | DD | E&I | Perform inspection and cleaning of field devices. If any abnormalities are found, create an order to repair or replace | Contamination | Clearance/alignment failure | Looseness | 336 |  | Refer to DWG KSD7580422 1(2) |  | JDE |  | FIELD DEVICES | Data created/will be sent for upload | FIELD DEV 1-E&I-DD-336 HEADBX & FORMR FIELD INST INSP | 4660348
5284 | FIELD DEV 1-E&I-DD-336 | HEADBX & FORMR FIELD INST INSP | 22 | 30 | 2 - Subj Inspection | 0100870MFA | HEADBOX AND FORMING SECTION DEVICES |  | 0100870MFAH | FLY ROLL | Circuit No. 5114 | Inductive Proximity Switch GS3-5114 | DD | E&I | Perform inspection and cleaning of field devices. If any abnormalities are found, create an order to repair or replace | Contamination | Clearance/alignment failure | Looseness | 336 |  | Refer to DWG KSD7580422 1(2) |  | JDE |  | FIELD DEVICES | Data created/will be sent for upload | FIELD DEV 1-E&I-DD-336 HEADBX & FORMR FIELD INST INSP | 4660348
5285 | FIELD DEV 1-E&I-DD-336 | HEADBX & FORMR FIELD INST INSP | 22 | 30 | 2 - Subj Inspection | 0100870MFA | HEADBOX AND FORMING SECTION DEVICES |  | 0100870MFAH | FLY ROLL | Circuit No. 5114 | Inductive Proximity Switch GS4-5114 | DD | E&I | Perform inspection and cleaning of field devices. If any abnormalities are found, create an order to repair or replace | Contamination | Clearance/alignment failure | Looseness | 336 |  | Refer to DWG KSD7580422 1(2) |  | JDE |  | FIELD DEVICES | Data created/will be sent for upload | FIELD DEV 1-E&I-DD-336 HEADBX & FORMR FIELD INST INSP | 4660348
5286 | FIELD DEV 1-E&I-DD-336 | HEADBX & FORMR FIELD INST INSP | 22 | 30 | 2 - Subj Inspection | 0100870MFA | HEADBOX AND FORMING SECTION DEVICES |  | 0100870MFAH | FLY ROLL | Circuit No. 5114 | M1-5114 | DD | E&I | Perform inspection and cleaning of field devices. If any abnormalities are found, create an order to repair or replace | Contamination | Clearance/alignment failure | Looseness | 336 |  | Refer to DWG KSD7580422 1(2) |  | JDE |  | FIELD DEVICES | Data created/will be sent for upload | FIELD DEV 1-E&I-DD-336 HEADBX & FORMR FIELD INST INSP | 4660348
5287 | FIELD DEV 1-E&I-DD-336 | HEADBX & FORMR FIELD INST INSP | 22 | 30 | 2 - Subj Inspection | 0100870MFA | HEADBOX AND FORMING SECTION DEVICES |  | 0100870MFAI | OUTER WIRE GUIDE TENDING SIDE | Circuit No. 5120 | Pressure transmitter PT1-5120 | DD | E&I | Perform inspection and cleaning of field devices. If any abnormalities are found, create an order to repair or replace | Contamination | Clearance/alignment failure | Looseness | 336 |  | Refer to DWG KSD7580422 1(1) |  | JDE |  | FIELD DEVICES | Data created/will be sent for upload | FIELD DEV 1-E&I-DD-336 HEADBX & FORMR FIELD INST INSP | 4660348
5288 | FIELD DEV 1-E&I-DD-336 | HEADBX & FORMR FIELD INST INSP | 22 | 30 | 2 - Subj Inspection | 0100870MFA | HEADBOX AND FORMING SECTION DEVICES |  | 0100870MFAJ | OUTER WIRE STRETCHER | Circuit No. 5121 | 3-POS. Selector Switch HS1-5121 | DD | E&I | Perform inspection and cleaning of field devices. If any abnormalities are found, create an order to repair or replace | Contamination | Clearance/alignment failure | Looseness | 336 |  | Refer to DWG KSD7580422 1(3) |  | JDE |  | FIELD DEVICES | Data created/will be sent for upload | FIELD DEV 1-E&I-DD-336 HEADBX & FORMR FIELD INST INSP | 4660348
5289 | FIELD DEV 1-E&I-DD-336 | HEADBX & FORMR FIELD INST INSP | 22 | 30 | 2 - Subj Inspection | 0100870MFA | HEADBOX AND FORMING SECTION DEVICES |  | 0100870MFAJ | OUTER WIRE STRETCHER | Circuit No. 5121 | Inductive Proximity Switch GS1-5121 | DD | E&I | Perform inspection and cleaning of field devices. If any abnormalities are found, create an order to repair or replace | Contamination | Clearance/alignment failure | Looseness | 336 |  | Refer to DWG KSD7580422 1(3) |  | JDE |  | FIELD DEVICES | Data created/will be sent for upload | FIELD DEV 1-E&I-DD-336 HEADBX & FORMR FIELD INST INSP | 4660348
5290 | FIELD DEV 1-E&I-DD-336 | HEADBX & FORMR FIELD INST INSP | 22 | 30 | 2 - Subj Inspection | 0100870MFA | HEADBOX AND FORMING SECTION DEVICES |  | 0100870MFAJ | OUTER WIRE STRETCHER | Circuit No. 5121 | Inductive Proximity Switch GS2-5121 | DD | E&I | Perform inspection and cleaning of field devices. If any abnormalities are found, create an order to repair or replace | Contamination | Clearance/alignment failure | Looseness | 336 |  | Refer to DWG KSD7580422 1(3) |  | JDE |  | FIELD DEVICES | Data created/will be sent for upload | FIELD DEV 1-E&I-DD-336 HEADBX & FORMR FIELD INST INSP | 4660348
5291 | FIELD DEV 1-E&I-DD-336 | HEADBX & FORMR FIELD INST INSP | 22 | 30 | 2 - Subj Inspection | 0100870MFA | HEADBOX AND FORMING SECTION DEVICES |  | 0100870MFAJ | OUTER WIRE STRETCHER | Circuit No. 5121 | WE1-5121 | DD | E&I | Perform inspection and cleaning of field devices. If any abnormalities are found, create an order to repair or replace | Contamination | Clearance/alignment failure | Looseness | 336 |  | Refer to DWG KSD7580422 1(3) |  | JDE |  | FIELD DEVICES | Data created/will be sent for upload | FIELD DEV 1-E&I-DD-336 HEADBX & FORMR FIELD INST INSP | 4660348
5292 | FIELD DEV 1-E&I-DD-336 | HEADBX & FORMR FIELD INST INSP | 22 | 30 | 2 - Subj Inspection | 0100870MFA | HEADBOX AND FORMING SECTION DEVICES |  | 0100870MFAJ | OUTER WIRE STRETCHER | Circuit No. 5121 | WE2-5121 | DD | E&I | Perform inspection and cleaning of field devices. If any abnormalities are found, create an order to repair or replace | Contamination | Clearance/alignment failure | Looseness | 336 |  | Refer to DWG KSD7580422 1(3) |  | JDE |  | FIELD DEVICES | Data created/will be sent for upload | FIELD DEV 1-E&I-DD-336 HEADBX & FORMR FIELD INST INSP | 4660348
5293 | FIELD DEV 1-E&I-DD-336 | HEADBX & FORMR FIELD INST INSP | 22 | 30 | 2 - Subj Inspection | 0100870MFA | HEADBOX AND FORMING SECTION DEVICES |  | 0100870MFAJ | OUTER WIRE STRETCHER | Circuit No. 5121 | Digital Panel Meter WI1-5121 | DD | E&I | Perform inspection and cleaning of field devices. If any abnormalities are found, create an order to repair or replace | Contamination | Clearance/alignment failure | Looseness | 336 |  | Refer to DWG KSD7580422 1(3) |  | JDE |  | FIELD DEVICES | Data created/will be sent for upload | FIELD DEV 1-E&I-DD-336 HEADBX & FORMR FIELD INST INSP | 4660348
5294 | FIELD DEV 1-E&I-DD-336 | HEADBX & FORMR FIELD INST INSP | 22 | 30 | 2 - Subj Inspection | 0100870MFA | HEADBOX AND FORMING SECTION DEVICES |  | 0100870MFAJ | OUTER WIRE STRETCHER | Circuit No. 5121 | M1-5121 | DD | E&I | Perform inspection and cleaning of field devices. If any abnormalities are found, create an order to repair or replace | Contamination | Clearance/alignment failure | Looseness | 336 |  | Refer to DWG KSD7580422 1(3) |  | JDE |  | FIELD DEVICES | Data created/will be sent for upload | FIELD DEV 1-E&I-DD-336 HEADBX & FORMR FIELD INST INSP | 4660348
5295 | FIELD DEV 1-E&I-DD-336 | HEADBX & FORMR FIELD INST INSP | 22 | 30 | 2 - Subj Inspection | 0100870MFA | HEADBOX AND FORMING SECTION DEVICES |  | 0100870MFAK | OUTER WIRE DOCTORS LOADING DIRVE SIDE | Circuit No. 5122 | 2-POS. SELECTOR SWITCH HS1-5122 | DD | E&I | Perform inspection and cleaning of field devices. If any abnormalities are found, create an order to repair or replace | Contamination | Clearance/alignment failure | Looseness | 336 |  | Refer to DWG KSD7580422 1(1) |  | JDE |  | FIELD DEVICES | Data created/will be sent for upload | FIELD DEV 1-E&I-DD-336 HEADBX & FORMR FIELD INST INSP | 4660348
5296 | FIELD DEV 1-E&I-DD-336 | HEADBX & FORMR FIELD INST INSP | 22 | 30 | 2 - Subj Inspection | 0100870MFA | HEADBOX AND FORMING SECTION DEVICES |  | 0100870MFAK | OUTER WIRE DOCTORS LOADING DIRVE SIDE | Circuit No. 5122 | Directional Control Valve GSV1-5122 | DD | E&I | Perform inspection and cleaning of field devices. If any abnormalities are found, create an order to repair or replace | Contamination | Clearance/alignment failure | Looseness | 336 |  | Refer to DWG KSD7580422 1(1) |  | JDE |  | FIELD DEVICES | Data created/will be sent for upload | FIELD DEV 1-E&I-DD-336 HEADBX & FORMR FIELD INST INSP | 4660348
5297 | FIELD DEV 1-E&I-DD-336 | HEADBX & FORMR FIELD INST INSP | 22 | 30 | 2 - Subj Inspection | 0100870MFA | HEADBOX AND FORMING SECTION DEVICES |  | 0100870MFAL | OUTER WIRE DOCTORS OSCILLATION | Circuit No. 5123 | Directional Control Valve GSV1-5123 | DD | E&I | Perform inspection and cleaning of field devices. If any abnormalities are found, create an order to repair or replace | Contamination | Clearance/alignment failure | Looseness | 336 |  | Refer to DWG KSD7580422 1(1) |  | JDE |  | FIELD DEVICES | Data created/will be sent for upload | FIELD DEV 1-E&I-DD-336 HEADBX & FORMR FIELD INST INSP | 4660348
5298 | FIELD DEV 1-E&I-DD-336 | HEADBX & FORMR FIELD INST INSP | 22 | 30 | 2 - Subj Inspection | 0100870MFA | HEADBOX AND FORMING SECTION DEVICES |  | 0100870MFAM | OUTER WIRE SHOWER NEEDLE OUTSIDE OSCILLATION | Circuit No. 5125 | M1-5125 | DD | E&I | Perform inspection and cleaning of field devices. If any abnormalities are found, create an order to repair or replace | Contamination | Clearance/alignment failure | Looseness | 336 |  | Refer to DWG KSD7580422 1(1) |  | JDE |  | FIELD DEVICES | Data created/will be sent for upload | FIELD DEV 1-E&I-DD-336 HEADBX & FORMR FIELD INST INSP | 4660348
5299 | FIELD DEV 1-E&I-DD-336 | HEADBX & FORMR FIELD INST INSP | 22 | 30 | 2 - Subj Inspection | 0100870MFA | HEADBOX AND FORMING SECTION DEVICES |  | 0100870MFAM | OUTER WIRE SHOWER NEEDLE OUTSIDE OSCILLATION | Circuit No. 5125 | GT1-5125 | DD | E&I | Perform inspection and cleaning of field devices. If any abnormalities are found, create an order to repair or replace | Contamination | Clearance/alignment failure | Looseness | 336 |  | Refer to DWG KSD7580422 1(1) |  | JDE |  | FIELD DEVICES | Data created/will be sent for upload | FIELD DEV 1-E&I-DD-336 HEADBX & FORMR FIELD INST INSP | 4660348
5300 | FIELD DEV 1-E&I-DD-336 | HEADBX & FORMR FIELD INST INSP | 22 | 30 | 2 - Subj Inspection | 0100870MFA | HEADBOX AND FORMING SECTION DEVICES |  | 0100870MFAN | CANTILEVERING OUTER WIRE | Circuit No. 5127 | Inductive Proximity Switch GS1-5127 | DD | E&I | Perform inspection and cleaning of field devices. If any abnormalities are found, create an order to repair or replace | Contamination | Clearance/alignment failure | Looseness | 336 |  | Refer to DWG KSD7580422 1(3) |  | JDE |  | FIELD DEVICES | Data created/will be sent for upload | FIELD DEV 1-E&I-DD-336 HEADBX & FORMR FIELD INST INSP | 4660348
5301 | FIELD DEV 1-E&I-DD-336 | HEADBX & FORMR FIELD INST INSP | 22 | 30 | 2 - Subj Inspection | 0100870MFA | HEADBOX AND FORMING SECTION DEVICES |  | 0100870MFAN | CANTILEVERING OUTER WIRE | Circuit No. 5127 | Inductive Proximity Switch GS2-5127 | DD | E&I | Perform inspection and cleaning of field devices. If any abnormalities are found, create an order to repair or replace | Contamination | Clearance/alignment failure | Looseness | 336 |  | Refer to DWG KSD7580422 1(3) |  | JDE |  | FIELD DEVICES | Data created/will be sent for upload | FIELD DEV 1-E&I-DD-336 HEADBX & FORMR FIELD INST INSP | 4660348
5302 | FIELD DEV 1-E&I-DD-336 | HEADBX & FORMR FIELD INST INSP | 22 | 30 | 2 - Subj Inspection | 0100870MFA | HEADBOX AND FORMING SECTION DEVICES |  | 0100870MFAN | CANTILEVERING OUTER WIRE | Circuit No. 5127 | Inductive Proximity SwitchGS3-5127 | DD | E&I | Perform inspection and cleaning of field devices. If any abnormalities are found, create an order to repair or replace | Contamination | Clearance/alignment failure | Looseness | 336 |  | Refer to DWG KSD7580422 1(3) |  | JDE |  | FIELD DEVICES | Data created/will be sent for upload | FIELD DEV 1-E&I-DD-336 HEADBX & FORMR FIELD INST INSP | 4660348
5303 | FIELD DEV 1-E&I-DD-336 | HEADBX & FORMR FIELD INST INSP | 22 | 30 | 2 - Subj Inspection | 0100870MFA | HEADBOX AND FORMING SECTION DEVICES |  | 0100870MFAN | CANTILEVERING OUTER WIRE | Circuit No. 5127 | Inductive Proximity SwitchGS4-5127 | DD | E&I | Perform inspection and cleaning of field devices. If any abnormalities are found, create an order to repair or replace | Contamination | Clearance/alignment failure | Looseness | 336 |  | Refer to DWG KSD7580422 1(3) |  | JDE |  | FIELD DEVICES | Data created/will be sent for upload | FIELD DEV 1-E&I-DD-336 HEADBX & FORMR FIELD INST INSP | 4660348
5304 | FIELD DEV 1-E&I-DD-336 | HEADBX & FORMR FIELD INST INSP | 22 | 30 | 2 - Subj Inspection | 0100870MFA | HEADBOX AND FORMING SECTION DEVICES |  | 0100870MFAN | CANTILEVERING OUTER WIRE | Circuit No. 5127 | Inductive Proximity Switch GS5-5127 | DD | E&I | Perform inspection and cleaning of field devices. If any abnormalities are found, create an order to repair or replace | Contamination | Clearance/alignment failure | Looseness | 336 |  | Refer to DWG KSD7580422 2(3) |  | JDE |  | FIELD DEVICES | Data created/will be sent for upload | FIELD DEV 1-E&I-DD-336 HEADBX & FORMR FIELD INST INSP | 4660348
5305 | FIELD DEV 1-E&I-DD-336 | HEADBX & FORMR FIELD INST INSP | 22 | 30 | 2 - Subj Inspection | 0100870MFA | HEADBOX AND FORMING SECTION DEVICES |  | 0100870MFAN | CANTILEVERING OUTER WIRE | Circuit No. 5127 | Inductive Proximity Switch GS6-5127 | DD | E&I | Perform inspection and cleaning of field devices. If any abnormalities are found, create an order to repair or replace | Contamination | Clearance/alignment failure | Looseness | 336 |  | Refer to DWG KSD7580422 2(3) |  | JDE |  | FIELD DEVICES | Data created/will be sent for upload | FIELD DEV 1-E&I-DD-336 HEADBX & FORMR FIELD INST INSP | 4660348
5306 | FIELD DEV 1-E&I-DD-336 | HEADBX & FORMR FIELD INST INSP | 22 | 30 | 2 - Subj Inspection | 0100870MFA | HEADBOX AND FORMING SECTION DEVICES |  | 0100870MFAN | CANTILEVERING OUTER WIRE | Circuit No. 5127 | Inductive Proximity Switch GS7-5127 | DD | E&I | Perform inspection and cleaning of field devices. If any abnormalities are found, create an order to repair or replace | Contamination | Clearance/alignment failure | Looseness | 336 |  | Refer to DWG KSD7580422 2(3) |  | JDE |  | FIELD DEVICES | Data created/will be sent for upload | FIELD DEV 1-E&I-DD-336 HEADBX & FORMR FIELD INST INSP | 4660348
5307 | FIELD DEV 1-E&I-DD-336 | HEADBX & FORMR FIELD INST INSP | 22 | 30 | 2 - Subj Inspection | 0100870MFA | HEADBOX AND FORMING SECTION DEVICES |  | 0100870MFAN | CANTILEVERING OUTER WIRE | Circuit No. 5127 | Inductive Proximity Switch GS8-5127 | DD | E&I | Perform inspection and cleaning of field devices. If any abnormalities are found, create an order to repair or replace | Contamination | Clearance/alignment failure | Looseness | 336 |  | Refer to DWG KSD7580422 2(3) |  | JDE |  | FIELD DEVICES | Data created/will be sent for upload | FIELD DEV 1-E&I-DD-336 HEADBX & FORMR FIELD INST INSP | 4660348
5308 | FIELD DEV 1-E&I-DD-336 | HEADBX & FORMR FIELD INST INSP | 22 | 30 | 2 - Subj Inspection | 0100870MFA | HEADBOX AND FORMING SECTION DEVICES |  | 0100870MFAN | CANTILEVERING OUTER WIRE | Circuit No. 5127 | Directional Control Valve GSV1-5127 | DD | E&I | Perform inspection and cleaning of field devices. If any abnormalities are found, create an order to repair or replace | Contamination | Clearance/alignment failure | Looseness | 336 |  | Refer to DWG KSD7580422 3(3) |  | JDE |  | FIELD DEVICES | Data created/will be sent for upload | FIELD DEV 1-E&I-DD-336 HEADBX & FORMR FIELD INST INSP | 4660348
5309 | FIELD DEV 1-E&I-DD-336 | HEADBX & FORMR FIELD INST INSP | 22 | 30 | 2 - Subj Inspection | 0100870MFA | HEADBOX AND FORMING SECTION DEVICES |  | 0100870MFAN | CANTILEVERING OUTER WIRE | Circuit No. 5127 | Directional Control Valve GSV2-5127 | DD | E&I | Perform inspection and cleaning of field devices. If any abnormalities are found, create an order to repair or replace | Contamination | Clearance/alignment failure | Looseness | 336 |  | Refer to DWG KSD7580422 3(3) |  | JDE |  | FIELD DEVICES | Data created/will be sent for upload | FIELD DEV 1-E&I-DD-336 HEADBX & FORMR FIELD INST INSP | 4660348
5310 | FIELD DEV 1-E&I-DD-336 | HEADBX & FORMR FIELD INST INSP | 22 | 30 | 2 - Subj Inspection | 0100870MFA | HEADBOX AND FORMING SECTION DEVICES |  | 0100870MFAO | TAIL CUTTER | Circuit No. 5135 | HSI1-5135 | DD | E&I | Perform inspection and cleaning of field devices. If any abnormalities are found, create an order to repair or replace | Contamination | Clearance/alignment failure | Looseness | 336 |  | Refer to DWG KSD7580422 1(2) |  | JDE |  | FIELD DEVICES | Data created/will be sent for upload | FIELD DEV 1-E&I-DD-336 HEADBX & FORMR FIELD INST INSP | 4660348
5311 | FIELD DEV 1-E&I-DD-336 | HEADBX & FORMR FIELD INST INSP | 22 | 30 | 2 - Subj Inspection | 0100870MFA | HEADBOX AND FORMING SECTION DEVICES |  | 0100870MFAO | TAIL CUTTER | Circuit No. 5135 | HSI2-5135 | DD | E&I | Perform inspection and cleaning of field devices. If any abnormalities are found, create an order to repair or replace | Contamination | Clearance/alignment failure | Looseness | 336 |  | Refer to DWG KSD7580422 1(2) |  | JDE |  | FIELD DEVICES | Data created/will be sent for upload | FIELD DEV 1-E&I-DD-336 HEADBX & FORMR FIELD INST INSP | 4660348
5312 | FIELD DEV 1-E&I-DD-336 | HEADBX & FORMR FIELD INST INSP | 22 | 30 | 2 - Subj Inspection | 0100870MFA | HEADBOX AND FORMING SECTION DEVICES |  | 0100870MFAO | TAIL CUTTER | Circuit No. 5135 | HSI3-5135 | DD | E&I | Perform inspection and cleaning of field devices. If any abnormalities are found, create an order to repair or replace | Contamination | Clearance/alignment failure | Looseness | 336 |  | Refer to DWG KSD7580422 1(2) |  | JDE |  | FIELD DEVICES | Data created/will be sent for upload | FIELD DEV 1-E&I-DD-336 HEADBX & FORMR FIELD INST INSP | 4660348
5313 | FIELD DEV 1-E&I-DD-336 | HEADBX & FORMR FIELD INST INSP | 22 | 30 | 2 - Subj Inspection | 0100870MFA | HEADBOX AND FORMING SECTION DEVICES |  | 0100870MFAO | TAIL CUTTER | Circuit No. 5135 | HSI4-5135 | DD | E&I | Perform inspection and cleaning of field devices. If any abnormalities are found, create an order to repair or replace | Contamination | Clearance/alignment failure | Looseness | 336 |  | Refer to DWG KSD7580422 1(2) |  | JDE |  | FIELD DEVICES | Data created/will be sent for upload | FIELD DEV 1-E&I-DD-336 HEADBX & FORMR FIELD INST INSP | 4660348
5314 | FIELD DEV 1-E&I-DD-336 | HEADBX & FORMR FIELD INST INSP | 22 | 30 | 2 - Subj Inspection | 0100870MFA | HEADBOX AND FORMING SECTION DEVICES |  | 0100870MFAO | TAIL CUTTER | Circuit No. 5135 | Inductive Proximity Switch GS1-5135 | DD | E&I | Perform inspection and cleaning of field devices. If any abnormalities are found, create an order to repair or replace | Contamination | Clearance/alignment failure | Looseness | 336 |  | Refer to DWG KSD7580422 2(2) |  | JDE |  | FIELD DEVICES | Data created/will be sent for upload | FIELD DEV 1-E&I-DD-336 HEADBX & FORMR FIELD INST INSP | 4660348
5315 | FIELD DEV 1-E&I-DD-336 | HEADBX & FORMR FIELD INST INSP | 22 | 30 | 2 - Subj Inspection | 0100870MFA | HEADBOX AND FORMING SECTION DEVICES |  | 0100870MFAO | TAIL CUTTER | Circuit No. 5135 | Inductive Proximity SwitchGS2-5135 | DD | E&I | Perform inspection and cleaning of field devices. If any abnormalities are found, create an order to repair or replace | Contamination | Clearance/alignment failure | Looseness | 336 |  | Refer to DWG KSD7580422 2(2) |  | JDE |  | FIELD DEVICES | Data created/will be sent for upload | FIELD DEV 1-E&I-DD-336 HEADBX & FORMR FIELD INST INSP | 4660348
5316 | FIELD DEV 1-E&I-DD-336 | HEADBX & FORMR FIELD INST INSP | 22 | 30 | 2 - Subj Inspection | 0100870MFA | HEADBOX AND FORMING SECTION DEVICES |  | 0100870MFAO | TAIL CUTTER | Circuit No. 5135 | M1-5135 | DD | E&I | Perform inspection and cleaning of field devices. If any abnormalities are found, create an order to repair or replace | Contamination | Clearance/alignment failure | Looseness | 336 |  | Refer to DWG KSD7580422 2(2) |  | JDE |  | FIELD DEVICES | Data created/will be sent for upload | FIELD DEV 1-E&I-DD-336 HEADBX & FORMR FIELD INST INSP | 4660348
5317 | FIELD DEV 1-E&I-DD-336 | HEADBX & FORMR FIELD INST INSP | 22 | 30 | 2 - Subj Inspection | 0100870MFA | HEADBOX AND FORMING SECTION DEVICES |  | 0100870MFAO | TAIL CUTTER | Circuit No. 5135 | GT1-5135 | DD | E&I | Perform inspection and cleaning of field devices. If any abnormalities are found, create an order to repair or replace | Contamination | Clearance/alignment failure | Looseness | 336 |  | Refer to DWG KSD7580422 2(2) |  | JDE |  | FIELD DEVICES | Data created/will be sent for upload | FIELD DEV 1-E&I-DD-336 HEADBX & FORMR FIELD INST INSP | 4660348
5318 | FIELD DEV 1-E&I-DD-336 | HEADBX & FORMR FIELD INST INSP | 22 | 30 | 2 - Subj Inspection | 0100870MFA | HEADBOX AND FORMING SECTION DEVICES |  | 0100870MFAP | CANTILEVERING INNER WIRE | Circuit No. 5137 | Inductive Proximity Switch GS1-5137 | DD | E&I | Perform inspection and cleaning of field devices. If any abnormalities are found, create an order to repair or replace | Contamination | Clearance/alignment failure | Looseness | 336 |  | Refer to DWG KSD7580422 1(3) |  | JDE |  | FIELD DEVICES | Data created/will be sent for upload | FIELD DEV 1-E&I-DD-336 HEADBX & FORMR FIELD INST INSP | 4660348
5319 | FIELD DEV 1-E&I-DD-336 | HEADBX & FORMR FIELD INST INSP | 22 | 30 | 2 - Subj Inspection | 0100870MFA | HEADBOX AND FORMING SECTION DEVICES |  | 0100870MFAP | CANTILEVERING INNER WIRE | Circuit No. 5137 | Inductive Proximity Switch GS2-5137 | DD | E&I | Perform inspection and cleaning of field devices. If any abnormalities are found, create an order to repair or replace | Contamination | Clearance/alignment failure | Looseness | 336 |  | Refer to DWG KSD7580422 1(3) |  | JDE |  | FIELD DEVICES | Data created/will be sent for upload | FIELD DEV 1-E&I-DD-336 HEADBX & FORMR FIELD INST INSP | 4660348
5320 | FIELD DEV 1-E&I-DD-336 | HEADBX & FORMR FIELD INST INSP | 22 | 30 | 2 - Subj Inspection | 0100870MFA | HEADBOX AND FORMING SECTION DEVICES |  | 0100870MFAP | CANTILEVERING INNER WIRE | Circuit No. 5137 | Inductive Proximity Switch GS3-5137 | DD | E&I | Perform inspection and cleaning of field devices. If any abnormalities are found, create an order to repair or replace | Contamination | Clearance/alignment failure | Looseness | 336 |  | Refer to DWG KSD7580422 1(3) |  | JDE |  | FIELD DEVICES | Data created/will be sent for upload | FIELD DEV 1-E&I-DD-336 HEADBX & FORMR FIELD INST INSP | 4660348
5321 | FIELD DEV 1-E&I-DD-336 | HEADBX & FORMR FIELD INST INSP | 22 | 30 | 2 - Subj Inspection | 0100870MFA | HEADBOX AND FORMING SECTION DEVICES |  | 0100870MFAP | CANTILEVERING INNER WIRE | Circuit No. 5137 | Inductive Proximity Switch GS4-5137 | DD | E&I | Perform inspection and cleaning of field devices. If any abnormalities are found, create an order to repair or replace | Contamination | Clearance/alignment failure | Looseness | 336 |  | Refer to DWG KSD7580422 1(3) |  | JDE |  | FIELD DEVICES | Data created/will be sent for upload | FIELD DEV 1-E&I-DD-336 HEADBX & FORMR FIELD INST INSP | 4660348
5322 | FIELD DEV 1-E&I-DD-336 | HEADBX & FORMR FIELD INST INSP | 22 | 30 | 2 - Subj Inspection | 0100870MFA | HEADBOX AND FORMING SECTION DEVICES |  | 0100870MFAP | CANTILEVERING INNER WIRE | Circuit No. 5137 | Inductive Proximity Switch GS5-5137 | DD | E&I | Perform inspection and cleaning of field devices. If any abnormalities are found, create an order to repair or replace | Contamination | Clearance/alignment failure | Looseness | 336 |  | Refer to DWG KSD7580422 2(3) |  | JDE |  | FIELD DEVICES | Data created/will be sent for upload | FIELD DEV 1-E&I-DD-336 HEADBX & FORMR FIELD INST INSP | 4660348
5323 | FIELD DEV 1-E&I-DD-336 | HEADBX & FORMR FIELD INST INSP | 22 | 30 | 2 - Subj Inspection | 0100870MFA | HEADBOX AND FORMING SECTION DEVICES |  | 0100870MFAP | CANTILEVERING INNER WIRE | Circuit No. 5137 | Inductive Proximity SwitchGS6-5137 | DD | E&I | Perform inspection and cleaning of field devices. If any abnormalities are found, create an order to repair or replace | Contamination | Clearance/alignment failure | Looseness | 336 |  | Refer to DWG KSD7580422 2(3) |  | JDE |  | FIELD DEVICES | Data created/will be sent for upload | FIELD DEV 1-E&I-DD-336 HEADBX & FORMR FIELD INST INSP | 4660348
5324 | FIELD DEV 1-E&I-DD-336 | HEADBX & FORMR FIELD INST INSP | 22 | 30 | 2 - Subj Inspection | 0100870MFA | HEADBOX AND FORMING SECTION DEVICES |  | 0100870MFAP | CANTILEVERING INNER WIRE | Circuit No. 5137 | Inductive Proximity SwitchGS7-5137 | DD | E&I | Perform inspection and cleaning of field devices. If any abnormalities are found, create an order to repair or replace | Contamination | Clearance/alignment failure | Looseness | 336 |  | Refer to DWG KSD7580422 2(3) |  | JDE |  | FIELD DEVICES | Data created/will be sent for upload | FIELD DEV 1-E&I-DD-336 HEADBX & FORMR FIELD INST INSP | 4660348
5325 | FIELD DEV 1-E&I-DD-336 | HEADBX & FORMR FIELD INST INSP | 22 | 30 | 2 - Subj Inspection | 0100870MFA | HEADBOX AND FORMING SECTION DEVICES |  | 0100870MFAP | CANTILEVERING INNER WIRE | Circuit No. 5137 | Inductive Proximity Switch GS8-5137 | DD | E&I | Perform inspection and cleaning of field devices. If any abnormalities are found, create an order to repair or replace | Contamination | Clearance/alignment failure | Looseness | 336 |  | Refer to DWG KSD7580422 2(3) |  | JDE |  | FIELD DEVICES | Data created/will be sent for upload | FIELD DEV 1-E&I-DD-336 HEADBX & FORMR FIELD INST INSP | 4660348
5326 | FIELD DEV 1-E&I-DD-336 | HEADBX & FORMR FIELD INST INSP | 22 | 30 | 2 - Subj Inspection | 0100870MFA | HEADBOX AND FORMING SECTION DEVICES |  | 0100870MFAP | CANTILEVERING INNER WIRE | Circuit No. 5137 | Directional Control Valve GSV1-5137 | DD | E&I | Perform inspection and cleaning of field devices. If any abnormalities are found, create an order to repair or replace | Contamination | Clearance/alignment failure | Looseness | 336 |  | Refer to DWG KSD7580422 3(3) |  | JDE |  | FIELD DEVICES | Data created/will be sent for upload | FIELD DEV 1-E&I-DD-336 HEADBX & FORMR FIELD INST INSP | 4660348
5327 | FIELD DEV 1-E&I-DD-336 | HEADBX & FORMR FIELD INST INSP | 22 | 30 | 2 - Subj Inspection | 0100870MFA | HEADBOX AND FORMING SECTION DEVICES |  | 0100870MFAP | CANTILEVERING INNER WIRE | Circuit No. 5137 | Directional Control Valve GSV2-5137 | DD | E&I | Perform inspection and cleaning of field devices. If any abnormalities are found, create an order to repair or replace | Contamination | Clearance/alignment failure | Looseness | 336 |  | Refer to DWG KSD7580422 3(3) |  | JDE |  | FIELD DEVICES | Data created/will be sent for upload | FIELD DEV 1-E&I-DD-336 HEADBX & FORMR FIELD INST INSP | 4660348
5328 | FIELD DEV 1-E&I-DD-336 | HEADBX & FORMR FIELD INST INSP | 22 | 30 | 2 - Subj Inspection | 0100870MFA | HEADBOX AND FORMING SECTION DEVICES |  | 0100870MFAQ | INNER WIRE GUIDE TENDING SIDE | Circuit No. 5140 | Pressure transmitter PT1-5140 | DD | E&I | Perform inspection and cleaning of field devices. If any abnormalities are found, create an order to repair or replace | Contamination | Clearance/alignment failure | Looseness | 336 |  | Refer to DWG KSD7580422 1(1) |  | JDE |  | FIELD DEVICES | Data created/will be sent for upload | FIELD DEV 1-E&I-DD-336 HEADBX & FORMR FIELD INST INSP | 4660348
5329 | FIELD DEV 1-E&I-DD-336 | HEADBX & FORMR FIELD INST INSP | 22 | 30 | 2 - Subj Inspection | 0100870MFA | HEADBOX AND FORMING SECTION DEVICES |  | 0100870MFAR | INNER WIRE STRETCHER | Circuit No. 5141 | 3-POS. Selector Switch HS1-5141 | DD | E&I | Perform inspection and cleaning of field devices. If any abnormalities are found, create an order to repair or replace | Contamination | Clearance/alignment failure | Looseness | 336 |  | Refer to DWG KSD7580422 1(3) |  | JDE |  | FIELD DEVICES | Data created/will be sent for upload | FIELD DEV 1-E&I-DD-336 HEADBX & FORMR FIELD INST INSP | 4660348
5330 | FIELD DEV 1-E&I-DD-336 | HEADBX & FORMR FIELD INST INSP | 22 | 30 | 2 - Subj Inspection | 0100870MFA | HEADBOX AND FORMING SECTION DEVICES |  | 0100870MFAR | INNER WIRE STRETCHER | Circuit No. 5141 | Inductive Proximity Switch GS1-5141 | DD | E&I | Perform inspection and cleaning of field devices. If any abnormalities are found, create an order to repair or replace | Contamination | Clearance/alignment failure | Looseness | 336 |  | Refer to DWG KSD7580422 1(3) |  | JDE |  | FIELD DEVICES | Data created/will be sent for upload | FIELD DEV 1-E&I-DD-336 HEADBX & FORMR FIELD INST INSP | 4660348
5331 | FIELD DEV 1-E&I-DD-336 | HEADBX & FORMR FIELD INST INSP | 22 | 30 | 2 - Subj Inspection | 0100870MFA | HEADBOX AND FORMING SECTION DEVICES |  | 0100870MFAR | INNER WIRE STRETCHER | Circuit No. 5141 | Inductive Proximity Switch GS2-5141 | DD | E&I | Perform inspection and cleaning of field devices. If any abnormalities are found, create an order to repair or replace | Contamination | Clearance/alignment failure | Looseness | 336 |  | Refer to DWG KSD7580422 1(3) |  | JDE |  | FIELD DEVICES | Data created/will be sent for upload | FIELD DEV 1-E&I-DD-336 HEADBX & FORMR FIELD INST INSP | 4660348
5332 | FIELD DEV 1-E&I-DD-336 | HEADBX & FORMR FIELD INST INSP | 22 | 30 | 2 - Subj Inspection | 0100870MFA | HEADBOX AND FORMING SECTION DEVICES |  | 0100870MFAR | INNER WIRE STRETCHER | Circuit No. 5141 | WE1-5141 | DD | E&I | Perform inspection and cleaning of field devices. If any abnormalities are found, create an order to repair or replace | Contamination | Clearance/alignment failure | Looseness | 336 |  | Refer to DWG KSD7580422 2(3) |  | JDE |  | FIELD DEVICES | Data created/will be sent for upload | FIELD DEV 1-E&I-DD-336 HEADBX & FORMR FIELD INST INSP | 4660348
5333 | FIELD DEV 1-E&I-DD-336 | HEADBX & FORMR FIELD INST INSP | 22 | 30 | 2 - Subj Inspection | 0100870MFA | HEADBOX AND FORMING SECTION DEVICES |  | 0100870MFAR | INNER WIRE STRETCHER | Circuit No. 5141 | WE2-5141 | DD | E&I | Perform inspection and cleaning of field devices. If any abnormalities are found, create an order to repair or replace | Contamination | Clearance/alignment failure | Looseness | 336 |  | Refer to DWG KSD7580422 2(3) |  | JDE |  | FIELD DEVICES | Data created/will be sent for upload | FIELD DEV 1-E&I-DD-336 HEADBX & FORMR FIELD INST INSP | 4660348
5334 | FIELD DEV 1-E&I-DD-336 | HEADBX & FORMR FIELD INST INSP | 22 | 30 | 2 - Subj Inspection | 0100870MFA | HEADBOX AND FORMING SECTION DEVICES |  | 0100870MFAR | INNER WIRE STRETCHER | Circuit No. 5141 | Digital Panel Meter WI1-5141 | DD | E&I | Perform inspection and cleaning of field devices. If any abnormalities are found, create an order to repair or replace | Contamination | Clearance/alignment failure | Looseness | 336 |  | Refer to DWG KSD7580422 2(3) |  | JDE |  | FIELD DEVICES | Data created/will be sent for upload | FIELD DEV 1-E&I-DD-336 HEADBX & FORMR FIELD INST INSP | 4660348
5335 | FIELD DEV 1-E&I-DD-336 | HEADBX & FORMR FIELD INST INSP | 22 | 30 | 2 - Subj Inspection | 0100870MFA | HEADBOX AND FORMING SECTION DEVICES |  | 0100870MFAR | INNER WIRE STRETCHER | Circuit No. 5141 | M1-5141 | DD | E&I | Perform inspection and cleaning of field devices. If any abnormalities are found, create an order to repair or replace | Contamination | Clearance/alignment failure | Looseness | 336 |  | Refer to DWG KSD7580422 3(3) |  | JDE |  | FIELD DEVICES | Data created/will be sent for upload | FIELD DEV 1-E&I-DD-336 HEADBX & FORMR FIELD INST INSP | 4660348
5336 | FIELD DEV 1-E&I-DD-336 | HEADBX & FORMR FIELD INST INSP | 22 | 30 | 2 - Subj Inspection | 0100870MFA | HEADBOX AND FORMING SECTION DEVICES |  | 0100870MFAS | INNER WIRE DOCTORS LOADING DRIVE SIDE | Circuit No. 5142 | 2-POS. SELECTOR SWITCH HS1-5142 | DD | E&I | Perform inspection and cleaning of field devices. If any abnormalities are found, create an order to repair or replace | Contamination | Clearance/alignment failure | Looseness | 336 |  | Refer to DWG KSD7580422 1(1) |  | JDE |  | FIELD DEVICES | Data created/will be sent for upload | FIELD DEV 1-E&I-DD-336 HEADBX & FORMR FIELD INST INSP | 4660348
5337 | FIELD DEV 1-E&I-DD-336 | HEADBX & FORMR FIELD INST INSP | 22 | 30 | 2 - Subj Inspection | 0100870MFA | HEADBOX AND FORMING SECTION DEVICES |  | 0100870MFAS | INNER WIRE DOCTORS LOADING DRIVE SIDE | Circuit No. 5142 | Angle Connector GSV1-5142 | DD | E&I | Perform inspection and cleaning of field devices. If any abnormalities are found, create an order to repair or replace | Contamination | Clearance/alignment failure | Looseness | 336 |  | Refer to DWG KSD7580422 1(1) |  | JDE |  | FIELD DEVICES | Data created/will be sent for upload | FIELD DEV 1-E&I-DD-336 HEADBX & FORMR FIELD INST INSP | 4660348
5338 | FIELD DEV 1-E&I-DD-336 | HEADBX & FORMR FIELD INST INSP | 22 | 30 | 2 - Subj Inspection | 0100870MFA | HEADBOX AND FORMING SECTION DEVICES |  | 0100870MFAT | INNER WIRE DOCTORS OSCILLATION | Circuit No. 5143 | Directional Control Valve GSV1-5143 | DD | E&I | Perform inspection and cleaning of field devices. If any abnormalities are found, create an order to repair or replace | Contamination | Clearance/alignment failure | Looseness | 336 |  | Refer to DWG KSD7580422 1(1) |  | JDE |  | FIELD DEVICES | Data created/will be sent for upload | FIELD DEV 1-E&I-DD-336 HEADBX & FORMR FIELD INST INSP | 4660348
5339 | FIELD DEV 1-E&I-DD-336 | HEADBX & FORMR FIELD INST INSP | 22 | 30 | 2 - Subj Inspection | 0100870MFA | HEADBOX AND FORMING SECTION DEVICES |  | 0100870MFAU | INNER WIRE SHOWER NEEDLE OUTSIDE OSCILLATION | Circuit No. 5145 | M1-5145 | DD | E&I | Perform inspection and cleaning of field devices. If any abnormalities are found, create an order to repair or replace | Contamination | Clearance/alignment failure | Looseness | 336 |  | Refer to DWG KSD7580422 1(1) |  | JDE |  | FIELD DEVICES | Data created/will be sent for upload | FIELD DEV 1-E&I-DD-336 HEADBX & FORMR FIELD INST INSP | 4660348
5340 | FIELD DEV 1-E&I-DD-336 | HEADBX & FORMR FIELD INST INSP | 22 | 30 | 2 - Subj Inspection | 0100870MFA | HEADBOX AND FORMING SECTION DEVICES |  | 0100870MFAU | INNER WIRE SHOWER NEEDLE OUTSIDE OSCILLATION | Circuit No. 5145 | GT1-5145 | DD | E&I | Perform inspection and cleaning of field devices. If any abnormalities are found, create an order to repair or replace | Contamination | Clearance/alignment failure | Looseness | 336 |  | Refer to DWG KSD7580422 1(1) |  | JDE |  | FIELD DEVICES | Data created/will be sent for upload | FIELD DEV 1-E&I-DD-336 HEADBX & FORMR FIELD INST INSP | 4660348
5341 | FIELD DEV 1-E&I-DD-336 | HEADBX & FORMR FIELD INST INSP | 22 | 30 | 2 - Subj Inspection | 0100870MFA | HEADBOX AND FORMING SECTION DEVICES |  | 0100870MFAV | STEAM BOX RETRACTION | Circuit No. 5147 | 3-POS. Selector Switch HS1-5147 | DD | E&I | Perform inspection and cleaning of field devices. If any abnormalities are found, create an order to repair or replace | Contamination | Clearance/alignment failure | Looseness | 336 |  | Refer to DWG KSD7580422 1(2) |  | JDE |  | FIELD DEVICES | Data created/will be sent for upload | FIELD DEV 1-E&I-DD-336 HEADBX & FORMR FIELD INST INSP | 4660348
5342 | FIELD DEV 1-E&I-DD-336 | HEADBX & FORMR FIELD INST INSP | 22 | 30 | 2 - Subj Inspection | 0100870MFA | HEADBOX AND FORMING SECTION DEVICES |  | 0100870MFAV | STEAM BOX RETRACTION | Circuit No. 5147 | Pilot Light HA1-5147 | DD | E&I | Perform inspection and cleaning of field devices. If any abnormalities are found, create an order to repair or replace | Contamination | Clearance/alignment failure | Looseness | 336 |  | Refer to DWG KSD7580422 1(2) |  | JDE |  | FIELD DEVICES | Data created/will be sent for upload | FIELD DEV 1-E&I-DD-336 HEADBX & FORMR FIELD INST INSP | 4660348
5343 | FIELD DEV 1-E&I-DD-336 | HEADBX & FORMR FIELD INST INSP | 22 | 30 | 2 - Subj Inspection | 0100870MFA | HEADBOX AND FORMING SECTION DEVICES |  | 0100870MFAV | STEAM BOX RETRACTION | Circuit No. 5147 | 2-POS. Selector Switch HS2-5147 | DD | E&I | Perform inspection and cleaning of field devices. If any abnormalities are found, create an order to repair or replace | Contamination | Clearance/alignment failure | Looseness | 336 |  | Refer to DWG KSD7580422 1(2) |  | JDE |  | FIELD DEVICES | Data created/will be sent for upload | FIELD DEV 1-E&I-DD-336 HEADBX & FORMR FIELD INST INSP | 4660348
5344 | FIELD DEV 1-E&I-DD-336 | HEADBX & FORMR FIELD INST INSP | 22 | 30 | 2 - Subj Inspection | 0100870MFA | HEADBOX AND FORMING SECTION DEVICES |  | 0100870MFAV | STEAM BOX RETRACTION | Circuit No. 5147 | Directional Control Valve GSV1-5147 | DD | E&I | Perform inspection and cleaning of field devices. If any abnormalities are found, create an order to repair or replace | Contamination | Clearance/alignment failure | Looseness | 336 |  | Refer to DWG KSD7580422 1(2) |  | JDE |  | FIELD DEVICES | Data created/will be sent for upload | FIELD DEV 1-E&I-DD-336 HEADBX & FORMR FIELD INST INSP | 4660348
5345 | FIELD DEV 1-E&I-DD-336 | HEADBX & FORMR FIELD INST INSP | 22 | 30 | 2 - Subj Inspection | 0100870MFA | HEADBOX AND FORMING SECTION DEVICES |  | 0100870MFAV | STEAM BOX RETRACTION | Circuit No. 5147 | PT1-5147 | DD | E&I | Perform inspection and cleaning of field devices. If any abnormalities are found, create an order to repair or replace | Contamination | Clearance/alignment failure | Looseness | 336 |  | Refer to DWG KSD7580422 1(2) |  | JDE |  | FIELD DEVICES | Data created/will be sent for upload | FIELD DEV 1-E&I-DD-336 HEADBX & FORMR FIELD INST INSP | 4660348
5346 | FIELD DEV 1-E&I-DD-336 | HEADBX & FORMR FIELD INST INSP | 22 | 30 | 2 - Subj Inspection | 0100870MFA | HEADBOX AND FORMING SECTION DEVICES |  | 0100870MFAW | ROOF CLEANING WIRE | Circuit No. 5148 | Directional Control Valve GSVI-5148 | DD | E&I | Perform inspection and cleaning of field devices. If any abnormalities are found, create an order to repair or replace | Contamination | Clearance/alignment failure | Looseness | 336 |  | Refer to DWG KSD7580422 1(1) |  | JDE |  | FIELD DEVICES | Data created/will be sent for upload | FIELD DEV 1-E&I-DD-336 HEADBX & FORMR FIELD INST INSP | 4660348
5347 | FIELD DEV 2-E&I-DD-336 TAD & | PRESS FIELD INSTRUMENT INSP | 29 | 27 | 2 - Subj Inspection | 0100870MFD | TAD SECTION DEVICES |  | 0100870MFDA | PICK UP BOX RETRACTION | Circuit No. 5160 | 3-POS. Selector Switch HS1-5160 | DD | E&I | Perform inspection and cleaning of field devices. If any abnormalities are found, create an order to repair or replace | Contamination | Clearance/alignment failure | Looseness | 336 |  | Refer to DWG KSD7580422 1(1) |  | JDE |  | FIELD DEVICES | Data created/will be sent for upload | FIELD DEV 2-E&I-DD-336 TAD & PRESS FIELD INSTRUMENT INSP | 4660349
5348 | FIELD DEV 2-E&I-DD-336 TAD & | PRESS FIELD INSTRUMENT INSP | 29 | 27 | 2 - Subj Inspection | 0100870MFD | TAD SECTION DEVICES |  | 0100870MFDA | PICK UP BOX RETRACTION | Circuit No. 5160 | 3-POS. Selector Switch HS2-5160 | DD | E&I | Perform inspection and cleaning of field devices. If any abnormalities are found, create an order to repair or replace | Contamination | Clearance/alignment failure | Looseness | 336 |  | Refer to DWG KSD7580422 1(1) |  | JDE |  | FIELD DEVICES | Data created/will be sent for upload | FIELD DEV 2-E&I-DD-336 TAD & PRESS FIELD INSTRUMENT INSP | 4660349
5349 | FIELD DEV 2-E&I-DD-336 TAD & | PRESS FIELD INSTRUMENT INSP | 29 | 27 | 2 - Subj Inspection | 0100870MFD | TAD SECTION DEVICES |  | 0100870MFDA | PICK UP BOX RETRACTION | Circuit No. 5160 | Push button HS3-5160 | DD | E&I | Perform inspection and cleaning of field devices. If any abnormalities are found, create an order to repair or replace | Contamination | Clearance/alignment failure | Looseness | 336 |  | Refer to DWG KSD7580422 1(1) |  | JDE |  | FIELD DEVICES | Data created/will be sent for upload | FIELD DEV 2-E&I-DD-336 TAD & PRESS FIELD INSTRUMENT INSP | 4660349
5350 | FIELD DEV 2-E&I-DD-336 TAD & | PRESS FIELD INSTRUMENT INSP | 29 | 27 | 2 - Subj Inspection | 0100870MFD | TAD SECTION DEVICES |  | 0100870MFDA | PICK UP BOX RETRACTION | Circuit No. 5160 | Directional Control Valve GSV1-5160 | DD | E&I | Perform inspection and cleaning of field devices. If any abnormalities are found, create an order to repair or replace | Contamination | Clearance/alignment failure | Looseness | 336 |  | Refer to DWG KSD7580422 1(1) |  | JDE |  | FIELD DEVICES | Data created/will be sent for upload | FIELD DEV 2-E&I-DD-336 TAD & PRESS FIELD INSTRUMENT INSP | 4660349
5351 | FIELD DEV 2-E&I-DD-336 TAD & | PRESS FIELD INSTRUMENT INSP | 29 | 27 | 2 - Subj Inspection | 0100870MFD | TAD SECTION DEVICES |  | 0100870MFDB | CLEANING STATION SAVE ALL PAN | Circuit No. 5161 | 3-POS. Selector Switch HS1-5161 | DD | E&I | Perform inspection and cleaning of field devices. If any abnormalities are found, create an order to repair or replace | Contamination | Clearance/alignment failure | Looseness | 336 |  | Refer to DWG KSD7580422 1(1) |  | JDE |  | FIELD DEVICES | Data created/will be sent for upload | FIELD DEV 2-E&I-DD-336 TAD & PRESS FIELD INSTRUMENT INSP | 4660349
5352 | FIELD DEV 2-E&I-DD-336 TAD & | PRESS FIELD INSTRUMENT INSP | 29 | 27 | 2 - Subj Inspection | 0100870MFD | TAD SECTION DEVICES |  | 0100870MFDB | CLEANING STATION SAVE ALL PAN | Circuit No. 5161 | Directional Control Valve GSV1-5161 | DD | E&I | Perform inspection and cleaning of field devices. If any abnormalities are found, create an order to repair or replace | Contamination | Clearance/alignment failure | Looseness | 336 |  | Refer to DWG KSD7580422 1(1) |  | JDE |  | FIELD DEVICES | Data created/will be sent for upload | FIELD DEV 2-E&I-DD-336 TAD & PRESS FIELD INSTRUMENT INSP | 4660349
5353 | FIELD DEV 2-E&I-DD-336 TAD & | PRESS FIELD INSTRUMENT INSP | 29 | 27 | 2 - Subj Inspection | 0100870MFD | TAD SECTION DEVICES |  | 0100870MFDC | CLEANING STATION HOOD | Circuit No. 5163 | 3-POS. Selector Switch HS1-5163 | DD | E&I | Perform inspection and cleaning of field devices. If any abnormalities are found, create an order to repair or replace | Contamination | Clearance/alignment failure | Looseness | 336 |  | Refer to DWG KSD7580422 1(1) |  | JDE |  | FIELD DEVICES | Data created/will be sent for upload | FIELD DEV 2-E&I-DD-336 TAD & PRESS FIELD INSTRUMENT INSP | 4660349
5354 | FIELD DEV 2-E&I-DD-336 TAD & | PRESS FIELD INSTRUMENT INSP | 29 | 27 | 2 - Subj Inspection | 0100870MFD | TAD SECTION DEVICES |  | 0100870MFDC | CLEANING STATION HOOD | Circuit No. 5163 | Directional Control Valve GSV1-5163 | DD | E&I | Perform inspection and cleaning of field devices. If any abnormalities are found, create an order to repair or replace | Contamination | Clearance/alignment failure | Looseness | 336 |  | Refer to DWG KSD7580422 1(1) |  | JDE |  | FIELD DEVICES | Data created/will be sent for upload | FIELD DEV 2-E&I-DD-336 TAD & PRESS FIELD INSTRUMENT INSP | 4660349
5355 | FIELD DEV 2-E&I-DD-336 TAD & | PRESS FIELD INSTRUMENT INSP | 29 | 27 | 2 - Subj Inspection | 0100870MFD | TAD SECTION DEVICES |  | 0100870MFDD | FABRIC GUIDE TENDING SIDE | Circuit No. 5170 | Pressure transmitter PT1-5170 | DD | E&I | Perform inspection and cleaning of field devices. If any abnormalities are found, create an order to repair or replace | Contamination | Clearance/alignment failure | Looseness | 336 |  | Refer to DWG KSD7580422 1(1) |  | JDE |  | FIELD DEVICES | Data created/will be sent for upload | FIELD DEV 2-E&I-DD-336 TAD & PRESS FIELD INSTRUMENT INSP | 4660349
5356 | FIELD DEV 2-E&I-DD-336 TAD & | PRESS FIELD INSTRUMENT INSP | 29 | 27 | 2 - Subj Inspection | 0100870MFD | TAD SECTION DEVICES |  | 0100870MFDE | TAD FABRIC STRETCHER | Circuit No. 5171 | 3-POS. Selector Switch HS1-5171 | DD | E&I | Perform inspection and cleaning of field devices. If any abnormalities are found, create an order to repair or replace | Contamination | Clearance/alignment failure | Looseness | 336 |  | Refer to DWG KSD7580422 1(3) |  | JDE |  | FIELD DEVICES | Data created/will be sent for upload | FIELD DEV 2-E&I-DD-336 TAD & PRESS FIELD INSTRUMENT INSP | 4660349
5357 | FIELD DEV 2-E&I-DD-336 TAD & | PRESS FIELD INSTRUMENT INSP | 29 | 27 | 2 - Subj Inspection | 0100870MFD | TAD SECTION DEVICES |  | 0100870MFDE | TAD FABRIC STRETCHER | Circuit No. 5171 | Inductive Proximity Switch GS1-5171 | DD | E&I | Perform inspection and cleaning of field devices. If any abnormalities are found, create an order to repair or replace | Contamination | Clearance/alignment failure | Looseness | 336 |  | Refer to DWG KSD7580422 1(3) |  | JDE |  | FIELD DEVICES | Data created/will be sent for upload | FIELD DEV 2-E&I-DD-336 TAD & PRESS FIELD INSTRUMENT INSP | 4660349
5358 | FIELD DEV 2-E&I-DD-336 TAD & | PRESS FIELD INSTRUMENT INSP | 29 | 27 | 2 - Subj Inspection | 0100870MFD | TAD SECTION DEVICES |  | 0100870MFDE | TAD FABRIC STRETCHER | Circuit No. 5171 | Inductive Proximity Switch GS2-5171 | DD | E&I | Perform inspection and cleaning of field devices. If any abnormalities are found, create an order to repair or replace | Contamination | Clearance/alignment failure | Looseness | 336 |  | Refer to DWG KSD7580422 1(3) |  | JDE |  | FIELD DEVICES | Data created/will be sent for upload | FIELD DEV 2-E&I-DD-336 TAD & PRESS FIELD INSTRUMENT INSP | 4660349
5359 | FIELD DEV 2-E&I-DD-336 TAD & | PRESS FIELD INSTRUMENT INSP | 29 | 27 | 2 - Subj Inspection | 0100870MFD | TAD SECTION DEVICES |  | 0100870MFDE | TAD FABRIC STRETCHER | Circuit No. 5171 | WE1-5171 | DD | E&I | Perform inspection and cleaning of field devices. If any abnormalities are found, create an order to repair or replace | Contamination | Clearance/alignment failure | Looseness | 336 |  | Refer to DWG KSD7580422 2(3) |  | JDE |  | FIELD DEVICES | Data created/will be sent for upload | FIELD DEV 2-E&I-DD-336 TAD & PRESS FIELD INSTRUMENT INSP | 4660349
5360 | FIELD DEV 2-E&I-DD-336 TAD & | PRESS FIELD INSTRUMENT INSP | 29 | 27 | 2 - Subj Inspection | 0100870MFD | TAD SECTION DEVICES |  | 0100870MFDE | TAD FABRIC STRETCHER | Circuit No. 5171 | WE2-5171 | DD | E&I | Perform inspection and cleaning of field devices. If any abnormalities are found, create an order to repair or replace | Contamination | Clearance/alignment failure | Looseness | 336 |  | Refer to DWG KSD7580422 2(3) |  | JDE |  | FIELD DEVICES | Data created/will be sent for upload | FIELD DEV 2-E&I-DD-336 TAD & PRESS FIELD INSTRUMENT INSP | 4660349
5361 | FIELD DEV 2-E&I-DD-336 TAD & | PRESS FIELD INSTRUMENT INSP | 29 | 27 | 2 - Subj Inspection | 0100870MFD | TAD SECTION DEVICES |  | 0100870MFDE | TAD FABRIC STRETCHER | Circuit No. 5171 | Digital Panel Meter WI1-5171 | DD | E&I | Perform inspection and cleaning of field devices. If any abnormalities are found, create an order to repair or replace | Contamination | Clearance/alignment failure | Looseness | 336 |  | Refer to DWG KSD7580422 2(3) |  | JDE |  | FIELD DEVICES | Data created/will be sent for upload | FIELD DEV 2-E&I-DD-336 TAD & PRESS FIELD INSTRUMENT INSP | 4660349
5362 | FIELD DEV 2-E&I-DD-336 TAD & | PRESS FIELD INSTRUMENT INSP | 29 | 27 | 2 - Subj Inspection | 0100870MFD | TAD SECTION DEVICES |  | 0100870MFDE | TAD FABRIC STRETCHER | Circuit No. 5171 | M1-5171 | DD | E&I | Perform inspection and cleaning of field devices. If any abnormalities are found, create an order to repair or replace | Contamination | Clearance/alignment failure | Looseness | 336 |  | Refer to DWG KSD7580422 3(3) |  | JDE |  | FIELD DEVICES | Data created/will be sent for upload | FIELD DEV 2-E&I-DD-336 TAD & PRESS FIELD INSTRUMENT INSP | 4660349
5363 | FIELD DEV 2-E&I-DD-336 TAD & | PRESS FIELD INSTRUMENT INSP | 29 | 27 | 2 - Subj Inspection | 0100870MFD | TAD SECTION DEVICES |  | 0100870MFDF | FABRIC DOCTORS LOADING DRIVE | Circuit No. 5172 | Directional Control Valve GSV1-5172 | DD | E&I | Perform inspection and cleaning of field devices. If any abnormalities are found, create an order to repair or replace | Contamination | Clearance/alignment failure | Looseness | 336 |  | Refer to DWG KSD7580422 1(1) |  | JDE |  | FIELD DEVICES | Data created/will be sent for upload | FIELD DEV 2-E&I-DD-336 TAD & PRESS FIELD INSTRUMENT INSP | 4660349
5364 | FIELD DEV 2-E&I-DD-336 TAD & | PRESS FIELD INSTRUMENT INSP | 29 | 27 | 2 - Subj Inspection | 0100870MFD | TAD SECTION DEVICES |  | 0100870MFDG | FABRIC DOCTORS OSCILLATION | Circuit No. 5173 | Directional Control Valve GSV1-5173 | DD | E&I | Perform inspection and cleaning of field devices. If any abnormalities are found, create an order to repair or replace | Contamination | Clearance/alignment failure | Looseness | 336 |  | Refer to DWG KSD7580422 1(1) |  | JDE |  | FIELD DEVICES | Data created/will be sent for upload | FIELD DEV 2-E&I-DD-336 TAD & PRESS FIELD INSTRUMENT INSP | 4660349
5365 | FIELD DEV 2-E&I-DD-336 TAD & | PRESS FIELD INSTRUMENT INSP | 29 | 27 | 2 - Subj Inspection | 0100870MFD | TAD SECTION DEVICES |  | 0100870MFDH | FABRIC OSCILLATION IMPACT | Circuit No. 5174 | M1-5174 | DD | E&I | Perform inspection and cleaning of field devices. If any abnormalities are found, create an order to repair or replace | Contamination | Clearance/alignment failure | Looseness | 336 |  | Refer to DWG KSD7580422 1(1) |  | JDE |  | FIELD DEVICES | Data created/will be sent for upload | FIELD DEV 2-E&I-DD-336 TAD & PRESS FIELD INSTRUMENT INSP | 4660349
5366 | FIELD DEV 2-E&I-DD-336 TAD & | PRESS FIELD INSTRUMENT INSP | 29 | 27 | 2 - Subj Inspection | 0100870MFD | TAD SECTION DEVICES |  | 0100870MFDH | FABRIC OSCILLATION IMPACT | Circuit No. 5174 | GT1-5174 | DD | E&I | Perform inspection and cleaning of field devices. If any abnormalities are found, create an order to repair or replace | Contamination | Clearance/alignment failure | Looseness | 336 |  | Refer to DWG KSD7580422 1(1) |  | JDE |  | FIELD DEVICES | Data created/will be sent for upload | FIELD DEV 2-E&I-DD-336 TAD & PRESS FIELD INSTRUMENT INSP | 4660349
5367 | FIELD DEV 2-E&I-DD-336 TAD & | PRESS FIELD INSTRUMENT INSP | 29 | 27 | 2 - Subj Inspection | 0100870MFD | TAD SECTION DEVICES |  | 0100870MFDI | FABRIC GUIDE OSCILLATOR | Circuit No. 5175 | M1-5175 | DD | E&I | Perform inspection and cleaning of field devices. If any abnormalities are found, create an order to repair or replace | Contamination | Clearance/alignment failure | Looseness | 336 |  | Refer to DWG KSD7580422 1(1) |  | JDE |  | FIELD DEVICES | Data created/will be sent for upload | FIELD DEV 2-E&I-DD-336 TAD & PRESS FIELD INSTRUMENT INSP | 4660349
5368 | FIELD DEV 2-E&I-DD-336 TAD & | PRESS FIELD INSTRUMENT INSP | 29 | 27 | 2 - Subj Inspection | 0100870MFD | TAD SECTION DEVICES |  | 0100870MFDI | FABRIC GUIDE OSCILLATOR | Circuit No. 5175 | GT1-5175 | DD | E&I | Perform inspection and cleaning of field devices. If any abnormalities are found, create an order to repair or replace | Contamination | Clearance/alignment failure | Looseness | 336 |  | Refer to DWG KSD7580422 1(1) |  | JDE |  | FIELD DEVICES | Data created/will be sent for upload | FIELD DEV 2-E&I-DD-336 TAD & PRESS FIELD INSTRUMENT INSP | 4660349
5369 | FIELD DEV 2-E&I-DD-336 TAD & | PRESS FIELD INSTRUMENT INSP | 29 | 27 | 2 - Subj Inspection | 0100870MFD | TAD SECTION DEVICES |  | 0100870MFDJ | CANTILEVERING TAD | Circuit No. 5177 | Pendant StationHS1-5177 | DD | E&I | Perform inspection and cleaning of field devices. If any abnormalities are found, create an order to repair or replace | Contamination | Clearance/alignment failure | Looseness | 336 |  | Refer to DWG KSD7580422 1(11) |  | JDE |  | FIELD DEVICES | Data created/will be sent for upload | FIELD DEV 2-E&I-DD-336 TAD & PRESS FIELD INSTRUMENT INSP | 4660349
5370 | FIELD DEV 2-E&I-DD-336 TAD & | PRESS FIELD INSTRUMENT INSP | 29 | 27 | 2 - Subj Inspection | 0100870MFD | TAD SECTION DEVICES |  | 0100870MFDJ | CANTILEVERING TAD | Circuit No. 5177 | Inductive Proximity Switch GS1-5177 | DD | E&I | Perform inspection and cleaning of field devices. If any abnormalities are found, create an order to repair or replace | Contamination | Clearance/alignment failure | Looseness | 336 |  | Refer to DWG KSD7580422 2(11) |  | JDE |  | FIELD DEVICES | Data created/will be sent for upload | FIELD DEV 2-E&I-DD-336 TAD & PRESS FIELD INSTRUMENT INSP | 4660349
5371 | FIELD DEV 2-E&I-DD-336 TAD & | PRESS FIELD INSTRUMENT INSP | 29 | 27 | 2 - Subj Inspection | 0100870MFD | TAD SECTION DEVICES |  | 0100870MFDJ | CANTILEVERING TAD | Circuit No. 5177 | Inductive Proximity Switch GS2-5177 | DD | E&I | Perform inspection and cleaning of field devices. If any abnormalities are found, create an order to repair or replace | Contamination | Clearance/alignment failure | Looseness | 336 |  | Refer to DWG KSD7580422 2(11) |  | JDE |  | FIELD DEVICES | Data created/will be sent for upload | FIELD DEV 2-E&I-DD-336 TAD & PRESS FIELD INSTRUMENT INSP | 4660349
5372 | FIELD DEV 2-E&I-DD-336 TAD & | PRESS FIELD INSTRUMENT INSP | 29 | 27 | 2 - Subj Inspection | 0100870MFD | TAD SECTION DEVICES |  | 0100870MFDJ | CANTILEVERING TAD | Circuit No. 5177 | Inductive Proximity Switch GS3-5177 | DD | E&I | Perform inspection and cleaning of field devices. If any abnormalities are found, create an order to repair or replace | Contamination | Clearance/alignment failure | Looseness | 336 |  | Refer to DWG KSD7580422 2(11) |  | JDE |  | FIELD DEVICES | Data created/will be sent for upload | FIELD DEV 2-E&I-DD-336 TAD & PRESS FIELD INSTRUMENT INSP | 4660349
5373 | FIELD DEV 2-E&I-DD-336 TAD & | PRESS FIELD INSTRUMENT INSP | 29 | 27 | 2 - Subj Inspection | 0100870MFD | TAD SECTION DEVICES |  | 0100870MFDJ | CANTILEVERING TAD | Circuit No. 5177 | Inductive Proximity Switch GS4-5177 | DD | E&I | Perform inspection and cleaning of field devices. If any abnormalities are found, create an order to repair or replace | Contamination | Clearance/alignment failure | Looseness | 336 |  | Refer to DWG KSD7580422 2(11) |  | JDE |  | FIELD DEVICES | Data created/will be sent for upload | FIELD DEV 2-E&I-DD-336 TAD & PRESS FIELD INSTRUMENT INSP | 4660349
5374 | FIELD DEV 2-E&I-DD-336 TAD & | PRESS FIELD INSTRUMENT INSP | 29 | 27 | 2 - Subj Inspection | 0100870MFD | TAD SECTION DEVICES |  | 0100870MFDJ | CANTILEVERING TAD | Circuit No. 5177 | Inductive Proximity Switch GS5-5177 | DD | E&I | Perform inspection and cleaning of field devices. If any abnormalities are found, create an order to repair or replace | Contamination | Clearance/alignment failure | Looseness | 336 |  | Refer to DWG KSD7580422 3(11) |  | JDE |  | FIELD DEVICES | Data created/will be sent for upload | FIELD DEV 2-E&I-DD-336 TAD & PRESS FIELD INSTRUMENT INSP | 4660349
5375 | FIELD DEV 2-E&I-DD-336 TAD & | PRESS FIELD INSTRUMENT INSP | 29 | 27 | 2 - Subj Inspection | 0100870MFD | TAD SECTION DEVICES |  | 0100870MFDJ | CANTILEVERING TAD | Circuit No. 5177 | Inductive Proximity Switch GS6-5177 | DD | E&I | Perform inspection and cleaning of field devices. If any abnormalities are found, create an order to repair or replace | Contamination | Clearance/alignment failure | Looseness | 336 |  | Refer to DWG KSD7580422 3(11) |  | JDE |  | FIELD DEVICES | Data created/will be sent for upload | FIELD DEV 2-E&I-DD-336 TAD & PRESS FIELD INSTRUMENT INSP | 4660349
5376 | FIELD DEV 2-E&I-DD-336 TAD & | PRESS FIELD INSTRUMENT INSP | 29 | 27 | 2 - Subj Inspection | 0100870MFD | TAD SECTION DEVICES |  | 0100870MFDJ | CANTILEVERING TAD | Circuit No. 5177 | Inductive Proximity Switch GS7-5177 | DD | E&I | Perform inspection and cleaning of field devices. If any abnormalities are found, create an order to repair or replace | Contamination | Clearance/alignment failure | Looseness | 336 |  | Refer to DWG KSD7580422 3(11) |  | JDE |  | FIELD DEVICES | Data created/will be sent for upload | FIELD DEV 2-E&I-DD-336 TAD & PRESS FIELD INSTRUMENT INSP | 4660349
5377 | FIELD DEV 2-E&I-DD-336 TAD & | PRESS FIELD INSTRUMENT INSP | 29 | 27 | 2 - Subj Inspection | 0100870MFD | TAD SECTION DEVICES |  | 0100870MFDJ | CANTILEVERING TAD | Circuit No. 5177 | Inductive Proximity Switch GS8-5177 | DD | E&I | Perform inspection and cleaning of field devices. If any abnormalities are found, create an order to repair or replace | Contamination | Clearance/alignment failure | Looseness | 336 |  | Refer to DWG KSD7580422 3(11) |  | JDE |  | FIELD DEVICES | Data created/will be sent for upload | FIELD DEV 2-E&I-DD-336 TAD & PRESS FIELD INSTRUMENT INSP | 4660349
5378 | FIELD DEV 2-E&I-DD-336 TAD & | PRESS FIELD INSTRUMENT INSP | 29 | 27 | 2 - Subj Inspection | 0100870MFD | TAD SECTION DEVICES |  | 0100870MFDJ | CANTILEVERING TAD | Circuit No. 5177 | Inductive Proximity Switch GS9-5177 | DD | E&I | Perform inspection and cleaning of field devices. If any abnormalities are found, create an order to repair or replace | Contamination | Clearance/alignment failure | Looseness | 336 |  | Refer to DWG KSD7580422 4(11) |  | JDE |  | FIELD DEVICES | Data created/will be sent for upload | FIELD DEV 2-E&I-DD-336 TAD & PRESS FIELD INSTRUMENT INSP | 4660349
5379 | FIELD DEV 2-E&I-DD-336 TAD & | PRESS FIELD INSTRUMENT INSP | 29 | 27 | 2 - Subj Inspection | 0100870MFD | TAD SECTION DEVICES |  | 0100870MFDJ | CANTILEVERING TAD | Circuit No. 5177 | Inductive Proximity Switch GS10-5177 | DD | E&I | Perform inspection and cleaning of field devices. If any abnormalities are found, create an order to repair or replace | Contamination | Clearance/alignment failure | Looseness | 336 |  | Refer to DWG KSD7580422 4(11) |  | JDE |  | FIELD DEVICES | Data created/will be sent for upload | FIELD DEV 2-E&I-DD-336 TAD & PRESS FIELD INSTRUMENT INSP | 4660349
5380 | FIELD DEV 2-E&I-DD-336 TAD & | PRESS FIELD INSTRUMENT INSP | 29 | 27 | 2 - Subj Inspection | 0100870MFD | TAD SECTION DEVICES |  | 0100870MFDJ | CANTILEVERING TAD | Circuit No. 5177 | Inductive Proximity Switch GS11-5177 | DD | E&I | Perform inspection and cleaning of field devices. If any abnormalities are found, create an order to repair or replace | Contamination | Clearance/alignment failure | Looseness | 336 |  | Refer to DWG KSD7580422 4(11) |  | JDE |  | FIELD DEVICES | Data created/will be sent for upload | FIELD DEV 2-E&I-DD-336 TAD & PRESS FIELD INSTRUMENT INSP | 4660349
5381 | FIELD DEV 2-E&I-DD-336 TAD & | PRESS FIELD INSTRUMENT INSP | 29 | 27 | 2 - Subj Inspection | 0100870MFD | TAD SECTION DEVICES |  | 0100870MFDJ | CANTILEVERING TAD | Circuit No. 5177 | Inductive Proximity Switch GS12-5177 | DD | E&I | Perform inspection and cleaning of field devices. If any abnormalities are found, create an order to repair or replace | Contamination | Clearance/alignment failure | Looseness | 336 |  | Refer to DWG KSD7580422 4(11) |  | JDE |  | FIELD DEVICES | Data created/will be sent for upload | FIELD DEV 2-E&I-DD-336 TAD & PRESS FIELD INSTRUMENT INSP | 4660349
5382 | FIELD DEV 2-E&I-DD-336 TAD & | PRESS FIELD INSTRUMENT INSP | 29 | 27 | 2 - Subj Inspection | 0100870MFD | TAD SECTION DEVICES |  | 0100870MFDJ | CANTILEVERING TAD | Circuit No. 5177 | Directional Control Valve GSV1-5177 | DD | E&I | Perform inspection and cleaning of field devices. If any abnormalities are found, create an order to repair or replace | Contamination | Clearance/alignment failure | Looseness | 336 |  | Refer to DWG KSD7580422 5(11) |  | JDE |  | FIELD DEVICES | Data created/will be sent for upload | FIELD DEV 2-E&I-DD-336 TAD & PRESS FIELD INSTRUMENT INSP | 4660349
5383 | FIELD DEV 2-E&I-DD-336 TAD & | PRESS FIELD INSTRUMENT INSP | 29 | 27 | 2 - Subj Inspection | 0100870MFD | TAD SECTION DEVICES |  | 0100870MFDJ | CANTILEVERING TAD | Circuit No. 5177 | Directional Control Valve GSV2-5177 | DD | E&I | Perform inspection and cleaning of field devices. If any abnormalities are found, create an order to repair or replace | Contamination | Clearance/alignment failure | Looseness | 336 |  | Refer to DWG KSD7580422 5(11) |  | JDE |  | FIELD DEVICES | Data created/will be sent for upload | FIELD DEV 2-E&I-DD-336 TAD & PRESS FIELD INSTRUMENT INSP | 4660349
5384 | FIELD DEV 2-E&I-DD-336 TAD & | PRESS FIELD INSTRUMENT INSP | 29 | 27 | 2 - Subj Inspection | 0100870MFD | TAD SECTION DEVICES |  | 0100870MFDJ | CANTILEVERING TAD | Circuit No. 5177 | M1-5177 | DD | E&I | Perform inspection and cleaning of field devices. If any abnormalities are found, create an order to repair or replace | Contamination | Clearance/alignment failure | Looseness | 336 |  | Refer to DWG KSD7580422 6(11) |  | JDE |  | FIELD DEVICES | Data created/will be sent for upload | FIELD DEV 2-E&I-DD-336 TAD & PRESS FIELD INSTRUMENT INSP | 4660349
5385 | FIELD DEV 2-E&I-DD-336 TAD & | PRESS FIELD INSTRUMENT INSP | 29 | 27 | 2 - Subj Inspection | 0100870MFD | TAD SECTION DEVICES |  | 0100870MFDJ | CANTILEVERING TAD | Circuit No. 5177 | M2-5177 | DD | E&I | Perform inspection and cleaning of field devices. If any abnormalities are found, create an order to repair or replace | Contamination | Clearance/alignment failure | Looseness | 336 |  | Refer to DWG KSD7580422 7(11) |  | JDE |  | FIELD DEVICES | Data created/will be sent for upload | FIELD DEV 2-E&I-DD-336 TAD & PRESS FIELD INSTRUMENT INSP | 4660349
5386 | FIELD DEV 2-E&I-DD-336 TAD & | PRESS FIELD INSTRUMENT INSP | 29 | 27 | 2 - Subj Inspection | 0100870MFD | TAD SECTION DEVICES |  | 0100870MFDJ | CANTILEVERING TAD | Circuit No. 5177 | M3-5177 | DD | E&I | Perform inspection and cleaning of field devices. If any abnormalities are found, create an order to repair or replace | Contamination | Clearance/alignment failure | Looseness | 336 |  | Refer to DWG KSD7580422 8(11) |  | JDE |  | FIELD DEVICES | Data created/will be sent for upload | FIELD DEV 2-E&I-DD-336 TAD & PRESS FIELD INSTRUMENT INSP | 4660349
5387 | FIELD DEV 2-E&I-DD-336 TAD & | PRESS FIELD INSTRUMENT INSP | 29 | 27 | 2 - Subj Inspection | 0100870MFD | TAD SECTION DEVICES |  | 0100870MFDJ | CANTILEVERING TAD | Circuit No. 5177 | M4-5177 | DD | E&I | Perform inspection and cleaning of field devices. If any abnormalities are found, create an order to repair or replace | Contamination | Clearance/alignment failure | Looseness | 336 |  | Refer to DWG KSD7580422 9(11) |  | JDE |  | FIELD DEVICES | Data created/will be sent for upload | FIELD DEV 2-E&I-DD-336 TAD & PRESS FIELD INSTRUMENT INSP | 4660349
5388 | FIELD DEV 2-E&I-DD-336 TAD & | PRESS FIELD INSTRUMENT INSP | 29 | 27 | 2 - Subj Inspection | 0100870MFD | TAD SECTION DEVICES |  | 0100870MFDJ | CANTILEVERING TAD | Circuit No. 5177 | M5-5177 | DD | E&I | Perform inspection and cleaning of field devices. If any abnormalities are found, create an order to repair or replace | Contamination | Clearance/alignment failure | Looseness | 336 |  | Refer to DWG KSD7580422 10(11) |  | JDE |  | FIELD DEVICES | Data created/will be sent for upload | FIELD DEV 2-E&I-DD-336 TAD & PRESS FIELD INSTRUMENT INSP | 4660349
5389 | FIELD DEV 2-E&I-DD-336 TAD & | PRESS FIELD INSTRUMENT INSP | 29 | 27 | 2 - Subj Inspection | 0100870MFD | TAD SECTION DEVICES |  | 0100870MFDJ | CANTILEVERING TAD | Circuit No. 5177 | M6-5177 | DD | E&I | Perform inspection and cleaning of field devices. If any abnormalities are found, create an order to repair or replace | Contamination | Clearance/alignment failure | Looseness | 336 |  | Refer to DWG KSD7580422 11(11) |  | JDE |  | FIELD DEVICES | Data created/will be sent for upload | FIELD DEV 2-E&I-DD-336 TAD & PRESS FIELD INSTRUMENT INSP | 4660349
5390 | FIELD DEV 2-E&I-DD-336 TAD & | PRESS FIELD INSTRUMENT INSP | 29 | 27 | 2 - Subj Inspection | 0100870MFD | TAD SECTION DEVICES |  | 0100870MFDK | ROOF CLEANING TAD | Circuit No. 5178 | Directional Control Valve GSV1-5178 | DD | E&I | Perform inspection and cleaning of field devices. If any abnormalities are found, create an order to repair or replace | Contamination | Clearance/alignment failure | Looseness | 336 |  | Refer to DWG KSD7580422 1(1) |  | JDE |  | FIELD DEVICES | Data created/will be sent for upload | FIELD DEV 2-E&I-DD-336 TAD & PRESS FIELD INSTRUMENT INSP | 4660349
5391 | FIELD DEV 2-E&I-DD-336 TAD & | PRESS FIELD INSTRUMENT INSP | 29 | 27 | 2 - Subj Inspection | 0100870MFD | TAD SECTION DEVICES |  | 0100870MFDL | PRESS ROLL | Circuit No. 5180 | 2-POS. Selector Switch HS1-5180 | DD | E&I | Perform inspection and cleaning of field devices. If any abnormalities are found, create an order to repair or replace | Contamination | Clearance/alignment failure | Looseness | 336 |  | Refer to DWG KSD7580422 1(4) |  | JDE |  | FIELD DEVICES | Data created/will be sent for upload | FIELD DEV 2-E&I-DD-336 TAD & PRESS FIELD INSTRUMENT INSP | 4660349
5392 | FIELD DEV 2-E&I-DD-336 TAD & | PRESS FIELD INSTRUMENT INSP | 29 | 27 | 2 - Subj Inspection | 0100870MFD | TAD SECTION DEVICES |  | 0100870MFDL | PRESS ROLL | Circuit No. 5180 | Illuminated Push button HSI1-5180 | DD | E&I | Perform inspection and cleaning of field devices. If any abnormalities are found, create an order to repair or replace | Contamination | Clearance/alignment failure | Looseness | 336 |  | Refer to DWG KSD7580422 1(4) |  | JDE |  | FIELD DEVICES | Data created/will be sent for upload | FIELD DEV 2-E&I-DD-336 TAD & PRESS FIELD INSTRUMENT INSP | 4660349
5393 | FIELD DEV 2-E&I-DD-336 TAD & | PRESS FIELD INSTRUMENT INSP | 29 | 27 | 2 - Subj Inspection | 0100870MFD | TAD SECTION DEVICES |  | 0100870MFDL | PRESS ROLL | Circuit No. 5180 | Illuminated Push button HSI2-5180 | DD | E&I | Perform inspection and cleaning of field devices. If any abnormalities are found, create an order to repair or replace | Contamination | Clearance/alignment failure | Looseness | 336 |  | Refer to DWG KSD7580422 1(4) |  | JDE |  | FIELD DEVICES | Data created/will be sent for upload | FIELD DEV 2-E&I-DD-336 TAD & PRESS FIELD INSTRUMENT INSP | 4660349
5394 | FIELD DEV 2-E&I-DD-336 TAD & | PRESS FIELD INSTRUMENT INSP | 29 | 27 | 2 - Subj Inspection | 0100870MFD | TAD SECTION DEVICES |  | 0100870MFDL | PRESS ROLL | Circuit No. 5180 | Illuminated Push button HSI3-5180 | DD | E&I | Perform inspection and cleaning of field devices. If any abnormalities are found, create an order to repair or replace | Contamination | Clearance/alignment failure | Looseness | 336 |  | Refer to DWG KSD7580422 1(4) |  | JDE |  | FIELD DEVICES | Data created/will be sent for upload | FIELD DEV 2-E&I-DD-336 TAD & PRESS FIELD INSTRUMENT INSP | 4660349
5395 | FIELD DEV 2-E&I-DD-336 TAD & | PRESS FIELD INSTRUMENT INSP | 29 | 27 | 2 - Subj Inspection | 0100870MFD | TAD SECTION DEVICES |  | 0100870MFDL | PRESS ROLL | Circuit No. 5180 | Inductive Proximity Switch GS1-5180 | DD | E&I | Perform inspection and cleaning of field devices. If any abnormalities are found, create an order to repair or replace | Contamination | Clearance/alignment failure | Looseness | 336 |  | Refer to DWG KSD7580422 2(4) |  | JDE |  | FIELD DEVICES | Data created/will be sent for upload | FIELD DEV 2-E&I-DD-336 TAD & PRESS FIELD INSTRUMENT INSP | 4660349
5396 | FIELD DEV 2-E&I-DD-336 TAD & | PRESS FIELD INSTRUMENT INSP | 29 | 27 | 2 - Subj Inspection | 0100870MFD | TAD SECTION DEVICES |  | 0100870MFDL | PRESS ROLL | Circuit No. 5180 | Inductive Proximity Switch GS2-5180 | DD | E&I | Perform inspection and cleaning of field devices. If any abnormalities are found, create an order to repair or replace | Contamination | Clearance/alignment failure | Looseness | 336 |  | Refer to DWG KSD7580422 2(4) |  | JDE |  | FIELD DEVICES | Data created/will be sent for upload | FIELD DEV 2-E&I-DD-336 TAD & PRESS FIELD INSTRUMENT INSP | 4660349
5397 | FIELD DEV 2-E&I-DD-336 TAD & | PRESS FIELD INSTRUMENT INSP | 29 | 27 | 2 - Subj Inspection | 0100870MFD | TAD SECTION DEVICES |  | 0100870MFDL | PRESS ROLL | Circuit No. 5180 | Inductive Proximity Switch GS3-5180 | DD | E&I | Perform inspection and cleaning of field devices. If any abnormalities are found, create an order to repair or replace | Contamination | Clearance/alignment failure | Looseness | 336 |  | Refer to DWG KSD7580422 2(4) |  | JDE |  | FIELD DEVICES | Data created/will be sent for upload | FIELD DEV 2-E&I-DD-336 TAD & PRESS FIELD INSTRUMENT INSP | 4660349
5398 | FIELD DEV 2-E&I-DD-336 TAD & | PRESS FIELD INSTRUMENT INSP | 29 | 27 | 2 - Subj Inspection | 0100870MFD | TAD SECTION DEVICES |  | 0100870MFDL | PRESS ROLL | Circuit No. 5180 | Inductive Proximity Switch GS4-5180 | DD | E&I | Perform inspection and cleaning of field devices. If any abnormalities are found, create an order to repair or replace | Contamination | Clearance/alignment failure | Looseness | 336 |  | Refer to DWG KSD7580422 2(4) |  | JDE |  | FIELD DEVICES | Data created/will be sent for upload | FIELD DEV 2-E&I-DD-336 TAD & PRESS FIELD INSTRUMENT INSP | 4660349
5399 | FIELD DEV 2-E&I-DD-336 TAD & | PRESS FIELD INSTRUMENT INSP | 29 | 27 | 2 - Subj Inspection | 0100870MFD | TAD SECTION DEVICES |  | 0100870MFDL | PRESS ROLL | Circuit No. 5180 | Inductive Proximity Switch GS5-5180 | DD | E&I | Perform inspection and cleaning of field devices. If any abnormalities are found, create an order to repair or replace | Contamination | Clearance/alignment failure | Looseness | 336 |  | Refer to DWG KSD7580422 2(4) |  | JDE |  | FIELD DEVICES | Data created/will be sent for upload | FIELD DEV 2-E&I-DD-336 TAD & PRESS FIELD INSTRUMENT INSP | 4660349
5400 | FIELD DEV 2-E&I-DD-336 TAD & | PRESS FIELD INSTRUMENT INSP | 29 | 27 | 2 - Subj Inspection | 0100870MFD | TAD SECTION DEVICES |  | 0100870MFDL | PRESS ROLL | Circuit No. 5180 | Inductive Proximity Switch GS6-5180 | DD | E&I | Perform inspection and cleaning of field devices. If any abnormalities are found, create an order to repair or replace | Contamination | Clearance/alignment failure | Looseness | 336 |  | Refer to DWG KSD7580422 2(4) |  | JDE |  | FIELD DEVICES | Data created/will be sent for upload | FIELD DEV 2-E&I-DD-336 TAD & PRESS FIELD INSTRUMENT INSP | 4660349
5401 | FIELD DEV 2-E&I-DD-336 TAD & | PRESS FIELD INSTRUMENT INSP | 29 | 27 | 2 - Subj Inspection | 0100870MFD | TAD SECTION DEVICES |  | 0100870MFDL | PRESS ROLL | Circuit No. 5180 | Directional Control Valve GSV1-5180 | DD | E&I | Perform inspection and cleaning of field devices. If any abnormalities are found, create an order to repair or replace | Contamination | Clearance/alignment failure | Looseness | 336 |  | Refer to DWG KSD7580422 3(4) |  | JDE |  | FIELD DEVICES | Data created/will be sent for upload | FIELD DEV 2-E&I-DD-336 TAD & PRESS FIELD INSTRUMENT INSP | 4660349
5402 | FIELD DEV 2-E&I-DD-336 TAD & | PRESS FIELD INSTRUMENT INSP | 29 | 27 | 2 - Subj Inspection | 0100870MFD | TAD SECTION DEVICES |  | 0100870MFDL | PRESS ROLL | Circuit No. 5180 | Directional Control Valve GSV2-5180 | DD | E&I | Perform inspection and cleaning of field devices. If any abnormalities are found, create an order to repair or replace | Contamination | Clearance/alignment failure | Looseness | 336 |  | Refer to DWG KSD7580422 3(4) |  | JDE |  | FIELD DEVICES | Data created/will be sent for upload | FIELD DEV 2-E&I-DD-336 TAD & PRESS FIELD INSTRUMENT INSP | 4660349
5403 | FIELD DEV 2-E&I-DD-336 TAD & | PRESS FIELD INSTRUMENT INSP | 29 | 27 | 2 - Subj Inspection | 0100870MFD | TAD SECTION DEVICES |  | 0100870MFDL | PRESS ROLL | Circuit No. 5180 | Pressure Transmitter PT1-5180 | DD | E&I | Perform inspection and cleaning of field devices. If any abnormalities are found, create an order to repair or replace | Contamination | Clearance/alignment failure | Looseness | 336 |  | Refer to DWG KSD7580422 4(4) |  | JDE |  | FIELD DEVICES | Data created/will be sent for upload | FIELD DEV 2-E&I-DD-336 TAD & PRESS FIELD INSTRUMENT INSP | 4660349
5404 | FIELD DEV 2-E&I-DD-336 TAD & | PRESS FIELD INSTRUMENT INSP | 29 | 27 | 2 - Subj Inspection | 0100870MFD | TAD SECTION DEVICES |  | 0100870MFDL | PRESS ROLL | Circuit No. 5180 | Pressure Transmitter PT2-5180 | DD | E&I | Perform inspection and cleaning of field devices. If any abnormalities are found, create an order to repair or replace | Contamination | Clearance/alignment failure | Looseness | 336 |  | Refer to DWG KSD7580422 4(4) |  | JDE |  | FIELD DEVICES | Data created/will be sent for upload | FIELD DEV 2-E&I-DD-336 TAD & PRESS FIELD INSTRUMENT INSP | 4660349
5405 | FIELD DEV 2-E&I-DD-336 TAD & | PRESS FIELD INSTRUMENT INSP | 29 | 27 | 2 - Subj Inspection | 0100870MFD | TAD SECTION DEVICES |  | 0100870MFDL | PRESS ROLL | Circuit No. 5180 | Proportional Control Valve PCM1-5180 | DD | E&I | Perform inspection and cleaning of field devices. If any abnormalities are found, create an order to repair or replace | Contamination | Clearance/alignment failure | Looseness | 336 |  | Refer to DWG KSD7580422 4(4) |  | JDE |  | FIELD DEVICES | Data created/will be sent for upload | FIELD DEV 2-E&I-DD-336 TAD & PRESS FIELD INSTRUMENT INSP | 4660349
5406 | FIELD DEV 2-E&I-DD-336 TAD & | PRESS FIELD INSTRUMENT INSP | 29 | 27 | 2 - Subj Inspection | 0100870MFD | TAD SECTION DEVICES |  | 0100870MFDL | PRESS ROLL | Circuit No. 5180 | Proportional Control Valve PCM2-5180 | DD | E&I | Perform inspection and cleaning of field devices. If any abnormalities are found, create an order to repair or replace | Contamination | Clearance/alignment failure | Looseness | 336 |  | Refer to DWG KSD7580422 4(4) |  | JDE |  | FIELD DEVICES | Data created/will be sent for upload | FIELD DEV 2-E&I-DD-336 TAD & PRESS FIELD INSTRUMENT INSP | 4660349
5407 | FIELD DEV 3-E&I-DD-336 YANKEE | FIELD INSTRUMENTATION INSP | 29 | 26 | 2 - Subj Inspection | 0100870MFE | YANKEE SECTION DEVICES |  | 0100870MFEA | YANKEE SCOOP RETRACTION | Circuit No. 5202 | 3-POS. Selector Switch HS1-5202 | DD | E&I | Perform inspection and cleaning of field devices. If any abnormalities are found, create an order to repair or replace | Contamination | Clearance/alignment failure | Looseness | 336 |  | Refer to DWG KSD7580422 1(1) |  | JDE |  | FIELD DEVICES | Data created/will be sent for upload | FIELD DEV 3-E&I-DD-336 YANKEE FIELD INSTRUMENTATION INSP | 4660350
5408 | FIELD DEV 3-E&I-DD-336 YANKEE | FIELD INSTRUMENTATION INSP | 29 | 26 | 2 - Subj Inspection | 0100870MFE | YANKEE SECTION DEVICES |  | 0100870MFEA | YANKEE SCOOP RETRACTION | Circuit No. 5202 | Inductive Proximity Switch GS1-5202 | DD | E&I | Perform inspection and cleaning of field devices. If any abnormalities are found, create an order to repair or replace | Contamination | Clearance/alignment failure | Looseness | 336 |  | Refer to DWG KSD7580422 1(1) |  | JDE |  | FIELD DEVICES | Data created/will be sent for upload | FIELD DEV 3-E&I-DD-336 YANKEE FIELD INSTRUMENTATION INSP | 4660350
5409 | FIELD DEV 3-E&I-DD-336 YANKEE | FIELD INSTRUMENTATION INSP | 29 | 26 | 2 - Subj Inspection | 0100870MFE | YANKEE SECTION DEVICES |  | 0100870MFEA | YANKEE SCOOP RETRACTION | Circuit No. 5202 | Directional Control Valve GSV1-5202 | DD | E&I | Perform inspection and cleaning of field devices. If any abnormalities are found, create an order to repair or replace | Contamination | Clearance/alignment failure | Looseness | 336 |  | Refer to DWG KSD7580422 1(1) |  | JDE |  | FIELD DEVICES | Data created/will be sent for upload | FIELD DEV 3-E&I-DD-336 YANKEE FIELD INSTRUMENTATION INSP | 4660350
5410 | FIELD DEV 3-E&I-DD-336 YANKEE | FIELD INSTRUMENTATION INSP | 29 | 26 | 2 - Subj Inspection | 0100870MFE | YANKEE SECTION DEVICES |  | 0100870MFEB | YANKEE COATING SHOWER | Circuit No. 5203 | 2-POS. Selector Switch HS1-5203 | DD | E&I | Perform inspection and cleaning of field devices. If any abnormalities are found, create an order to repair or replace | Contamination | Clearance/alignment failure | Looseness | 336 |  | Refer to DWG KSD7580422 1(1) |  | JDE |  | FIELD DEVICES | Data created/will be sent for upload | FIELD DEV 3-E&I-DD-336 YANKEE FIELD INSTRUMENTATION INSP | 4660350
5411 | FIELD DEV 3-E&I-DD-336 YANKEE | FIELD INSTRUMENTATION INSP | 29 | 26 | 2 - Subj Inspection | 0100870MFE | YANKEE SECTION DEVICES |  | 0100870MFEB | YANKEE COATING SHOWER | Circuit No. 5203 | Directional Control Valve GSV1-5203 | DD | E&I | Perform inspection and cleaning of field devices. If any abnormalities are found, create an order to repair or replace | Contamination | Clearance/alignment failure | Looseness | 336 |  | Refer to DWG KSD7580422 1(1) |  | JDE |  | FIELD DEVICES | Data created/will be sent for upload | FIELD DEV 3-E&I-DD-336 YANKEE FIELD INSTRUMENTATION INSP | 4660350
5412 | FIELD DEV 3-E&I-DD-336 YANKEE | FIELD INSTRUMENTATION INSP | 29 | 26 | 2 - Subj Inspection | 0100870MFE | YANKEE SECTION DEVICES |  | 0100870MFEC | YANKEE COATING SHOWER | Circuit No. 5204 | M1-5204 | DD | E&I | Perform inspection and cleaning of field devices. If any abnormalities are found, create an order to repair or replace | Contamination | Clearance/alignment failure | Looseness | 336 |  | Refer to DWG KSD7580422 1(1) |  | JDE |  | FIELD DEVICES | Data created/will be sent for upload | FIELD DEV 3-E&I-DD-336 YANKEE FIELD INSTRUMENTATION INSP | 4660350
5413 | FIELD DEV 3-E&I-DD-336 YANKEE | FIELD INSTRUMENTATION INSP | 29 | 26 | 2 - Subj Inspection | 0100870MFE | YANKEE SECTION DEVICES |  | 0100870MFEC | YANKEE COATING SHOWER | Circuit No. 5204 | GT1-5204 | DD | E&I | Perform inspection and cleaning of field devices. If any abnormalities are found, create an order to repair or replace | Contamination | Clearance/alignment failure | Looseness | 336 |  | Refer to DWG KSD7580422 1(1) |  | JDE |  | FIELD DEVICES | Data created/will be sent for upload | FIELD DEV 3-E&I-DD-336 YANKEE FIELD INSTRUMENTATION INSP | 4660350
5414 | FIELD DEV 3-E&I-DD-336 YANKEE | FIELD INSTRUMENTATION INSP | 29 | 26 | 2 - Subj Inspection | 0100870MFE | YANKEE SECTION DEVICES |  | 0100870MFED | CUT OFF DOCTOR LOADING | Circuit No. 5205 | 2-POS. Selector Switch HS1-5205 | DD | E&I | Perform inspection and cleaning of field devices. If any abnormalities are found, create an order to repair or replace | Contamination | Clearance/alignment failure | Looseness | 336 |  | Refer to DWG KSD7580422 1(1) |  | JDE |  | FIELD DEVICES | Data created/will be sent for upload | FIELD DEV 3-E&I-DD-336 YANKEE FIELD INSTRUMENTATION INSP | 4660350
5415 | FIELD DEV 3-E&I-DD-336 YANKEE | FIELD INSTRUMENTATION INSP | 29 | 26 | 2 - Subj Inspection | 0100870MFE | YANKEE SECTION DEVICES |  | 0100870MFED | CUT OFF DOCTOR LOADING | Circuit No. 5205 | Directional Control Valve GSV1-5205 | DD | E&I | Perform inspection and cleaning of field devices. If any abnormalities are found, create an order to repair or replace | Contamination | Clearance/alignment failure | Looseness | 336 |  | Refer to DWG KSD7580422 1(1) |  | JDE |  | FIELD DEVICES | Data created/will be sent for upload | FIELD DEV 3-E&I-DD-336 YANKEE FIELD INSTRUMENTATION INSP | 4660350
5416 | FIELD DEV 3-E&I-DD-336 YANKEE | FIELD INSTRUMENTATION INSP | 29 | 26 | 2 - Subj Inspection | 0100870MFE | YANKEE SECTION DEVICES |  | 0100870MFEE | CREPING DOCTOR LOADING | Circuit No. 5206 | 2-POS. Selector Switch HS1-5206 | DD | E&I | Perform inspection and cleaning of field devices. If any abnormalities are found, create an order to repair or replace | Contamination | Clearance/alignment failure | Looseness | 336 |  | Refer to DWG KSD7580422 1(1) |  | JDE |  | FIELD DEVICES | Data created/will be sent for upload | FIELD DEV 3-E&I-DD-336 YANKEE FIELD INSTRUMENTATION INSP | 4660350
5417 | FIELD DEV 3-E&I-DD-336 YANKEE | FIELD INSTRUMENTATION INSP | 29 | 26 | 2 - Subj Inspection | 0100870MFE | YANKEE SECTION DEVICES |  | 0100870MFEE | CREPING DOCTOR LOADING | Circuit No. 5206 | Directional Control Valve GSV1-5206 | DD | E&I | Perform inspection and cleaning of field devices. If any abnormalities are found, create an order to repair or replace | Contamination | Clearance/alignment failure | Looseness | 336 |  | Refer to DWG KSD7580422 1(1) |  | JDE |  | FIELD DEVICES | Data created/will be sent for upload | FIELD DEV 3-E&I-DD-336 YANKEE FIELD INSTRUMENTATION INSP | 4660350
5418 | FIELD DEV 3-E&I-DD-336 YANKEE | FIELD INSTRUMENTATION INSP | 29 | 26 | 2 - Subj Inspection | 0100870MFE | YANKEE SECTION DEVICES |  | 0100870MFEF | CLEANING DOCTOR LOADING | Circuit No. 5207 | 2-POS. Selector Switch HS1-5207 | DD | E&I | Perform inspection and cleaning of field devices. If any abnormalities are found, create an order to repair or replace | Contamination | Clearance/alignment failure | Looseness | 336 |  | Refer to DWG KSD7580422 1(1) |  | JDE |  | FIELD DEVICES | Data created/will be sent for upload | FIELD DEV 3-E&I-DD-336 YANKEE FIELD INSTRUMENTATION INSP | 4660350
5419 | FIELD DEV 3-E&I-DD-336 YANKEE | FIELD INSTRUMENTATION INSP | 29 | 26 | 2 - Subj Inspection | 0100870MFE | YANKEE SECTION DEVICES |  | 0100870MFEF | CLEANING DOCTOR LOADING | Circuit No. 5207 | Directional Control Valve GSV1-5207 | DD | E&I | Perform inspection and cleaning of field devices. If any abnormalities are found, create an order to repair or replace | Contamination | Clearance/alignment failure | Looseness | 336 |  | Refer to DWG KSD7580422 1(1) |  | JDE |  | FIELD DEVICES | Data created/will be sent for upload | FIELD DEV 3-E&I-DD-336 YANKEE FIELD INSTRUMENTATION INSP | 4660350
5420 | FIELD DEV 3-E&I-DD-336 YANKEE | FIELD INSTRUMENTATION INSP | 29 | 26 | 2 - Subj Inspection | 0100870MFE | YANKEE SECTION DEVICES |  | 0100870MFEG | EDGE TRIM CHUTES | Circuit No. 5211 | Directional Control Valve GSV1-5211 | DD | E&I | Perform inspection and cleaning of field devices. If any abnormalities are found, create an order to repair or replace | Contamination | Clearance/alignment failure | Looseness | 336 |  | Refer to DWG KSD7580422 1(1) |  | JDE |  | FIELD DEVICES | Data created/will be sent for upload | FIELD DEV 3-E&I-DD-336 YANKEE FIELD INSTRUMENTATION INSP | 4660350
5421 | FIELD DEV 3-E&I-DD-336 YANKEE | FIELD INSTRUMENTATION INSP | 29 | 26 | 2 - Subj Inspection | 0100870MFE | YANKEE SECTION DEVICES |  | 0100870MFEG | EDGE TRIM CHUTES | Circuit No. 5211 | Directional Control Valve GSV2-5211 | DD | E&I | Perform inspection and cleaning of field devices. If any abnormalities are found, create an order to repair or replace | Contamination | Clearance/alignment failure | Looseness | 336 |  | Refer to DWG KSD7580422 1(1) |  | JDE |  | FIELD DEVICES | Data created/will be sent for upload | FIELD DEV 3-E&I-DD-336 YANKEE FIELD INSTRUMENTATION INSP | 4660350
5422 | FIELD DEV 3-E&I-DD-336 YANKEE | FIELD INSTRUMENTATION INSP | 29 | 26 | 2 - Subj Inspection | 0100870MFE | YANKEE SECTION DEVICES |  | 0100870MFEH | SHEET SUPPORT RETRACTION | Circuit No. 5212 | 3-POS. Selector Switch HS1-5212 | DD | E&I | Perform inspection and cleaning of field devices. If any abnormalities are found, create an order to repair or replace | Contamination | Clearance/alignment failure | Looseness | 336 |  | Refer to DWG KSD7580422 1(1) |  | JDE |  | FIELD DEVICES | Data created/will be sent for upload | FIELD DEV 3-E&I-DD-336 YANKEE FIELD INSTRUMENTATION INSP | 4660350
5423 | FIELD DEV 3-E&I-DD-336 YANKEE | FIELD INSTRUMENTATION INSP | 29 | 26 | 2 - Subj Inspection | 0100870MFE | YANKEE SECTION DEVICES |  | 0100870MFEH | SHEET SUPPORT RETRACTION | Circuit No. 5212 | Inductive Proximity Switch GS1-5212 | DD | E&I | Perform inspection and cleaning of field devices. If any abnormalities are found, create an order to repair or replace | Contamination | Clearance/alignment failure | Looseness | 336 |  | Refer to DWG KSD7580422 1(1) |  | JDE |  | FIELD DEVICES | Data created/will be sent for upload | FIELD DEV 3-E&I-DD-336 YANKEE FIELD INSTRUMENTATION INSP | 4660350
5424 | FIELD DEV 3-E&I-DD-336 YANKEE | FIELD INSTRUMENTATION INSP | 29 | 26 | 2 - Subj Inspection | 0100870MFE | YANKEE SECTION DEVICES |  | 0100870MFEH | SHEET SUPPORT RETRACTION | Circuit No. 5212 | Inductive Proximity Switch GS2-5212 | DD | E&I | Perform inspection and cleaning of field devices. If any abnormalities are found, create an order to repair or replace | Contamination | Clearance/alignment failure | Looseness | 336 |  | Refer to DWG KSD7580422 1(1) |  | JDE |  | FIELD DEVICES | Data created/will be sent for upload | FIELD DEV 3-E&I-DD-336 YANKEE FIELD INSTRUMENTATION INSP | 4660350
5425 | FIELD DEV 3-E&I-DD-336 YANKEE | FIELD INSTRUMENTATION INSP | 29 | 26 | 2 - Subj Inspection | 0100870MFE | YANKEE SECTION DEVICES |  | 0100870MFEH | SHEET SUPPORT RETRACTION | Circuit No. 5212 | Directional Control Valve GSV1-5212 | DD | E&I | Perform inspection and cleaning of field devices. If any abnormalities are found, create an order to repair or replace | Contamination | Clearance/alignment failure | Looseness | 336 |  | Refer to DWG KSD7580422 1(1) |  | JDE |  | FIELD DEVICES | Data created/will be sent for upload | FIELD DEV 3-E&I-DD-336 YANKEE FIELD INSTRUMENTATION INSP | 4660350
5426 | FIELD DEV 3-E&I-DD-336 YANKEE | FIELD INSTRUMENTATION INSP | 29 | 26 | 2 - Subj Inspection | 0100870MFE | YANKEE SECTION DEVICES |  | 0100870MFEI | SHEET SUPPORT BELOW DOCTOR | Circuit No. 5213 | Directional Control Valve GSV1-5213 | DD | E&I | Perform inspection and cleaning of field devices. If any abnormalities are found, create an order to repair or replace | Contamination | Clearance/alignment failure | Looseness | 336 |  | Refer to DWG KSD7580422 1(1) |  | JDE |  | FIELD DEVICES | Data created/will be sent for upload | FIELD DEV 3-E&I-DD-336 YANKEE FIELD INSTRUMENTATION INSP | 4660350
5427 | FIELD DEV 3-E&I-DD-336 YANKEE | FIELD INSTRUMENTATION INSP | 29 | 26 | 2 - Subj Inspection | 0100870MFE | YANKEE SECTION DEVICES |  | 0100870MFEI | SHEET SUPPORT BELOW DOCTOR | Circuit No. 5213 | Directional Control Valve GSV2-5213 | DD | E&I | Perform inspection and cleaning of field devices. If any abnormalities are found, create an order to repair or replace | Contamination | Clearance/alignment failure | Looseness | 336 |  | Refer to DWG KSD7580422 1(1) |  | JDE |  | FIELD DEVICES | Data created/will be sent for upload | FIELD DEV 3-E&I-DD-336 YANKEE FIELD INSTRUMENTATION INSP | 4660350
5428 | FIELD DEV 3-E&I-DD-336 YANKEE | FIELD INSTRUMENTATION INSP | 29 | 26 | 2 - Subj Inspection | 0100870MFE | YANKEE SECTION DEVICES |  | 0100870MFEJ | WET DUST COLLECTORS COVER | Circuit No. 5215 | Illuminated Push button HSI1-5215 | DD | E&I | Perform inspection and cleaning of field devices. If any abnormalities are found, create an order to repair or replace | Contamination | Clearance/alignment failure | Looseness | 336 |  | Refer to DWG KSD7580422 1(2) |  | JDE |  | FIELD DEVICES | Data created/will be sent for upload | FIELD DEV 3-E&I-DD-336 YANKEE FIELD INSTRUMENTATION INSP | 4660350
5429 | FIELD DEV 3-E&I-DD-336 YANKEE | FIELD INSTRUMENTATION INSP | 29 | 26 | 2 - Subj Inspection | 0100870MFE | YANKEE SECTION DEVICES |  | 0100870MFEJ | WET DUST COLLECTORS COVER | Circuit No. 5215 | Push Button HS1-5215 | DD | E&I | Perform inspection and cleaning of field devices. If any abnormalities are found, create an order to repair or replace | Contamination | Clearance/alignment failure | Looseness | 336 |  | Refer to DWG KSD7580422 1(2) |  | JDE |  | FIELD DEVICES | Data created/will be sent for upload | FIELD DEV 3-E&I-DD-336 YANKEE FIELD INSTRUMENTATION INSP | 4660350
5430 | FIELD DEV 3-E&I-DD-336 YANKEE | FIELD INSTRUMENTATION INSP | 29 | 26 | 2 - Subj Inspection | 0100870MFE | YANKEE SECTION DEVICES |  | 0100870MFEJ | WET DUST COLLECTORS COVER | Circuit No. 5215 | Directional Control Valve GSV1-5215 | DD | E&I | Perform inspection and cleaning of field devices. If any abnormalities are found, create an order to repair or replace | Contamination | Clearance/alignment failure | Looseness | 336 |  | Refer to DWG KSD7580422 2(2) |  | JDE |  | FIELD DEVICES | Data created/will be sent for upload | FIELD DEV 3-E&I-DD-336 YANKEE FIELD INSTRUMENTATION INSP | 4660350
5431 | FIELD DEV 3-E&I-DD-336 YANKEE | FIELD INSTRUMENTATION INSP | 29 | 26 | 2 - Subj Inspection | 0100870MFE | YANKEE SECTION DEVICES |  | 0100870MFEJ | WET DUST COLLECTORS COVER | Circuit No. 5215 | Directional Control Valve GSV2-5215 | DD | E&I | Perform inspection and cleaning of field devices. If any abnormalities are found, create an order to repair or replace | Contamination | Clearance/alignment failure | Looseness | 336 |  | Refer to DWG KSD7580422 2(2) |  | JDE |  | FIELD DEVICES | Data created/will be sent for upload | FIELD DEV 3-E&I-DD-336 YANKEE FIELD INSTRUMENTATION INSP | 4660350
5432 | FIELD DEV 3-E&I-DD-336 YANKEE | FIELD INSTRUMENTATION INSP | 29 | 26 | 2 - Subj Inspection | 0100870MFE | YANKEE SECTION DEVICES |  | 0100870MFEJ | WET DUST COLLECTORS COVER | Circuit No. 5215 | Directional Control Valve GSV3-5215 | DD | E&I | Perform inspection and cleaning of field devices. If any abnormalities are found, create an order to repair or replace | Contamination | Clearance/alignment failure | Looseness | 336 |  | Refer to DWG KSD7580422 2(2) |  | JDE |  | FIELD DEVICES | Data created/will be sent for upload | FIELD DEV 3-E&I-DD-336 YANKEE FIELD INSTRUMENTATION INSP | 4660350
5433 | FIELD DEV 3-E&I-DD-336 YANKEE | FIELD INSTRUMENTATION INSP | 29 | 26 | 2 - Subj Inspection | 0100870MFE | YANKEE SECTION DEVICES |  | 0100870MFEJ | WET DUST COLLECTORS COVER | Circuit No. 5215 | Directional Control Valve GSV4-5215 | DD | E&I | Perform inspection and cleaning of field devices. If any abnormalities are found, create an order to repair or replace | Contamination | Clearance/alignment failure | Looseness | 336 |  | Refer to DWG KSD7580422 2(2) |  | JDE |  | FIELD DEVICES | Data created/will be sent for upload | FIELD DEV 3-E&I-DD-336 YANKEE FIELD INSTRUMENTATION INSP | 4660350
5434 | FIELD DEV 3-E&I-DD-336 YANKEE | FIELD INSTRUMENTATION INSP | 29 | 26 | 2 - Subj Inspection | 0100870MFE | YANKEE SECTION DEVICES |  | 0100870MFEK | HOUSE KEEPING FLOOR AIR SHOWER | Circuit No. 5217 | Directional Control Valve GSV1-5217 | DD | E&I | Perform inspection and cleaning of field devices. If any abnormalities are found, create an order to repair or replace | Contamination | Clearance/alignment failure | Looseness | 336 |  | Refer to DWG KSD7580422 1(2) |  | JDE |  | FIELD DEVICES | Data created/will be sent for upload | FIELD DEV 3-E&I-DD-336 YANKEE FIELD INSTRUMENTATION INSP | 4660350
5435 | FIELD DEV 3-E&I-DD-336 YANKEE | FIELD INSTRUMENTATION INSP | 29 | 26 | 2 - Subj Inspection | 0100870MFE | YANKEE SECTION DEVICES |  | 0100870MFEK | HOUSE KEEPING FLOOR AIR SHOWER | Circuit No. 5217 | Directional Control Valve GSV2-5217 | DD | E&I | Perform inspection and cleaning of field devices. If any abnormalities are found, create an order to repair or replace | Contamination | Clearance/alignment failure | Looseness | 336 |  | Refer to DWG KSD7580422 1(2) |  | JDE |  | FIELD DEVICES | Data created/will be sent for upload | FIELD DEV 3-E&I-DD-336 YANKEE FIELD INSTRUMENTATION INSP | 4660350
5436 | FIELD DEV 3-E&I-DD-336 YANKEE | FIELD INSTRUMENTATION INSP | 29 | 26 | 2 - Subj Inspection | 0100870MFE | YANKEE SECTION DEVICES |  | 0100870MFEK | HOUSE KEEPING FLOOR AIR SHOWER | Circuit No. 5217 | Directional Control Valve GSV3-5217 | DD | E&I | Perform inspection and cleaning of field devices. If any abnormalities are found, create an order to repair or replace | Contamination | Clearance/alignment failure | Looseness | 336 |  | Refer to DWG KSD7580422 1(2) |  | JDE |  | FIELD DEVICES | Data created/will be sent for upload | FIELD DEV 3-E&I-DD-336 YANKEE FIELD INSTRUMENTATION INSP | 4660350
5437 | FIELD DEV 3-E&I-DD-336 YANKEE | FIELD INSTRUMENTATION INSP | 29 | 26 | 2 - Subj Inspection | 0100870MFE | YANKEE SECTION DEVICES |  | 0100870MFEK | HOUSE KEEPING FLOOR AIR SHOWER | Circuit No. 5217 | Directional Control Valve GSV7-5217 | DD | E&I | Perform inspection and cleaning of field devices. If any abnormalities are found, create an order to repair or replace | Contamination | Clearance/alignment failure | Looseness | 336 |  | Refer to DWG KSD7580422 1(2) |  | JDE |  | FIELD DEVICES | Data created/will be sent for upload | FIELD DEV 3-E&I-DD-336 YANKEE FIELD INSTRUMENTATION INSP | 4660350
5438 | FIELD DEV 3-E&I-DD-336 YANKEE | FIELD INSTRUMENTATION INSP | 29 | 26 | 2 - Subj Inspection | 0100870MFE | YANKEE SECTION DEVICES |  | 0100870MFEK | HOUSE KEEPING FLOOR AIR SHOWER | Circuit No. 5217 | Directional Control Valve GSV8-5217 | DD | E&I | Perform inspection and cleaning of field devices. If any abnormalities are found, create an order to repair or replace | Contamination | Clearance/alignment failure | Looseness | 336 |  | Refer to DWG KSD7580422 1(2) |  | JDE |  | FIELD DEVICES | Data created/will be sent for upload | FIELD DEV 3-E&I-DD-336 YANKEE FIELD INSTRUMENTATION INSP | 4660350
5439 | FIELD DEV 3-E&I-DD-336 YANKEE | FIELD INSTRUMENTATION INSP | 29 | 26 | 2 - Subj Inspection | 0100870MFE | YANKEE SECTION DEVICES |  | 0100870MFEK | HOUSE KEEPING FLOOR AIR SHOWER | Circuit No. 5217 | Directional Control Valve GSV4-5217 | DD | E&I | Perform inspection and cleaning of field devices. If any abnormalities are found, create an order to repair or replace | Contamination | Clearance/alignment failure | Looseness | 336 |  | Refer to DWG KSD7580422 2(2) |  | JDE |  | FIELD DEVICES | Data created/will be sent for upload | FIELD DEV 3-E&I-DD-336 YANKEE FIELD INSTRUMENTATION INSP | 4660350
5440 | FIELD DEV 3-E&I-DD-336 YANKEE | FIELD INSTRUMENTATION INSP | 29 | 26 | 2 - Subj Inspection | 0100870MFE | YANKEE SECTION DEVICES |  | 0100870MFEK | HOUSE KEEPING FLOOR AIR SHOWER | Circuit No. 5217 | Directional Control Valve GSV5-5217 | DD | E&I | Perform inspection and cleaning of field devices. If any abnormalities are found, create an order to repair or replace | Contamination | Clearance/alignment failure | Looseness | 336 |  | Refer to DWG KSD7580422 2(2) |  | JDE |  | FIELD DEVICES | Data created/will be sent for upload | FIELD DEV 3-E&I-DD-336 YANKEE FIELD INSTRUMENTATION INSP | 4660350
5441 | FIELD DEV 3-E&I-DD-336 YANKEE | FIELD INSTRUMENTATION INSP | 29 | 26 | 2 - Subj Inspection | 0100870MFE | YANKEE SECTION DEVICES |  | 0100870MFEL | SHEET TO PULPER AIR SHOWER | Circuit No. 5218 | 3-POS. Selector Switch HS1-5218 | DD | E&I | Perform inspection and cleaning of field devices. If any abnormalities are found, create an order to repair or replace | Contamination | Clearance/alignment failure | Looseness | 336 |  | Refer to DWG KSD7580422 1(1) |  | JDE |  | FIELD DEVICES | Data created/will be sent for upload | FIELD DEV 3-E&I-DD-336 YANKEE FIELD INSTRUMENTATION INSP | 4660350
5442 | FIELD DEV 3-E&I-DD-336 YANKEE | FIELD INSTRUMENTATION INSP | 29 | 26 | 2 - Subj Inspection | 0100870MFE | YANKEE SECTION DEVICES |  | 0100870MFEL | SHEET TO PULPER AIR SHOWER | Circuit No. 5218 | Directional Control Valve GSV1-5218 | DD | E&I | Perform inspection and cleaning of field devices. If any abnormalities are found, create an order to repair or replace | Contamination | Clearance/alignment failure | Looseness | 336 |  | Refer to DWG KSD7580422 1(1) |  | JDE |  | FIELD DEVICES | Data created/will be sent for upload | FIELD DEV 3-E&I-DD-336 YANKEE FIELD INSTRUMENTATION INSP | 4660350
5443 | FIELD DEV 3-E&I-DD-336 YANKEE | FIELD INSTRUMENTATION INSP | 29 | 26 | 2 - Subj Inspection | 0100870MFE | YANKEE SECTION DEVICES |  | 0100870MFEL | SHEET TO PULPER AIR SHOWER | Circuit No. 5218 | Directional Control Valve GSV2-5218 | DD | E&I | Perform inspection and cleaning of field devices. If any abnormalities are found, create an order to repair or replace | Contamination | Clearance/alignment failure | Looseness | 336 |  | Refer to DWG KSD7580422 1(1) |  | JDE |  | FIELD DEVICES | Data created/will be sent for upload | FIELD DEV 3-E&I-DD-336 YANKEE FIELD INSTRUMENTATION INSP | 4660350
5444 | FIELD DEV 3-E&I-DD-336 YANKEE | FIELD INSTRUMENTATION INSP | 29 | 26 | 2 - Subj Inspection | 0100870MFE | YANKEE SECTION DEVICES |  | 0100870MFEM | HOUSE KEEPING AIR SHOWER | Circuit No. 5219 | Directional Control Valve GSV1-5219 | DD | E&I | Perform inspection and cleaning of field devices. If any abnormalities are found, create an order to repair or replace | Contamination | Clearance/alignment failure | Looseness | 336 |  | Refer to DWG KSD7580422 1(3) |  | JDE |  | FIELD DEVICES | Data created/will be sent for upload | FIELD DEV 3-E&I-DD-336 YANKEE FIELD INSTRUMENTATION INSP | 4660350
5445 | FIELD DEV 3-E&I-DD-336 YANKEE | FIELD INSTRUMENTATION INSP | 29 | 26 | 2 - Subj Inspection | 0100870MFE | YANKEE SECTION DEVICES |  | 0100870MFEM | HOUSE KEEPING AIR SHOWER | Circuit No. 5219 | Directional Control Valve GSV2-5219 | DD | E&I | Perform inspection and cleaning of field devices. If any abnormalities are found, create an order to repair or replace | Contamination | Clearance/alignment failure | Looseness | 336 |  | Refer to DWG KSD7580422 1(3) |  | JDE |  | FIELD DEVICES | Data created/will be sent for upload | FIELD DEV 3-E&I-DD-336 YANKEE FIELD INSTRUMENTATION INSP | 4660350
5446 | FIELD DEV 3-E&I-DD-336 YANKEE | FIELD INSTRUMENTATION INSP | 29 | 26 | 2 - Subj Inspection | 0100870MFE | YANKEE SECTION DEVICES |  | 0100870MFEM | HOUSE KEEPING AIR SHOWER | Circuit No. 5219 | Directional Control Valve GSV3-5219 | DD | E&I | Perform inspection and cleaning of field devices. If any abnormalities are found, create an order to repair or replace | Contamination | Clearance/alignment failure | Looseness | 336 |  | Refer to DWG KSD7580422 1(3) |  | JDE |  | FIELD DEVICES | Data created/will be sent for upload | FIELD DEV 3-E&I-DD-336 YANKEE FIELD INSTRUMENTATION INSP | 4660350
5447 | FIELD DEV 3-E&I-DD-336 YANKEE | FIELD INSTRUMENTATION INSP | 29 | 26 | 2 - Subj Inspection | 0100870MFE | YANKEE SECTION DEVICES |  | 0100870MFEM | HOUSE KEEPING AIR SHOWER | Circuit No. 5219 | Directional Control Valve GSV4-5219 | DD | E&I | Perform inspection and cleaning of field devices. If any abnormalities are found, create an order to repair or replace | Contamination | Clearance/alignment failure | Looseness | 336 |  | Refer to DWG KSD7580422 1(3) |  | JDE |  | FIELD DEVICES | Data created/will be sent for upload | FIELD DEV 3-E&I-DD-336 YANKEE FIELD INSTRUMENTATION INSP | 4660350
5448 | FIELD DEV 3-E&I-DD-336 YANKEE | FIELD INSTRUMENTATION INSP | 29 | 26 | 2 - Subj Inspection | 0100870MFE | YANKEE SECTION DEVICES |  | 0100870MFEM | HOUSE KEEPING AIR SHOWER | Circuit No. 5219 | Directional Control Valve GSV5-5219 | DD | E&I | Perform inspection and cleaning of field devices. If any abnormalities are found, create an order to repair or replace | Contamination | Clearance/alignment failure | Looseness | 336 |  | Refer to DWG KSD7580422 1(3) |  | JDE |  | FIELD DEVICES | Data created/will be sent for upload | FIELD DEV 3-E&I-DD-336 YANKEE FIELD INSTRUMENTATION INSP | 4660350
5449 | FIELD DEV 3-E&I-DD-336 YANKEE | FIELD INSTRUMENTATION INSP | 29 | 26 | 2 - Subj Inspection | 0100870MFE | YANKEE SECTION DEVICES |  | 0100870MFEM | HOUSE KEEPING AIR SHOWER | Circuit No. 5219 | Directional Control Valve GSV6-5219 | DD | E&I | Perform inspection and cleaning of field devices. If any abnormalities are found, create an order to repair or replace | Contamination | Clearance/alignment failure | Looseness | 336 |  | Refer to DWG KSD7580422 1(3) |  | JDE |  | FIELD DEVICES | Data created/will be sent for upload | FIELD DEV 3-E&I-DD-336 YANKEE FIELD INSTRUMENTATION INSP | 4660350
5450 | FIELD DEV 3-E&I-DD-336 YANKEE | FIELD INSTRUMENTATION INSP | 29 | 26 | 2 - Subj Inspection | 0100870MFE | YANKEE SECTION DEVICES |  | 0100870MFEM | HOUSE KEEPING AIR SHOWER | Circuit No. 5219 | Directional Control Valve GSV7-5219 | DD | E&I | Perform inspection and cleaning of field devices. If any abnormalities are found, create an order to repair or replace | Contamination | Clearance/alignment failure | Looseness | 336 |  | Refer to DWG KSD7580422 2(3) |  | JDE |  | FIELD DEVICES | Data created/will be sent for upload | FIELD DEV 3-E&I-DD-336 YANKEE FIELD INSTRUMENTATION INSP | 4660350
5451 | FIELD DEV 3-E&I-DD-336 YANKEE | FIELD INSTRUMENTATION INSP | 29 | 26 | 2 - Subj Inspection | 0100870MFE | YANKEE SECTION DEVICES |  | 0100870MFEM | HOUSE KEEPING AIR SHOWER | Circuit No. 5219 | Directional Control Valve GSV8-5219 | DD | E&I | Perform inspection and cleaning of field devices. If any abnormalities are found, create an order to repair or replace | Contamination | Clearance/alignment failure | Looseness | 336 |  | Refer to DWG KSD7580422 2(3) |  | JDE |  | FIELD DEVICES | Data created/will be sent for upload | FIELD DEV 3-E&I-DD-336 YANKEE FIELD INSTRUMENTATION INSP | 4660350
5452 | FIELD DEV 3-E&I-DD-336 YANKEE | FIELD INSTRUMENTATION INSP | 29 | 26 | 2 - Subj Inspection | 0100870MFE | YANKEE SECTION DEVICES |  | 0100870MFEM | HOUSE KEEPING AIR SHOWER | Circuit No. 5219 | Directional Control Valve GSV9-5219 | DD | E&I | Perform inspection and cleaning of field devices. If any abnormalities are found, create an order to repair or replace | Contamination | Clearance/alignment failure | Looseness | 336 |  | Refer to DWG KSD7580422 2(3) |  | JDE |  | FIELD DEVICES | Data created/will be sent for upload | FIELD DEV 3-E&I-DD-336 YANKEE FIELD INSTRUMENTATION INSP | 4660350
5453 | FIELD DEV 3-E&I-DD-336 YANKEE | FIELD INSTRUMENTATION INSP | 29 | 26 | 2 - Subj Inspection | 0100870MFE | YANKEE SECTION DEVICES |  | 0100870MFEM | HOUSE KEEPING AIR SHOWER | Circuit No. 5219 | Directional Control Valve GSV10-5219 | DD | E&I | Perform inspection and cleaning of field devices. If any abnormalities are found, create an order to repair or replace | Contamination | Clearance/alignment failure | Looseness | 336 |  | Refer to DWG KSD7580422 2(3) |  | JDE |  | FIELD DEVICES | Data created/will be sent for upload | FIELD DEV 3-E&I-DD-336 YANKEE FIELD INSTRUMENTATION INSP | 4660350
5454 | FIELD DEV 3-E&I-DD-336 YANKEE | FIELD INSTRUMENTATION INSP | 29 | 26 | 2 - Subj Inspection | 0100870MFE | YANKEE SECTION DEVICES |  | 0100870MFEM | HOUSE KEEPING AIR SHOWER | Circuit No. 5219 | Directional Control Valve GSV11-5219 | DD | E&I | Perform inspection and cleaning of field devices. If any abnormalities are found, create an order to repair or replace | Contamination | Clearance/alignment failure | Looseness | 336 |  | Refer to DWG KSD7580422 2(3) |  | JDE |  | FIELD DEVICES | Data created/will be sent for upload | FIELD DEV 3-E&I-DD-336 YANKEE FIELD INSTRUMENTATION INSP | 4660350
5455 | FIELD DEV 3-E&I-DD-336 YANKEE | FIELD INSTRUMENTATION INSP | 29 | 26 | 2 - Subj Inspection | 0100870MFE | YANKEE SECTION DEVICES |  | 0100870MFEM | HOUSE KEEPING AIR SHOWER | Circuit No. 5219 | Directional Control Valve GSV12-5219 | DD | E&I | Perform inspection and cleaning of field devices. If any abnormalities are found, create an order to repair or replace | Contamination | Clearance/alignment failure | Looseness | 336 |  | Refer to DWG KSD7580422 2(3) |  | JDE |  | FIELD DEVICES | Data created/will be sent for upload | FIELD DEV 3-E&I-DD-336 YANKEE FIELD INSTRUMENTATION INSP | 4660350
5456 | FIELD DEV 3-E&I-DD-336 YANKEE | FIELD INSTRUMENTATION INSP | 29 | 26 | 2 - Subj Inspection | 0100870MFE | YANKEE SECTION DEVICES |  | 0100870MFEM | HOUSE KEEPING AIR SHOWER | Circuit No. 5219 | Directional Control Valve GSV13-5219 | DD | E&I | Perform inspection and cleaning of field devices. If any abnormalities are found, create an order to repair or replace | Contamination | Clearance/alignment failure | Looseness | 336 |  | Refer to DWG KSD7580422 3(3) |  | JDE |  | FIELD DEVICES | Data created/will be sent for upload | FIELD DEV 3-E&I-DD-336 YANKEE FIELD INSTRUMENTATION INSP | 4660350
5457 | FIELD DEV 3-E&I-DD-336 YANKEE | FIELD INSTRUMENTATION INSP | 29 | 26 | 2 - Subj Inspection | 0100870MFE | YANKEE SECTION DEVICES |  | 0100870MFEM | HOUSE KEEPING AIR SHOWER | Circuit No. 5219 | Directional Control Valve GSV14-5219 | DD | E&I | Perform inspection and cleaning of field devices. If any abnormalities are found, create an order to repair or replace | Contamination | Clearance/alignment failure | Looseness | 336 |  | Refer to DWG KSD7580422 3(3) |  | JDE |  | FIELD DEVICES | Data created/will be sent for upload | FIELD DEV 3-E&I-DD-336 YANKEE FIELD INSTRUMENTATION INSP | 4660350
5458 | FIELD DEV 3-E&I-DD-336 YANKEE | FIELD INSTRUMENTATION INSP | 29 | 26 | 2 - Subj Inspection | 0100870MFE | YANKEE SECTION DEVICES |  | 0100870MFEN | TAL THREADING TENDING SIDE | Circuit No. 5220 | Push Button HS2-5220 | DD | E&I | Perform inspection and cleaning of field devices. If any abnormalities are found, create an order to repair or replace | Contamination | Clearance/alignment failure | Looseness | 336 |  | Refer to DWG KSD7580422 1(2) |  | JDE |  | FIELD DEVICES | Data created/will be sent for upload | FIELD DEV 3-E&I-DD-336 YANKEE FIELD INSTRUMENTATION INSP | 4660350
5459 | FIELD DEV 3-E&I-DD-336 YANKEE | FIELD INSTRUMENTATION INSP | 29 | 26 | 2 - Subj Inspection | 0100870MFE | YANKEE SECTION DEVICES |  | 0100870MFEN | TAL THREADING TENDING SIDE | Circuit No. 5220 | Push Button HS3-5220 | DD | E&I | Perform inspection and cleaning of field devices. If any abnormalities are found, create an order to repair or replace | Contamination | Clearance/alignment failure | Looseness | 336 |  | Refer to DWG KSD7580422 1(2) |  | JDE |  | FIELD DEVICES | Data created/will be sent for upload | FIELD DEV 3-E&I-DD-336 YANKEE FIELD INSTRUMENTATION INSP | 4660350
5460 | FIELD DEV 3-E&I-DD-336 YANKEE | FIELD INSTRUMENTATION INSP | 29 | 26 | 2 - Subj Inspection | 0100870MFE | YANKEE SECTION DEVICES |  | 0100870MFEN | TAL THREADING TENDING SIDE | Circuit No. 5220 | Illuminated Push Button HSI2-5220 | DD | E&I | Perform inspection and cleaning of field devices. If any abnormalities are found, create an order to repair or replace | Contamination | Clearance/alignment failure | Looseness | 336 |  | Refer to DWG KSD7580422 1(2) |  | JDE |  | FIELD DEVICES | Data created/will be sent for upload | FIELD DEV 3-E&I-DD-336 YANKEE FIELD INSTRUMENTATION INSP | 4660350
5461 | FIELD DEV 3-E&I-DD-336 YANKEE | FIELD INSTRUMENTATION INSP | 29 | 26 | 2 - Subj Inspection | 0100870MFE | YANKEE SECTION DEVICES |  | 0100870MFEN | TAL THREADING TENDING SIDE | Circuit No. 5220 | Push Button HS1-5220 | DD | E&I | Perform inspection and cleaning of field devices. If any abnormalities are found, create an order to repair or replace | Contamination | Clearance/alignment failure | Looseness | 336 |  | Refer to DWG KSD7580422 2(2) |  | JDE |  | FIELD DEVICES | Data created/will be sent for upload | FIELD DEV 3-E&I-DD-336 YANKEE FIELD INSTRUMENTATION INSP | 4660350
5462 | FIELD DEV 3-E&I-DD-336 YANKEE | FIELD INSTRUMENTATION INSP | 29 | 26 | 2 - Subj Inspection | 0100870MFE | YANKEE SECTION DEVICES |  | 0100870MFEN | TAL THREADING TENDING SIDE | Circuit No. 5220 | Illuminated Push Button HSI1-5220 | DD | E&I | Perform inspection and cleaning of field devices. If any abnormalities are found, create an order to repair or replace | Contamination | Clearance/alignment failure | Looseness | 336 |  | Refer to DWG KSD7580422 2(2) |  | JDE |  | FIELD DEVICES | Data created/will be sent for upload | FIELD DEV 3-E&I-DD-336 YANKEE FIELD INSTRUMENTATION INSP | 4660350
5463 | FIELD DEV 3-E&I-DD-336 YANKEE | FIELD INSTRUMENTATION INSP | 29 | 26 | 2 - Subj Inspection | 0100870MFE | YANKEE SECTION DEVICES |  | 0100870MFEN | TAL THREADING TENDING SIDE | Circuit No. 5220 | Directional Control Valve GSV1-5220 | DD | E&I | Perform inspection and cleaning of field devices. If any abnormalities are found, create an order to repair or replace | Contamination | Clearance/alignment failure | Looseness | 336 |  | Refer to DWG KSD7580422 2(2) |  | JDE |  | FIELD DEVICES | Data created/will be sent for upload | FIELD DEV 3-E&I-DD-336 YANKEE FIELD INSTRUMENTATION INSP | 4660350
5464 | FIELD DEV 3-E&I-DD-336 YANKEE | FIELD INSTRUMENTATION INSP | 29 | 26 | 2 - Subj Inspection | 0100870MFE | YANKEE SECTION DEVICES |  | 0100870MFEN | TAL THREADING TENDING SIDE | Circuit No. 5220 | Directional Control Valve GSV2-5220 | DD | E&I | Perform inspection and cleaning of field devices. If any abnormalities are found, create an order to repair or replace | Contamination | Clearance/alignment failure | Looseness | 336 |  | Refer to DWG KSD7580422 2(2) |  | JDE |  | FIELD DEVICES | Data created/will be sent for upload | FIELD DEV 3-E&I-DD-336 YANKEE FIELD INSTRUMENTATION INSP | 4660350
5465 | FIELD DEV 3-E&I-DD-336 YANKEE | FIELD INSTRUMENTATION INSP | 29 | 26 | 2 - Subj Inspection | 0100870MFE | YANKEE SECTION DEVICES |  | 0100870MFEN | TAL THREADING TENDING SIDE | Circuit No. 5220 | Directional Control Valve GSV3-5220 | DD | E&I | Perform inspection and cleaning of field devices. If any abnormalities are found, create an order to repair or replace | Contamination | Clearance/alignment failure | Looseness | 336 |  | Refer to DWG KSD7580422 2(2) |  | JDE |  | FIELD DEVICES | Data created/will be sent for upload | FIELD DEV 3-E&I-DD-336 YANKEE FIELD INSTRUMENTATION INSP | 4660350
5466 | FIELD DEV 3-E&I-DD-336 YANKEE | FIELD INSTRUMENTATION INSP | 29 | 26 | 2 - Subj Inspection | 0100870MFE | YANKEE SECTION DEVICES |  | 0100870MFEO | MOVABLE BLOW CHANNEL TENDING | Circuit No. 5221 | Inductive Proximity Switch GS1-5221 | DD | E&I | Perform inspection and cleaning of field devices. If any abnormalities are found, create an order to repair or replace | Contamination | Clearance/alignment failure | Looseness | 336 |  | Refer to DWG KSD7580422 1(1) |  | JDE |  | FIELD DEVICES | Data created/will be sent for upload | FIELD DEV 3-E&I-DD-336 YANKEE FIELD INSTRUMENTATION INSP | 4660350
5467 | FIELD DEV 3-E&I-DD-336 YANKEE | FIELD INSTRUMENTATION INSP | 29 | 26 | 2 - Subj Inspection | 0100870MFE | YANKEE SECTION DEVICES |  | 0100870MFEO | MOVABLE BLOW CHANNEL TENDING | Circuit No. 5221 | Inductive Proximity Switch GS2-5221 | DD | E&I | Perform inspection and cleaning of field devices. If any abnormalities are found, create an order to repair or replace | Contamination | Clearance/alignment failure | Looseness | 336 |  | Refer to DWG KSD7580422 1(1) |  | JDE |  | FIELD DEVICES | Data created/will be sent for upload | FIELD DEV 3-E&I-DD-336 YANKEE FIELD INSTRUMENTATION INSP | 4660350
5468 | FIELD DEV 3-E&I-DD-336 YANKEE | FIELD INSTRUMENTATION INSP | 29 | 26 | 2 - Subj Inspection | 0100870MFE | YANKEE SECTION DEVICES |  | 0100870MFEO | MOVABLE BLOW CHANNEL TENDING | Circuit No. 5221 | Directional Control Valve GSV1-5221 | DD | E&I | Perform inspection and cleaning of field devices. If any abnormalities are found, create an order to repair or replace | Contamination | Clearance/alignment failure | Looseness | 336 |  | Refer to DWG KSD7580422 1(1) |  | JDE |  | FIELD DEVICES | Data created/will be sent for upload | FIELD DEV 3-E&I-DD-336 YANKEE FIELD INSTRUMENTATION INSP | 4660350
5469 | FIELD DEV 3-E&I-DD-336 YANKEE | FIELD INSTRUMENTATION INSP | 29 | 26 | 2 - Subj Inspection | 0100870MFE | YANKEE SECTION DEVICES |  | 0100870MFEO | MOVABLE BLOW CHANNEL TENDING | Circuit No. 5221 | Directional Control Valve GSV2-5221 | DD | E&I | Perform inspection and cleaning of field devices. If any abnormalities are found, create an order to repair or replace | Contamination | Clearance/alignment failure | Looseness | 336 |  | Refer to DWG KSD7580422 1(1) |  | JDE |  | FIELD DEVICES | Data created/will be sent for upload | FIELD DEV 3-E&I-DD-336 YANKEE FIELD INSTRUMENTATION INSP | 4660350
5470 | FIELD DEV 3-E&I-DD-336 YANKEE | FIELD INSTRUMENTATION INSP | 29 | 26 | 2 - Subj Inspection | 0100870MFE | YANKEE SECTION DEVICES |  | 0100870MFEP | PULPER AIR SHOWER | Circuit No. 5223 | Directional Control Valve GSV1-5223 | DD | E&I | Perform inspection and cleaning of field devices. If any abnormalities are found, create an order to repair or replace | Contamination | Clearance/alignment failure | Looseness | 336 |  | Refer to DWG KSD7580422 1(1) |  | JDE |  | FIELD DEVICES | Data created/will be sent for upload | FIELD DEV 3-E&I-DD-336 YANKEE FIELD INSTRUMENTATION INSP | 4660350
5471 | FIELD DEV 3-E&I-DD-336 YANKEE | FIELD INSTRUMENTATION INSP | 29 | 26 | 2 - Subj Inspection | 0100870MFE | YANKEE SECTION DEVICES |  | 0100870MFEQ | BELT GUIDE TENDING SIDE | Circuit No. 5230 | Pressure Transmitter PT1-5230 | DD | E&I | Perform inspection and cleaning of field devices. If any abnormalities are found, create an order to repair or replace | Contamination | Clearance/alignment failure | Looseness | 336 |  | Refer to DWG KSD7580422 1(1) |  | JDE |  | FIELD DEVICES | Data created/will be sent for upload | FIELD DEV 3-E&I-DD-336 YANKEE FIELD INSTRUMENTATION INSP | 4660350
5472 | FIELD DEV 3-E&I-DD-336 YANKEE | FIELD INSTRUMENTATION INSP | 29 | 26 | 2 - Subj Inspection | 0100870MFE | YANKEE SECTION DEVICES |  | 0100870MFER | BELT STRETCHER | Circuit No. 5231 | Inductive Proximity Switch GS1-5231 | DD | E&I | Perform inspection and cleaning of field devices. If any abnormalities are found, create an order to repair or replace | Contamination | Clearance/alignment failure | Looseness | 336 |  | Refer to DWG KSD7580422 1(2) |  | JDE |  | FIELD DEVICES | Data created/will be sent for upload | FIELD DEV 3-E&I-DD-336 YANKEE FIELD INSTRUMENTATION INSP | 4660350
5473 | FIELD DEV 3-E&I-DD-336 YANKEE | FIELD INSTRUMENTATION INSP | 29 | 26 | 2 - Subj Inspection | 0100870MFE | YANKEE SECTION DEVICES |  | 0100870MFER | BELT STRETCHER | Circuit No. 5231 | Inductive Proximity Switch GS2-5231 | DD | E&I | Perform inspection and cleaning of field devices. If any abnormalities are found, create an order to repair or replace | Contamination | Clearance/alignment failure | Looseness | 336 |  | Refer to DWG KSD7580422 1(2) |  | JDE |  | FIELD DEVICES | Data created/will be sent for upload | FIELD DEV 3-E&I-DD-336 YANKEE FIELD INSTRUMENTATION INSP | 4660350
5474 | FIELD DEV 3-E&I-DD-336 YANKEE | FIELD INSTRUMENTATION INSP | 29 | 26 | 2 - Subj Inspection | 0100870MFE | YANKEE SECTION DEVICES |  | 0100870MFER | BELT STRETCHER | Circuit No. 5231 | WE1-5231 | DD | E&I | Perform inspection and cleaning of field devices. If any abnormalities are found, create an order to repair or replace | Contamination | Clearance/alignment failure | Looseness | 336 |  | Refer to DWG KSD7580422 1(2) |  | JDE |  | FIELD DEVICES | Data created/will be sent for upload | FIELD DEV 3-E&I-DD-336 YANKEE FIELD INSTRUMENTATION INSP | 4660350
5475 | FIELD DEV 3-E&I-DD-336 YANKEE | FIELD INSTRUMENTATION INSP | 29 | 26 | 2 - Subj Inspection | 0100870MFE | YANKEE SECTION DEVICES |  | 0100870MFER | BELT STRETCHER | Circuit No. 5231 | WE2-5231 | DD | E&I | Perform inspection and cleaning of field devices. If any abnormalities are found, create an order to repair or replace | Contamination | Clearance/alignment failure | Looseness | 336 |  | Refer to DWG KSD7580422 1(2) |  | JDE |  | FIELD DEVICES | Data created/will be sent for upload | FIELD DEV 3-E&I-DD-336 YANKEE FIELD INSTRUMENTATION INSP | 4660350
5476 | FIELD DEV 3-E&I-DD-336 YANKEE | FIELD INSTRUMENTATION INSP | 29 | 26 | 2 - Subj Inspection | 0100870MFE | YANKEE SECTION DEVICES |  | 0100870MFER | BELT STRETCHER | Circuit No. 5231 | M1-5231 | DD | E&I | Perform inspection and cleaning of field devices. If any abnormalities are found, create an order to repair or replace | Contamination | Clearance/alignment failure | Looseness | 336 |  | Refer to DWG KSD7580422 2(2) |  | JDE |  | FIELD DEVICES | Data created/will be sent for upload | FIELD DEV 3-E&I-DD-336 YANKEE FIELD INSTRUMENTATION INSP | 4660350
5477 | FIELD DEV 3-E&I-DD-336 YANKEE | FIELD INSTRUMENTATION INSP | 29 | 26 | 2 - Subj Inspection | 0100870MFE | YANKEE SECTION DEVICES |  | 0100870MFES | YANKEE PULPER AREA SERVICE | Circuit No. 5234 | GZ1-5234 | DD | E&I | Perform inspection and cleaning of field devices. If any abnormalities are found, create an order to repair or replace | Contamination | Clearance/alignment failure | Looseness | 336 |  | Refer to DWG KSD7580422 1(2) |  | JDE |  | FIELD DEVICES | Data created/will be sent for upload | FIELD DEV 3-E&I-DD-336 YANKEE FIELD INSTRUMENTATION INSP | 4660350
5478 | FIELD DEV 3-E&I-DD-336 YANKEE | FIELD INSTRUMENTATION INSP | 29 | 26 | 2 - Subj Inspection | 0100870MFE | YANKEE SECTION DEVICES |  | 0100870MFES | YANKEE PULPER AREA SERVICE | Circuit No. 5234 | GZ2-5234 | DD | E&I | Perform inspection and cleaning of field devices. If any abnormalities are found, create an order to repair or replace | Contamination | Clearance/alignment failure | Looseness | 336 |  | Refer to DWG KSD7580422 1(2) |  | JDE |  | FIELD DEVICES | Data created/will be sent for upload | FIELD DEV 3-E&I-DD-336 YANKEE FIELD INSTRUMENTATION INSP | 4660350
5479 | FIELD DEV 3-E&I-DD-336 YANKEE | FIELD INSTRUMENTATION INSP | 29 | 26 | 2 - Subj Inspection | 0100870MFE | YANKEE SECTION DEVICES |  | 0100870MFES | YANKEE PULPER AREA SERVICE | Circuit No. 5234 | Illuminated Push Button HSI1-5234 | DD | E&I | Perform inspection and cleaning of field devices. If any abnormalities are found, create an order to repair or replace | Contamination | Clearance/alignment failure | Looseness | 336 |  | Refer to DWG KSD7580422 2(2) |  | JDE |  | FIELD DEVICES | Data created/will be sent for upload | FIELD DEV 3-E&I-DD-336 YANKEE FIELD INSTRUMENTATION INSP | 4660350
5480 | FIELD DEV 3-E&I-DD-336 YANKEE | FIELD INSTRUMENTATION INSP | 29 | 26 | 2 - Subj Inspection | 0100870MFE | YANKEE SECTION DEVICES |  | 0100870MFES | YANKEE PULPER AREA SERVICE | Circuit No. 5234 | Pilot Light HA1-5234 | DD | E&I | Perform inspection and cleaning of field devices. If any abnormalities are found, create an order to repair or replace | Contamination | Clearance/alignment failure | Looseness | 336 |  | Refer to DWG KSD7580422 2(2) |  | JDE |  | FIELD DEVICES | Data created/will be sent for upload | FIELD DEV 3-E&I-DD-336 YANKEE FIELD INSTRUMENTATION INSP | 4660350
5481 | FIELD DEV 3-E&I-DD-336 YANKEE | FIELD INSTRUMENTATION INSP | 29 | 26 | 2 - Subj Inspection | 0100870MFE | YANKEE SECTION DEVICES |  | 0100870MFES | YANKEE PULPER AREA SERVICE | Circuit No. 5234 | Illuminated Push Button HSI2-5234 | DD | E&I | Perform inspection and cleaning of field devices. If any abnormalities are found, create an order to repair or replace | Contamination | Clearance/alignment failure | Looseness | 336 |  | Refer to DWG KSD7580422 2(2) |  | JDE |  | FIELD DEVICES | Data created/will be sent for upload | FIELD DEV 3-E&I-DD-336 YANKEE FIELD INSTRUMENTATION INSP | 4660350
5482 | FIELD DEV 3-E&I-DD-336 YANKEE | FIELD INSTRUMENTATION INSP | 29 | 26 | 2 - Subj Inspection | 0100870MFE | YANKEE SECTION DEVICES |  | 0100870MFES | YANKEE PULPER AREA SERVICE | Circuit No. 5234 | Pilot Light HA2-5234 | DD | E&I | Perform inspection and cleaning of field devices. If any abnormalities are found, create an order to repair or replace | Contamination | Clearance/alignment failure | Looseness | 336 |  | Refer to DWG KSD7580422 2(2) |  | JDE |  | FIELD DEVICES | Data created/will be sent for upload | FIELD DEV 3-E&I-DD-336 YANKEE FIELD INSTRUMENTATION INSP | 4660350
5483 | FIELD DEV 3-E&I-DD-336 YANKEE | FIELD INSTRUMENTATION INSP | 29 | 26 | 2 - Subj Inspection | 0100870MFE | YANKEE SECTION DEVICES |  | 0100870MFET | FIREFLY | Circuit No. 5238 | ES1-5238 | DD | E&I | Perform inspection and cleaning of field devices. If any abnormalities are found, create an order to repair or replace | Contamination | Clearance/alignment failure | Looseness | 336 |  | Refer to DWG KSD7580422 1(5) |  | JDE |  | FIELD DEVICES | Data created/will be sent for upload | FIELD DEV 3-E&I-DD-336 YANKEE FIELD INSTRUMENTATION INSP | 4660350
5484 | FIELD DEV 3-E&I-DD-336 YANKEE | FIELD INSTRUMENTATION INSP | 29 | 26 | 2 - Subj Inspection | 0100870MFE | YANKEE SECTION DEVICES |  | 0100870MFET | FIREFLY | Circuit No. 5238 | ES2-5238 | DD | E&I | Perform inspection and cleaning of field devices. If any abnormalities are found, create an order to repair or replace | Contamination | Clearance/alignment failure | Looseness | 336 |  | Refer to DWG KSD7580422 1(5) |  | JDE |  | FIELD DEVICES | Data created/will be sent for upload | FIELD DEV 3-E&I-DD-336 YANKEE FIELD INSTRUMENTATION INSP | 4660350
5485 | FIELD DEV 3-E&I-DD-336 YANKEE | FIELD INSTRUMENTATION INSP | 29 | 26 | 2 - Subj Inspection | 0100870MFE | YANKEE SECTION DEVICES |  | 0100870MFET | FIREFLY | Circuit No. 5238 | ES3-5238 | DD | E&I | Perform inspection and cleaning of field devices. If any abnormalities are found, create an order to repair or replace | Contamination | Clearance/alignment failure | Looseness | 336 |  | Refer to DWG KSD7580422 2(5) |  | JDE |  | FIELD DEVICES | Data created/will be sent for upload | FIELD DEV 3-E&I-DD-336 YANKEE FIELD INSTRUMENTATION INSP | 4660350
5486 | FIELD DEV 3-E&I-DD-336 YANKEE | FIELD INSTRUMENTATION INSP | 29 | 26 | 2 - Subj Inspection | 0100870MFE | YANKEE SECTION DEVICES |  | 0100870MFET | FIREFLY | Circuit No. 5238 | ES4-5238 | DD | E&I | Perform inspection and cleaning of field devices. If any abnormalities are found, create an order to repair or replace | Contamination | Clearance/alignment failure | Looseness | 336 |  | Refer to DWG KSD7580422 2(5) |  | JDE |  | FIELD DEVICES | Data created/will be sent for upload | FIELD DEV 3-E&I-DD-336 YANKEE FIELD INSTRUMENTATION INSP | 4660350
5487 | FIELD DEV 3-E&I-DD-336 YANKEE | FIELD INSTRUMENTATION INSP | 29 | 26 | 2 - Subj Inspection | 0100870MFE | YANKEE SECTION DEVICES |  | 0100870MFET | FIREFLY | Circuit No. 5238 | XZ1-5238 | DD | E&I | Perform inspection and cleaning of field devices. If any abnormalities are found, create an order to repair or replace | Contamination | Clearance/alignment failure | Looseness | 336 |  | Refer to DWG KSD7580422 3(5) |  | JDE |  | FIELD DEVICES | Data created/will be sent for upload | FIELD DEV 3-E&I-DD-336 YANKEE FIELD INSTRUMENTATION INSP | 4660350
5488 | FIELD DEV 3-E&I-DD-336 YANKEE | FIELD INSTRUMENTATION INSP | 29 | 26 | 2 - Subj Inspection | 0100870MFE | YANKEE SECTION DEVICES |  | 0100870MFET | FIREFLY | Circuit No. 5238 | XZ2-5238 | DD | E&I | Perform inspection and cleaning of field devices. If any abnormalities are found, create an order to repair or replace | Contamination | Clearance/alignment failure | Looseness | 336 |  | Refer to DWG KSD7580422 3(5) |  | JDE |  | FIELD DEVICES | Data created/will be sent for upload | FIELD DEV 3-E&I-DD-336 YANKEE FIELD INSTRUMENTATION INSP | 4660350
5489 | FIELD DEV 3-E&I-DD-336 YANKEE | FIELD INSTRUMENTATION INSP | 29 | 26 | 2 - Subj Inspection | 0100870MFE | YANKEE SECTION DEVICES |  | 0100870MFET | FIREFLY | Circuit No. 5238 | XZ3-5238 | DD | E&I | Perform inspection and cleaning of field devices. If any abnormalities are found, create an order to repair or replace | Contamination | Clearance/alignment failure | Looseness | 336 |  | Refer to DWG KSD7580422 3(5) |  | JDE |  | FIELD DEVICES | Data created/will be sent for upload | FIELD DEV 3-E&I-DD-336 YANKEE FIELD INSTRUMENTATION INSP | 4660350
5490 | FIELD DEV 3-E&I-DD-336 YANKEE | FIELD INSTRUMENTATION INSP | 29 | 26 | 2 - Subj Inspection | 0100870MFE | YANKEE SECTION DEVICES |  | 0100870MFET | FIREFLY | Circuit No. 5238 | XZ4-5238 | DD | E&I | Perform inspection and cleaning of field devices. If any abnormalities are found, create an order to repair or replace | Contamination | Clearance/alignment failure | Looseness | 336 |  | Refer to DWG KSD7580422 4(5) |  | JDE |  | FIELD DEVICES | Data created/will be sent for upload | FIELD DEV 3-E&I-DD-336 YANKEE FIELD INSTRUMENTATION INSP | 4660350
5491 | FIELD DEV 3-E&I-DD-336 YANKEE | FIELD INSTRUMENTATION INSP | 29 | 26 | 2 - Subj Inspection | 0100870MFE | YANKEE SECTION DEVICES |  | 0100870MFET | FIREFLY | Circuit No. 5238 | XZ5-5238 | DD | E&I | Perform inspection and cleaning of field devices. If any abnormalities are found, create an order to repair or replace | Contamination | Clearance/alignment failure | Looseness | 336 |  | Refer to DWG KSD7580422 4(5) |  | JDE |  | FIELD DEVICES | Data created/will be sent for upload | FIELD DEV 3-E&I-DD-336 YANKEE FIELD INSTRUMENTATION INSP | 4660350
5492 | FIELD DEV 3-E&I-DD-336 YANKEE | FIELD INSTRUMENTATION INSP | 29 | 26 | 2 - Subj Inspection | 0100870MFE | YANKEE SECTION DEVICES |  | 0100870MFET | FIREFLY | Circuit No. 5238 | XZ6-5238 | DD | E&I | Perform inspection and cleaning of field devices. If any abnormalities are found, create an order to repair or replace | Contamination | Clearance/alignment failure | Looseness | 336 |  | Refer to DWG KSD7580422 4(5) |  | JDE |  | FIELD DEVICES | Data created/will be sent for upload | FIELD DEV 3-E&I-DD-336 YANKEE FIELD INSTRUMENTATION INSP | 4660350
5493 | FIELD DEV 3-E&I-DD-336 YANKEE | FIELD INSTRUMENTATION INSP | 29 | 26 | 2 - Subj Inspection | 0100870MFE | YANKEE SECTION DEVICES |  | 0100870MFET | FIREFLY | Circuit No. 5238 | XZ7-5238 | DD | E&I | Perform inspection and cleaning of field devices. If any abnormalities are found, create an order to repair or replace | Contamination | Clearance/alignment failure | Looseness | 336 |  | Refer to DWG KSD7580422 5(5) |  | JDE |  | FIELD DEVICES | Data created/will be sent for upload | FIELD DEV 3-E&I-DD-336 YANKEE FIELD INSTRUMENTATION INSP | 4660350
5494 | FIELD DEV 3-E&I-DD-336 YANKEE | FIELD INSTRUMENTATION INSP | 29 | 26 | 2 - Subj Inspection | 0100870MFE | YANKEE SECTION DEVICES |  | 0100870MFET | FIREFLY | Circuit No. 5238 | XZ8-5238 | DD | E&I | Perform inspection and cleaning of field devices. If any abnormalities are found, create an order to repair or replace | Contamination | Clearance/alignment failure | Looseness | 336 |  | Refer to DWG KSD7580422 5(5) |  | JDE |  | FIELD DEVICES | Data created/will be sent for upload | FIELD DEV 3-E&I-DD-336 YANKEE FIELD INSTRUMENTATION INSP | 4660350
5495 | FIELD DEV 3-E&I-DD-336 YANKEE | FIELD INSTRUMENTATION INSP | 29 | 26 | 2 - Subj Inspection | 0100870MFE | YANKEE SECTION DEVICES |  | 0100870MFET | FIREFLY | Circuit No. 5238 | XZ9-5238 | DD | E&I | Perform inspection and cleaning of field devices. If any abnormalities are found, create an order to repair or replace | Contamination | Clearance/alignment failure | Looseness | 336 |  | Refer to DWG KSD7580422 5(5) |  | JDE |  | FIELD DEVICES | Data created/will be sent for upload | FIELD DEV 3-E&I-DD-336 YANKEE FIELD INSTRUMENTATION INSP | 4660350
5496 | FIELD DEV 4-E&I-DD-336 | CALENDAR FIELD INSTRUMENT INSP | 23 | 30 | 2 - Subj Inspection | 0100870MFF | CALENDER SECTION INSTRUMENTATION AND DEVICES |  | 0100870MFFC | CALENDER BOTTOM ROLL | Circuit No. 5240 | Directional Control Valve GSV1-5240 | DD | E&I | Perform inspection and cleaning of field devices. If any abnormalities are found, create an order to repair or replace | Contamination | Clearance/alignment failure | Looseness | 336 |  | Refer to DWG KSD7580422 1(1) |  | JDE |  | FIELD DEVICES | Data created/will be sent for upload | FIELD DEV 4-E&I-DD-336 CALENDAR FIELD INSTRUMENT INSP | 4660351
5497 | FIELD DEV 4-E&I-DD-336 | CALENDAR FIELD INSTRUMENT INSP | 23 | 30 | 2 - Subj Inspection | 0100870MFF | CALENDER SECTION INSTRUMENTATION AND DEVICES |  | 0100870MFFD | CALENDER LOADING SYSTEM | Circuit No. 5241 | Pressure Transmitter PT1-5241 | DD | E&I | Perform inspection and cleaning of field devices. If any abnormalities are found, create an order to repair or replace | Contamination | Clearance/alignment failure | Looseness | 336 |  | Refer to DWG KSD7580422 1(1) |  | JDE |  | FIELD DEVICES | Data created/will be sent for upload | FIELD DEV 4-E&I-DD-336 CALENDAR FIELD INSTRUMENT INSP | 4660351
5498 | FIELD DEV 4-E&I-DD-336 | CALENDAR FIELD INSTRUMENT INSP | 23 | 30 | 2 - Subj Inspection | 0100870MFF | CALENDER SECTION INSTRUMENTATION AND DEVICES |  | 0100870MFFD | CALENDER LOADING SYSTEM | Circuit No. 5241 | Proportional Control Valve PCM1-5241 | DD | E&I | Perform inspection and cleaning of field devices. If any abnormalities are found, create an order to repair or replace | Contamination | Clearance/alignment failure | Looseness | 336 |  | Refer to DWG KSD7580422 1(1) |  | JDE |  | FIELD DEVICES | Data created/will be sent for upload | FIELD DEV 4-E&I-DD-336 CALENDAR FIELD INSTRUMENT INSP | 4660351
5499 | FIELD DEV 4-E&I-DD-336 | CALENDAR FIELD INSTRUMENT INSP | 23 | 30 | 2 - Subj Inspection | 0100870MFF | CALENDER SECTION INSTRUMENTATION AND DEVICES |  | 0100870MFFD | CALENDER LOADING SYSTEM | Circuit No. 5241 | Pressure Transmitter PT2-5241 | DD | E&I | Perform inspection and cleaning of field devices. If any abnormalities are found, create an order to repair or replace | Contamination | Clearance/alignment failure | Looseness | 336 |  | Refer to DWG KSD7580422 1(1) |  | JDE |  | FIELD DEVICES | Data created/will be sent for upload | FIELD DEV 4-E&I-DD-336 CALENDAR FIELD INSTRUMENT INSP | 4660351
5500 | FIELD DEV 4-E&I-DD-336 | CALENDAR FIELD INSTRUMENT INSP | 23 | 30 | 2 - Subj Inspection | 0100870MFF | CALENDER SECTION INSTRUMENTATION AND DEVICES |  | 0100870MFFD | CALENDER LOADING SYSTEM | Circuit No. 5241 | Proportional Control Valve PCM2-5241 | DD | E&I | Perform inspection and cleaning of field devices. If any abnormalities are found, create an order to repair or replace | Contamination | Clearance/alignment failure | Looseness | 336 |  | Refer to DWG KSD7580422 1(1) |  | JDE |  | FIELD DEVICES | Data created/will be sent for upload | FIELD DEV 4-E&I-DD-336 CALENDAR FIELD INSTRUMENT INSP | 4660351
5501 | FIELD DEV 4-E&I-DD-336 | CALENDAR FIELD INSTRUMENT INSP | 23 | 30 | 2 - Subj Inspection | 0100870MFF | CALENDER SECTION INSTRUMENTATION AND DEVICES |  | 0100870MFFE | CALENDER DOCTOR LOADING | Circuit No. 5242 | Directional Control Valve GSV1-5242 | DD | E&I | Perform inspection and cleaning of field devices. If any abnormalities are found, create an order to repair or replace | Contamination | Clearance/alignment failure | Looseness | 336 |  | Refer to DWG KSD7580422 1(1) |  | JDE |  | FIELD DEVICES | Data created/will be sent for upload | FIELD DEV 4-E&I-DD-336 CALENDAR FIELD INSTRUMENT INSP | 4660351
5502 | FIELD DEV 4-E&I-DD-336 | CALENDAR FIELD INSTRUMENT INSP | 23 | 30 | 2 - Subj Inspection | 0100870MFF | CALENDER SECTION INSTRUMENTATION AND DEVICES |  | 0100870MFFE | CALENDER DOCTOR LOADING | Circuit No. 5242 | Directional Control Valve GSV2-5242 | DD | E&I | Perform inspection and cleaning of field devices. If any abnormalities are found, create an order to repair or replace | Contamination | Clearance/alignment failure | Looseness | 336 |  | Refer to DWG KSD7580422 1(1) |  | JDE |  | FIELD DEVICES | Data created/will be sent for upload | FIELD DEV 4-E&I-DD-336 CALENDAR FIELD INSTRUMENT INSP | 4660351
5503 | FIELD DEV 4-E&I-DD-336 | CALENDAR FIELD INSTRUMENT INSP | 23 | 30 | 2 - Subj Inspection | 0100870MFF | CALENDER SECTION INSTRUMENTATION AND DEVICES |  | 0100870MFFE | CALENDER DOCTOR LOADING | Circuit No. 5242 | Directional Control Valve GSV3-5242 | DD | E&I | Perform inspection and cleaning of field devices. If any abnormalities are found, create an order to repair or replace | Contamination | Clearance/alignment failure | Looseness | 336 |  | Refer to DWG KSD7580422 1(1) |  | JDE |  | FIELD DEVICES | Data created/will be sent for upload | FIELD DEV 4-E&I-DD-336 CALENDAR FIELD INSTRUMENT INSP | 4660351
5504 | FIELD DEV 4-E&I-DD-336 | CALENDAR FIELD INSTRUMENT INSP | 23 | 30 | 2 - Subj Inspection | 0100870MFF | CALENDER SECTION INSTRUMENTATION AND DEVICES |  | 0100870MFFF | CALENDER DOCTOR OSCILLATION | Circuit No. 5243 | Directional Control Valve GSV1-5243 | DD | E&I | Perform inspection and cleaning of field devices. If any abnormalities are found, create an order to repair or replace | Contamination | Clearance/alignment failure | Looseness | 336 |  | Refer to DWG KSD7580422 1(1) |  | JDE |  | FIELD DEVICES | Data created/will be sent for upload | FIELD DEV 4-E&I-DD-336 CALENDAR FIELD INSTRUMENT INSP | 4660351
5505 | FIELD DEV 4-E&I-DD-336 | CALENDAR FIELD INSTRUMENT INSP | 23 | 30 | 2 - Subj Inspection | 0100870MFF | CALENDER SECTION INSTRUMENTATION AND DEVICES |  | 0100870MFFF | CALENDER DOCTOR OSCILLATION | Circuit No. 5243 | Directional Control Valve GSV2-5243 | DD | E&I | Perform inspection and cleaning of field devices. If any abnormalities are found, create an order to repair or replace | Contamination | Clearance/alignment failure | Looseness | 336 |  | Refer to DWG KSD7580422 1(1) |  | JDE |  | FIELD DEVICES | Data created/will be sent for upload | FIELD DEV 4-E&I-DD-336 CALENDAR FIELD INSTRUMENT INSP | 4660351
5506 | FIELD DEV 6-E&I-DD-336 REEL | FIELD INSTRUMENTATION INSP | 27 | 26 | 2 - Subj Inspection | 0100870MFG | REEL SECTION DEVICES |  | 0100870MFGA | SCANNER AREA SERVICE DOORS | Circuit No. 5249 | Safety Sensor GZ1-5249 | DD | E&I | Perform inspection and cleaning of field devices. If any abnormalities are found, create an order to repair or replace | Contamination | Clearance/alignment failure | Looseness | 336 |  | Refer to DWG KSD7580422 1(5) |  | JDE |  | FIELD DEVICES | Data created/will be sent for upload | FIELD DEV 6-E&I-DD-336 REEL FIELD INSTRUMENTATION INSP | 4660352
5507 | FIELD DEV 6-E&I-DD-336 REEL | FIELD INSTRUMENTATION INSP | 27 | 26 | 2 - Subj Inspection | 0100870MFG | REEL SECTION DEVICES |  | 0100870MFGA | SCANNER AREA SERVICE DOORS | Circuit No. 5249 | Safety Sensor GZ3-5249 | DD | E&I | Perform inspection and cleaning of field devices. If any abnormalities are found, create an order to repair or replace | Contamination | Clearance/alignment failure | Looseness | 336 |  | Refer to DWG KSD7580422 1(5) |  | JDE |  | FIELD DEVICES | Data created/will be sent for upload | FIELD DEV 6-E&I-DD-336 REEL FIELD INSTRUMENTATION INSP | 4660352
5508 | FIELD DEV 6-E&I-DD-336 REEL | FIELD INSTRUMENTATION INSP | 27 | 26 | 2 - Subj Inspection | 0100870MFG | REEL SECTION DEVICES |  | 0100870MFGA | SCANNER AREA SERVICE DOORS | Circuit No. 5249 | Safety Sensor GZ2-5249 | DD | E&I | Perform inspection and cleaning of field devices. If any abnormalities are found, create an order to repair or replace | Contamination | Clearance/alignment failure | Looseness | 336 |  | Refer to DWG KSD7580422 2(5) |  | JDE |  | FIELD DEVICES | Data created/will be sent for upload | FIELD DEV 6-E&I-DD-336 REEL FIELD INSTRUMENTATION INSP | 4660352
5509 | FIELD DEV 6-E&I-DD-336 REEL | FIELD INSTRUMENTATION INSP | 27 | 26 | 2 - Subj Inspection | 0100870MFG | REEL SECTION DEVICES |  | 0100870MFGA | SCANNER AREA SERVICE DOORS | Circuit No. 5249 | Safety Sensor GZ4-5249 | DD | E&I | Perform inspection and cleaning of field devices. If any abnormalities are found, create an order to repair or replace | Contamination | Clearance/alignment failure | Looseness | 336 |  | Refer to DWG KSD7580422 2(5) |  | JDE |  | FIELD DEVICES | Data created/will be sent for upload | FIELD DEV 6-E&I-DD-336 REEL FIELD INSTRUMENTATION INSP | 4660352
5510 | FIELD DEV 6-E&I-DD-336 REEL | FIELD INSTRUMENTATION INSP | 27 | 26 | 2 - Subj Inspection | 0100870MFG | REEL SECTION DEVICES |  | 0100870MFGA | SCANNER AREA SERVICE DOORS | Circuit No. 5249 | Illuminated Push Button HSI1-5249 | DD | E&I | Perform inspection and cleaning of field devices. If any abnormalities are found, create an order to repair or replace | Contamination | Clearance/alignment failure | Looseness | 336 |  | Refer to DWG KSD7580422 3(5) |  | JDE |  | FIELD DEVICES | Data created/will be sent for upload | FIELD DEV 6-E&I-DD-336 REEL FIELD INSTRUMENTATION INSP | 4660352
5511 | FIELD DEV 6-E&I-DD-336 REEL | FIELD INSTRUMENTATION INSP | 27 | 26 | 2 - Subj Inspection | 0100870MFG | REEL SECTION DEVICES |  | 0100870MFGA | SCANNER AREA SERVICE DOORS | Circuit No. 5249 | Illuminated Push Button HSI2-5249 | DD | E&I | Perform inspection and cleaning of field devices. If any abnormalities are found, create an order to repair or replace | Contamination | Clearance/alignment failure | Looseness | 336 |  | Refer to DWG KSD7580422 3(5) |  | JDE |  | FIELD DEVICES | Data created/will be sent for upload | FIELD DEV 6-E&I-DD-336 REEL FIELD INSTRUMENTATION INSP | 4660352
5512 | FIELD DEV 6-E&I-DD-336 REEL | FIELD INSTRUMENTATION INSP | 27 | 26 | 2 - Subj Inspection | 0100870MFG | REEL SECTION DEVICES |  | 0100870MFGA | SCANNER AREA SERVICE DOORS | Circuit No. 5249 | Illuminated Push Button HSI3-5249 | DD | E&I | Perform inspection and cleaning of field devices. If any abnormalities are found, create an order to repair or replace | Contamination | Clearance/alignment failure | Looseness | 336 |  | Refer to DWG KSD7580422 3(5) |  | JDE |  | FIELD DEVICES | Data created/will be sent for upload | FIELD DEV 6-E&I-DD-336 REEL FIELD INSTRUMENTATION INSP | 4660352
5513 | FIELD DEV 6-E&I-DD-336 REEL | FIELD INSTRUMENTATION INSP | 27 | 26 | 2 - Subj Inspection | 0100870MFG | REEL SECTION DEVICES |  | 0100870MFGA | SCANNER AREA SERVICE DOORS | Circuit No. 5249 | Illuminated Push Button HSI4-5249 | DD | E&I | Perform inspection and cleaning of field devices. If any abnormalities are found, create an order to repair or replace | Contamination | Clearance/alignment failure | Looseness | 336 |  | Refer to DWG KSD7580422 3(5) |  | JDE |  | FIELD DEVICES | Data created/will be sent for upload | FIELD DEV 6-E&I-DD-336 REEL FIELD INSTRUMENTATION INSP | 4660352
5514 | FIELD DEV 6-E&I-DD-336 REEL | FIELD INSTRUMENTATION INSP | 27 | 26 | 2 - Subj Inspection | 0100870MFG | REEL SECTION DEVICES |  | 0100870MFGB | REEL MODE SELECT | Circuit No. 5250 | 2-POS. Selector Switch HS1-5250 | DD | E&I | Perform inspection and cleaning of field devices. If any abnormalities are found, create an order to repair or replace | Contamination | Clearance/alignment failure | Looseness | 336 |  | Refer to DWG KSD7580422 1(1) |  | JDE |  | FIELD DEVICES | Data created/will be sent for upload | FIELD DEV 6-E&I-DD-336 REEL FIELD INSTRUMENTATION INSP | 4660352
5515 | FIELD DEV 6-E&I-DD-336 REEL | FIELD INSTRUMENTATION INSP | 27 | 26 | 2 - Subj Inspection | 0100870MFG | REEL SECTION DEVICES |  | 0100870MFGC | REEL SEQUENCE INTERRUPT | Circuit No. 5251 | Twist Release Push ButtonHZ1-5251 | DD | E&I | Perform inspection and cleaning of field devices. If any abnormalities are found, create an order to repair or replace | Contamination | Clearance/alignment failure | Looseness | 336 |  | Refer to DWG KSD7580422 1(3) |  | JDE |  | FIELD DEVICES | Data created/will be sent for upload | FIELD DEV 6-E&I-DD-336 REEL FIELD INSTRUMENTATION INSP | 4660352
5516 | FIELD DEV 6-E&I-DD-336 REEL | FIELD INSTRUMENTATION INSP | 27 | 26 | 2 - Subj Inspection | 0100870MFG | REEL SECTION DEVICES |  | 0100870MFGC | REEL SEQUENCE INTERRUPT | Circuit No. 5251 | Illuminated Push Button HSI1-5251 | DD | E&I | Perform inspection and cleaning of field devices. If any abnormalities are found, create an order to repair or replace | Contamination | Clearance/alignment failure | Looseness | 336 |  | Refer to DWG KSD7580422 1(3) |  | JDE |  | FIELD DEVICES | Data created/will be sent for upload | FIELD DEV 6-E&I-DD-336 REEL FIELD INSTRUMENTATION INSP | 4660352
5517 | FIELD DEV 6-E&I-DD-336 REEL | FIELD INSTRUMENTATION INSP | 27 | 26 | 2 - Subj Inspection | 0100870MFG | REEL SECTION DEVICES |  | 0100870MFGD | DRESSING DOORS | Circuit No. 5252 | Safety Gate Switch GZ1-5252 | DD | E&I | Perform inspection and cleaning of field devices. If any abnormalities are found, create an order to repair or replace | Contamination | Clearance/alignment failure | Looseness | 336 |  | Refer to DWG KSD7580422 1(6) |  | JDE |  | FIELD DEVICES | Data created/will be sent for upload | FIELD DEV 6-E&I-DD-336 REEL FIELD INSTRUMENTATION INSP | 4660352
5518 | FIELD DEV 6-E&I-DD-336 REEL | FIELD INSTRUMENTATION INSP | 27 | 26 | 2 - Subj Inspection | 0100870MFG | REEL SECTION DEVICES |  | 0100870MFGD | DRESSING DOORS | Circuit No. 5252 | Safety Gate Switch GZ12-5252 | DD | E&I | Perform inspection and cleaning of field devices. If any abnormalities are found, create an order to repair or replace | Contamination | Clearance/alignment failure | Looseness | 336 |  | Refer to DWG KSD7580422 1(6) |  | JDE |  | FIELD DEVICES | Data created/will be sent for upload | FIELD DEV 6-E&I-DD-336 REEL FIELD INSTRUMENTATION INSP | 4660352
5519 | FIELD DEV 6-E&I-DD-336 REEL | FIELD INSTRUMENTATION INSP | 27 | 26 | 2 - Subj Inspection | 0100870MFG | REEL SECTION DEVICES |  | 0100870MFGE | KICKER AREA | Circuit No. 5253 | Illuminated Push Button HSI1-5253 | DD | E&I | Perform inspection and cleaning of field devices. If any abnormalities are found, create an order to repair or replace | Contamination | Clearance/alignment failure | Looseness | 336 |  | Refer to DWG KSD7580422 1(3) |  | JDE |  | FIELD DEVICES | Data created/will be sent for upload | FIELD DEV 6-E&I-DD-336 REEL FIELD INSTRUMENTATION INSP | 4660352
5520 | FIELD DEV 6-E&I-DD-336 REEL | FIELD INSTRUMENTATION INSP | 27 | 26 | 2 - Subj Inspection | 0100870MFG | REEL SECTION DEVICES |  | 0100870MFGE | KICKER AREA | Circuit No. 5253 | Safety Proximity Switch GZ1-5253 | DD | E&I | Perform inspection and cleaning of field devices. If any abnormalities are found, create an order to repair or replace | Contamination | Clearance/alignment failure | Looseness | 336 |  | Refer to DWG KSD7580422 1(3) |  | JDE |  | FIELD DEVICES | Data created/will be sent for upload | FIELD DEV 6-E&I-DD-336 REEL FIELD INSTRUMENTATION INSP | 4660352
5521 | FIELD DEV 6-E&I-DD-336 REEL | FIELD INSTRUMENTATION INSP | 27 | 26 | 2 - Subj Inspection | 0100870MFG | REEL SECTION DEVICES |  | 0100870MFGE | KICKER AREA | Circuit No. 5253 | Inductive Proximity Switch GS2-5253 | DD | E&I | Perform inspection and cleaning of field devices. If any abnormalities are found, create an order to repair or replace | Contamination | Clearance/alignment failure | Looseness | 336 |  | Refer to DWG KSD7580422 2(3) |  | JDE |  | FIELD DEVICES | Data created/will be sent for upload | FIELD DEV 6-E&I-DD-336 REEL FIELD INSTRUMENTATION INSP | 4660352
5522 | FIELD DEV 6-E&I-DD-336 REEL | FIELD INSTRUMENTATION INSP | 27 | 26 | 2 - Subj Inspection | 0100870MFG | REEL SECTION DEVICES |  | 0100870MFGE | KICKER AREA | Circuit No. 5253 | Directional Control Valve GSV1-5253 | DD | E&I | Perform inspection and cleaning of field devices. If any abnormalities are found, create an order to repair or replace | Contamination | Clearance/alignment failure | Looseness | 336 |  | Refer to DWG KSD7580422 2(3) |  | JDE |  | FIELD DEVICES | Data created/will be sent for upload | FIELD DEV 6-E&I-DD-336 REEL FIELD INSTRUMENTATION INSP | 4660352
5523 | FIELD DEV 6-E&I-DD-336 REEL | FIELD INSTRUMENTATION INSP | 27 | 26 | 2 - Subj Inspection | 0100870MFG | REEL SECTION DEVICES |  | 0100870MFGE | KICKER AREA | Circuit No. 5253 | Directional Control Valve GSV2-5253 | DD | E&I | Perform inspection and cleaning of field devices. If any abnormalities are found, create an order to repair or replace | Contamination | Clearance/alignment failure | Looseness | 336 |  | Refer to DWG KSD7580422 2(3) |  | JDE |  | FIELD DEVICES | Data created/will be sent for upload | FIELD DEV 6-E&I-DD-336 REEL FIELD INSTRUMENTATION INSP | 4660352
5524 | FIELD DEV 6-E&I-DD-336 REEL | FIELD INSTRUMENTATION INSP | 27 | 26 | 2 - Subj Inspection | 0100870MFG | REEL SECTION DEVICES |  | 0100870MFGF | REEL PULPER GUARD | Circuit No. 5254 | Safety Proximity Switch GZ1-5254 | DD | E&I | Perform inspection and cleaning of field devices. If any abnormalities are found, create an order to repair or replace | Contamination | Clearance/alignment failure | Looseness | 336 |  | Refer to DWG KSD7580422 1(2) |  | JDE |  | FIELD DEVICES | Data created/will be sent for upload | FIELD DEV 6-E&I-DD-336 REEL FIELD INSTRUMENTATION INSP | 4660352
5525 | FIELD DEV 6-E&I-DD-336 REEL | FIELD INSTRUMENTATION INSP | 27 | 26 | 2 - Subj Inspection | 0100870MFG | REEL SECTION DEVICES |  | 0100870MFGF | REEL PULPER GUARD | Circuit No. 5254 | Safety Proximity Switch GZ2-5254 | DD | E&I | Perform inspection and cleaning of field devices. If any abnormalities are found, create an order to repair or replace | Contamination | Clearance/alignment failure | Looseness | 336 |  | Refer to DWG KSD7580422 1(2) |  | JDE |  | FIELD DEVICES | Data created/will be sent for upload | FIELD DEV 6-E&I-DD-336 REEL FIELD INSTRUMENTATION INSP | 4660352
5526 | FIELD DEV 6-E&I-DD-336 REEL | FIELD INSTRUMENTATION INSP | 27 | 26 | 2 - Subj Inspection | 0100870MFG | REEL SECTION DEVICES |  | 0100870MFGF | REEL PULPER GUARD | Circuit No. 5254 | Inductive Proximity Switch GS3-5254 | DD | E&I | Perform inspection and cleaning of field devices. If any abnormalities are found, create an order to repair or replace | Contamination | Clearance/alignment failure | Looseness | 336 |  | Refer to DWG KSD7580422 1(2) |  | JDE |  | FIELD DEVICES | Data created/will be sent for upload | FIELD DEV 6-E&I-DD-336 REEL FIELD INSTRUMENTATION INSP | 4660352
5527 | FIELD DEV 6-E&I-DD-336 REEL | FIELD INSTRUMENTATION INSP | 27 | 26 | 2 - Subj Inspection | 0100870MFG | REEL SECTION DEVICES |  | 0100870MFGF | REEL PULPER GUARD | Circuit No. 5254 | Inductive Proximity Switch GS4-5254 | DD | E&I | Perform inspection and cleaning of field devices. If any abnormalities are found, create an order to repair or replace | Contamination | Clearance/alignment failure | Looseness | 336 |  | Refer to DWG KSD7580422 1(2) |  | JDE |  | FIELD DEVICES | Data created/will be sent for upload | FIELD DEV 6-E&I-DD-336 REEL FIELD INSTRUMENTATION INSP | 4660352
5528 | FIELD DEV 6-E&I-DD-336 REEL | FIELD INSTRUMENTATION INSP | 27 | 26 | 2 - Subj Inspection | 0100870MFG | REEL SECTION DEVICES |  | 0100870MFGF | REEL PULPER GUARD | Circuit No. 5254 | Directional Control Valve GSVI-5254 | DD | E&I | Perform inspection and cleaning of field devices. If any abnormalities are found, create an order to repair or replace | Contamination | Clearance/alignment failure | Looseness | 336 |  | Refer to DWG KSD7580422 2(2) |  | JDE |  | FIELD DEVICES | Data created/will be sent for upload | FIELD DEV 6-E&I-DD-336 REEL FIELD INSTRUMENTATION INSP | 4660352
5529 | FIELD DEV 6-E&I-DD-336 REEL | FIELD INSTRUMENTATION INSP | 27 | 26 | 2 - Subj Inspection | 0100870MFG | REEL SECTION DEVICES |  | 0100870MFGF | REEL PULPER GUARD | Circuit No. 5254 | Directional Control Valve GSV2-5254 | DD | E&I | Perform inspection and cleaning of field devices. If any abnormalities are found, create an order to repair or replace | Contamination | Clearance/alignment failure | Looseness | 336 |  | Refer to DWG KSD7580422 2(2) |  | JDE |  | FIELD DEVICES | Data created/will be sent for upload | FIELD DEV 6-E&I-DD-336 REEL FIELD INSTRUMENTATION INSP | 4660352
5530 | FIELD DEV 6-E&I-DD-336 REEL | FIELD INSTRUMENTATION INSP | 27 | 26 | 2 - Subj Inspection | 0100870MFG | REEL SECTION DEVICES |  | 0100870MFGF | REEL PULPER GUARD | Circuit No. 5254 | Directional Control Valve GSV3-5254 | DD | E&I | Perform inspection and cleaning of field devices. If any abnormalities are found, create an order to repair or replace | Contamination | Clearance/alignment failure | Looseness | 336 |  | Refer to DWG KSD7580422 2(2) |  | JDE |  | FIELD DEVICES | Data created/will be sent for upload | FIELD DEV 6-E&I-DD-336 REEL FIELD INSTRUMENTATION INSP | 4660352
5531 | FIELD DEV 6-E&I-DD-336 REEL | FIELD INSTRUMENTATION INSP | 27 | 26 | 2 - Subj Inspection | 0100870MFG | REEL SECTION DEVICES |  | 0100870MFGF | REEL PULPER GUARD | Circuit No. 5254 | Directional Control Valve GSV4-5254 | DD | E&I | Perform inspection and cleaning of field devices. If any abnormalities are found, create an order to repair or replace | Contamination | Clearance/alignment failure | Looseness | 336 |  | Refer to DWG KSD7580422 2(2) |  | JDE |  | FIELD DEVICES | Data created/will be sent for upload | FIELD DEV 6-E&I-DD-336 REEL FIELD INSTRUMENTATION INSP | 4660352
5532 | FIELD DEV 6-E&I-DD-336 REEL | FIELD INSTRUMENTATION INSP | 27 | 26 | 2 - Subj Inspection | 0100870MFG | REEL SECTION DEVICES |  | 0100870MFGG | SHEET BREAK DETECTION | Circuit No. 5255 | Ultra Sonic Switch GS1-5255 | DD | E&I | Perform inspection and cleaning of field devices. If any abnormalities are found, create an order to repair or replace | Contamination | Clearance/alignment failure | Looseness | 336 |  | Refer to DWG KSD7580422 1(1) |  | JDE |  | FIELD DEVICES | Data created/will be sent for upload | FIELD DEV 6-E&I-DD-336 REEL FIELD INSTRUMENTATION INSP | 4660352
5533 | FIELD DEV 6-E&I-DD-336 REEL | FIELD INSTRUMENTATION INSP | 27 | 26 | 2 - Subj Inspection | 0100870MFG | REEL SECTION DEVICES |  | 0100870MFGG | SHEET BREAK DETECTION | Circuit No. 5255 | Ultra Sonic Switch GS1-5255 | DD | E&I | Perform inspection and cleaning of field devices. If any abnormalities are found, create an order to repair or replace | Contamination | Clearance/alignment failure | Looseness | 336 |  | Refer to DWG KSD7580422 1(1) |  | JDE |  | FIELD DEVICES | Data created/will be sent for upload | FIELD DEV 6-E&I-DD-336 REEL FIELD INSTRUMENTATION INSP | 4660352
5534 | FIELD DEV 6-E&I-DD-336 REEL | FIELD INSTRUMENTATION INSP | 27 | 26 | 2 - Subj Inspection | 0100870MFG | REEL SECTION DEVICES |  | 0100870MFGH | SLITTER | Circuit No. 5256 | Directional Control Valve GSV1-5256 | DD | E&I | Perform inspection and cleaning of field devices. If any abnormalities are found, create an order to repair or replace | Contamination | Clearance/alignment failure | Looseness | 336 |  | Refer to DWG KSD7580422 1(1) |  | JDE |  | FIELD DEVICES | Data created/will be sent for upload | FIELD DEV 6-E&I-DD-336 REEL FIELD INSTRUMENTATION INSP | 4660352
5535 | FIELD DEV 6-E&I-DD-336 REEL | FIELD INSTRUMENTATION INSP | 27 | 26 | 2 - Subj Inspection | 0100870MFG | REEL SECTION DEVICES |  | 0100870MFGH | SLITTER | Circuit No. 5256 | Directional Control Valve GSV2-5256 | DD | E&I | Perform inspection and cleaning of field devices. If any abnormalities are found, create an order to repair or replace | Contamination | Clearance/alignment failure | Looseness | 336 |  | Refer to DWG KSD7580422 1(1) |  | JDE |  | FIELD DEVICES | Data created/will be sent for upload | FIELD DEV 6-E&I-DD-336 REEL FIELD INSTRUMENTATION INSP | 4660352
5536 | FIELD DEV 6-E&I-DD-336 REEL | FIELD INSTRUMENTATION INSP | 27 | 26 | 2 - Subj Inspection | 0100870MFG | REEL SECTION DEVICES |  | 0100870MFGH | SLITTER | Circuit No. 5256 | Directional Control Valve GSV3-5256 | DD | E&I | Perform inspection and cleaning of field devices. If any abnormalities are found, create an order to repair or replace | Contamination | Clearance/alignment failure | Looseness | 336 |  | Refer to DWG KSD7580422 1(1) |  | JDE |  | FIELD DEVICES | Data created/will be sent for upload | FIELD DEV 6-E&I-DD-336 REEL FIELD INSTRUMENTATION INSP | 4660352
5537 | FIELD DEV 6-E&I-DD-336 REEL | FIELD INSTRUMENTATION INSP | 27 | 26 | 2 - Subj Inspection | 0100870MFG | REEL SECTION DEVICES |  | 0100870MFGI | REEL NIP DEFLECTOR | Circuit No. 5257 | Inductive Proximity Switch GS1-5257 | DD | E&I | Perform inspection and cleaning of field devices. If any abnormalities are found, create an order to repair or replace | Contamination | Clearance/alignment failure | Looseness | 336 |  | Refer to DWG KSD7580422 1(1) |  | JDE |  | FIELD DEVICES | Data created/will be sent for upload | FIELD DEV 6-E&I-DD-336 REEL FIELD INSTRUMENTATION INSP | 4660352
5538 | FIELD DEV 6-E&I-DD-336 REEL | FIELD INSTRUMENTATION INSP | 27 | 26 | 2 - Subj Inspection | 0100870MFG | REEL SECTION DEVICES |  | 0100870MFGI | REEL NIP DEFLECTOR | Circuit No. 5257 | Directional Control Valve GSV2-5257 | DD | E&I | Perform inspection and cleaning of field devices. If any abnormalities are found, create an order to repair or replace | Contamination | Clearance/alignment failure | Looseness | 336 |  | Refer to DWG KSD7580422 1(1) |  | JDE |  | FIELD DEVICES | Data created/will be sent for upload | FIELD DEV 6-E&I-DD-336 REEL FIELD INSTRUMENTATION INSP | 4660352
5539 | FIELD DEV 6-E&I-DD-336 REEL | FIELD INSTRUMENTATION INSP | 27 | 26 | 2 - Subj Inspection | 0100870MFG | REEL SECTION DEVICES |  | 0100870MFGI | REEL NIP DEFLECTOR | Circuit No. 5257 | Directional Control Valve GSV1-5257 | DD | E&I | Perform inspection and cleaning of field devices. If any abnormalities are found, create an order to repair or replace | Contamination | Clearance/alignment failure | Looseness | 336 |  | Refer to DWG KSD7580422 1(1) |  | JDE |  | FIELD DEVICES | Data created/will be sent for upload | FIELD DEV 6-E&I-DD-336 REEL FIELD INSTRUMENTATION INSP | 4660352
5540 | FIELD DEV 6-E&I-DD-336 REEL | FIELD INSTRUMENTATION INSP | 27 | 26 | 2 - Subj Inspection | 0100870MFG | REEL SECTION DEVICES |  | 0100870MFGJ | BELT CONDITIONING | Circuit No. 5259 | Directional Control Valve GSV1-5259 | DD | E&I | Perform inspection and cleaning of field devices. If any abnormalities are found, create an order to repair or replace | Contamination | Clearance/alignment failure | Looseness | 336 |  | Refer to DWG KSD7580422 1(1) |  | JDE |  | FIELD DEVICES | Data created/will be sent for upload | FIELD DEV 6-E&I-DD-336 REEL FIELD INSTRUMENTATION INSP | 4660352
5541 | FIELD DEV 6-E&I-DD-336 REEL | FIELD INSTRUMENTATION INSP | 27 | 26 | 2 - Subj Inspection | 0100870MFG | REEL SECTION DEVICES |  | 0100870MFGJ | BELT CONDITIONING | Circuit No. 5259 | Directional Control Valve GSV2-5259 | DD | E&I | Perform inspection and cleaning of field devices. If any abnormalities are found, create an order to repair or replace | Contamination | Clearance/alignment failure | Looseness | 336 |  | Refer to DWG KSD7580422 1(1) |  | JDE |  | FIELD DEVICES | Data created/will be sent for upload | FIELD DEV 6-E&I-DD-336 REEL FIELD INSTRUMENTATION INSP | 4660352
5542 | FIELD DEV 6-E&I-DD-336 REEL | FIELD INSTRUMENTATION INSP | 27 | 26 | 2 - Subj Inspection | 0100870MFG | REEL SECTION DEVICES |  | 0100870MFGK | BELT OUTER AIR DOCTOR | Circuit No. 5260 | Directional Control Valve GSV1-5260 | DD | E&I | Perform inspection and cleaning of field devices. If any abnormalities are found, create an order to repair or replace | Contamination | Clearance/alignment failure | Looseness | 336 |  | Refer to DWG KSD7580422 1(1) |  | JDE |  | FIELD DEVICES | Data created/will be sent for upload | FIELD DEV 6-E&I-DD-336 REEL FIELD INSTRUMENTATION INSP | 4660352
5543 | FIELD DEV 6-E&I-DD-336 REEL | FIELD INSTRUMENTATION INSP | 27 | 26 | 2 - Subj Inspection | 0100870MFG | REEL SECTION DEVICES |  | 0100870MFGK | BELT OUTER AIR DOCTOR | Circuit No. 5260 | Directional Control Valve GSV2-5260 | DD | E&I | Perform inspection and cleaning of field devices. If any abnormalities are found, create an order to repair or replace | Contamination | Clearance/alignment failure | Looseness | 336 |  | Refer to DWG KSD7580422 1(1) |  | JDE |  | FIELD DEVICES | Data created/will be sent for upload | FIELD DEV 6-E&I-DD-336 REEL FIELD INSTRUMENTATION INSP | 4660352
5544 | FIELD DEV 6-E&I-DD-336 REEL | FIELD INSTRUMENTATION INSP | 27 | 26 | 2 - Subj Inspection | 0100870MFG | REEL SECTION DEVICES |  | 0100870MFGL | REEL DRUM VACUUM ZONE TENDING | Circuit No. 5261 | Directional Control Valve GSV1-5261 | DD | E&I | Perform inspection and cleaning of field devices. If any abnormalities are found, create an order to repair or replace | Contamination | Clearance/alignment failure | Looseness | 336 |  | Refer to DWG KSD7580422 1(1) |  | JDE |  | FIELD DEVICES | Data created/will be sent for upload | FIELD DEV 6-E&I-DD-336 REEL FIELD INSTRUMENTATION INSP | 4660352
5545 | FIELD DEV 6-E&I-DD-336 REEL | FIELD INSTRUMENTATION INSP | 27 | 26 | 2 - Subj Inspection | 0100870MFG | REEL SECTION DEVICES |  | 0100870MFGL | REEL DRUM VACUUM ZONE TENDING | Circuit No. 5261 | Directional Control Valve GSV2-5261 | DD | E&I | Perform inspection and cleaning of field devices. If any abnormalities are found, create an order to repair or replace | Contamination | Clearance/alignment failure | Looseness | 336 |  | Refer to DWG KSD7580422 1(1) |  | JDE |  | FIELD DEVICES | Data created/will be sent for upload | FIELD DEV 6-E&I-DD-336 REEL FIELD INSTRUMENTATION INSP | 4660352
5546 | FIELD DEV 6-E&I-DD-336 REEL | FIELD INSTRUMENTATION INSP | 27 | 26 | 2 - Subj Inspection | 0100870MFG | REEL SECTION DEVICES |  | 0100870MFGL | REEL DRUM VACUUM ZONE TENDING | Circuit No. 5261 | Directional Control Valve GSV3-5261 | DD | E&I | Perform inspection and cleaning of field devices. If any abnormalities are found, create an order to repair or replace | Contamination | Clearance/alignment failure | Looseness | 336 |  | Refer to DWG KSD7580422 1(1) |  | JDE |  | FIELD DEVICES | Data created/will be sent for upload | FIELD DEV 6-E&I-DD-336 REEL FIELD INSTRUMENTATION INSP | 4660352
5547 | FIELD DEV 6-E&I-DD-336 REEL | FIELD INSTRUMENTATION INSP | 27 | 26 | 2 - Subj Inspection | 0100870MFG | REEL SECTION DEVICES |  | 0100870MFGL | REEL DRUM VACUUM ZONE TENDING | Circuit No. 5261 | Inductive Proximity Switch GS1-5261 | DD | E&I | Perform inspection and cleaning of field devices. If any abnormalities are found, create an order to repair or replace | Contamination | Clearance/alignment failure | Looseness | 336 |  | Refer to DWG KSD7580422 1(1) |  | JDE |  | FIELD DEVICES | Data created/will be sent for upload | FIELD DEV 6-E&I-DD-336 REEL FIELD INSTRUMENTATION INSP | 4660352
5548 | FIELD DEV 6-E&I-DD-336 REEL | FIELD INSTRUMENTATION INSP | 27 | 26 | 2 - Subj Inspection | 0100870MFG | REEL SECTION DEVICES |  | 0100870MFGL | REEL DRUM VACUUM ZONE TENDING | Circuit No. 5261 | Inductive Proximity Switch GS2-5261 | DD | E&I | Perform inspection and cleaning of field devices. If any abnormalities are found, create an order to repair or replace | Contamination | Clearance/alignment failure | Looseness | 336 |  | Refer to DWG KSD7580422 1(1) |  | JDE |  | FIELD DEVICES | Data created/will be sent for upload | FIELD DEV 6-E&I-DD-336 REEL FIELD INSTRUMENTATION INSP | 4660352
5549 | FIELD DEV 6-E&I-DD-336 REEL | FIELD INSTRUMENTATION INSP | 27 | 26 | 2 - Subj Inspection | 0100870MFG | REEL SECTION DEVICES |  | 0100870MFGM | ADVANTAGE TAIL TURN UP | Circuit No. 5265 | Push Button HS1-5265 | DD | E&I | Perform inspection and cleaning of field devices. If any abnormalities are found, create an order to repair or replace | Contamination | Clearance/alignment failure | Looseness | 336 |  | Refer to DWG KSD7580422 1(1) |  | JDE |  | FIELD DEVICES | Data created/will be sent for upload | FIELD DEV 6-E&I-DD-336 REEL FIELD INSTRUMENTATION INSP | 4660352
5550 | FIELD DEV 6-E&I-DD-336 REEL | FIELD INSTRUMENTATION INSP | 27 | 26 | 2 - Subj Inspection | 0100870MFG | REEL SECTION DEVICES |  | 0100870MFGM | ADVANTAGE TAIL TURN UP | Circuit No. 5265 | Directional Control Valve GSV1-5265 | DD | E&I | Perform inspection and cleaning of field devices. If any abnormalities are found, create an order to repair or replace | Contamination | Clearance/alignment failure | Looseness | 336 |  | Refer to DWG KSD7580422 1(1) |  | JDE |  | FIELD DEVICES | Data created/will be sent for upload | FIELD DEV 6-E&I-DD-336 REEL FIELD INSTRUMENTATION INSP | 4660352
5551 | FIELD DEV 6-E&I-DD-336 REEL | FIELD INSTRUMENTATION INSP | 27 | 26 | 2 - Subj Inspection | 0100870MFG | REEL SECTION DEVICES |  | 0100870MFGM | ADVANTAGE TAIL TURN UP | Circuit No. 5265 | SV2-5265 | DD | E&I | Perform inspection and cleaning of field devices. If any abnormalities are found, create an order to repair or replace | Contamination | Clearance/alignment failure | Looseness | 336 |  | Refer to DWG KSD7580422 1(1) |  | JDE |  | FIELD DEVICES | Data created/will be sent for upload | FIELD DEV 6-E&I-DD-336 REEL FIELD INSTRUMENTATION INSP | 4660352
5552 | FIELD DEV 6-E&I-DD-336 REEL | FIELD INSTRUMENTATION INSP | 27 | 26 | 2 - Subj Inspection | 0100870MFG | REEL SECTION DEVICES |  | 0100870MFGM | ADVANTAGE TAIL TURN UP | Circuit No. 5265 | SV3-5265 | DD | E&I | Perform inspection and cleaning of field devices. If any abnormalities are found, create an order to repair or replace | Contamination | Clearance/alignment failure | Looseness | 336 |  | Refer to DWG KSD7580422 1(1) |  | JDE |  | FIELD DEVICES | Data created/will be sent for upload | FIELD DEV 6-E&I-DD-336 REEL FIELD INSTRUMENTATION INSP | 4660352
5553 | FIELD DEV 6-E&I-DD-336 REEL | FIELD INSTRUMENTATION INSP | 27 | 26 | 2 - Subj Inspection | 0100870MFG | REEL SECTION DEVICES |  | 0100870MFGN | WATER JET TURN UP | Circuit No. 5266 | Illuminated Push Button HSI1-5266 | DD | E&I | Perform inspection and cleaning of field devices. If any abnormalities are found, create an order to repair or replace | Contamination | Clearance/alignment failure | Looseness | 336 |  | Refer to DWG KSD7580422 1(2) |  | JDE |  | FIELD DEVICES | Data created/will be sent for upload | FIELD DEV 6-E&I-DD-336 REEL FIELD INSTRUMENTATION INSP | 4660352
5554 | FIELD DEV 6-E&I-DD-336 REEL | FIELD INSTRUMENTATION INSP | 27 | 26 | 2 - Subj Inspection | 0100870MFG | REEL SECTION DEVICES |  | 0100870MFGN | WATER JET TURN UP | Circuit No. 5266 | Inductive Proximity Switch GS1-5266 | DD | E&I | Perform inspection and cleaning of field devices. If any abnormalities are found, create an order to repair or replace | Contamination | Clearance/alignment failure | Looseness | 336 |  | Refer to DWG KSD7580422 1(2) |  | JDE |  | FIELD DEVICES | Data created/will be sent for upload | FIELD DEV 6-E&I-DD-336 REEL FIELD INSTRUMENTATION INSP | 4660352
5555 | FIELD DEV 6-E&I-DD-336 REEL | FIELD INSTRUMENTATION INSP | 27 | 26 | 2 - Subj Inspection | 0100870MFG | REEL SECTION DEVICES |  | 0100870MFGN | WATER JET TURN UP | Circuit No. 5266 | Directional Control Valve GSV1-5266 | DD | E&I | Perform inspection and cleaning of field devices. If any abnormalities are found, create an order to repair or replace | Contamination | Clearance/alignment failure | Looseness | 336 |  | Refer to DWG KSD7580422 1(2) |  | JDE |  | FIELD DEVICES | Data created/will be sent for upload | FIELD DEV 6-E&I-DD-336 REEL FIELD INSTRUMENTATION INSP | 4660352
5556 | FIELD DEV 6-E&I-DD-336 REEL | FIELD INSTRUMENTATION INSP | 27 | 26 | 2 - Subj Inspection | 0100870MFG | REEL SECTION DEVICES |  | 0100870MFGN | WATER JET TURN UP | Circuit No. 5266 | M1-5266 | DD | E&I | Perform inspection and cleaning of field devices. If any abnormalities are found, create an order to repair or replace | Contamination | Clearance/alignment failure | Looseness | 336 |  | Refer to DWG KSD7580422 1(1) |  | JDE |  | FIELD DEVICES | Data created/will be sent for upload | FIELD DEV 6-E&I-DD-336 REEL FIELD INSTRUMENTATION INSP | 4660352
5557 | FIELD DEV 6-E&I-DD-336 REEL | FIELD INSTRUMENTATION INSP | 27 | 26 | 2 - Subj Inspection | 0100870MFG | REEL SECTION DEVICES |  | 0100870MFGN | WATER JET TURN UP | Circuit No. 5266 | GT1-5266 | DD | E&I | Perform inspection and cleaning of field devices. If any abnormalities are found, create an order to repair or replace | Contamination | Clearance/alignment failure | Looseness | 336 |  | Refer to DWG KSD7580422 1(1) |  | JDE |  | FIELD DEVICES | Data created/will be sent for upload | FIELD DEV 6-E&I-DD-336 REEL FIELD INSTRUMENTATION INSP | 4660352
5558 | FIELD DEV 6-E&I-DD-336 REEL | FIELD INSTRUMENTATION INSP | 27 | 26 | 2 - Subj Inspection | 0100870MFG | REEL SECTION DEVICES |  | 0100870MFGO | WATER JET TURN UP GLUE UNIT | Circuit No. 5267 | Safety Proximity Switch GZ1-5267 | DD | E&I | Perform inspection and cleaning of field devices. If any abnormalities are found, create an order to repair or replace | Contamination | Clearance/alignment failure | Looseness | 336 |  | Refer to DWG KSD7580422 1(4) |  | JDE |  | FIELD DEVICES | Data created/will be sent for upload | FIELD DEV 6-E&I-DD-336 REEL FIELD INSTRUMENTATION INSP | 4660352
5559 | FIELD DEV 6-E&I-DD-336 REEL | FIELD INSTRUMENTATION INSP | 27 | 26 | 2 - Subj Inspection | 0100870MFG | REEL SECTION DEVICES |  | 0100870MFGO | WATER JET TURN UP GLUE UNIT | Circuit No. 5267 | Inductive Proximity Switch GS2-5267 | DD | E&I | Perform inspection and cleaning of field devices. If any abnormalities are found, create an order to repair or replace | Contamination | Clearance/alignment failure | Looseness | 336 |  | Refer to DWG KSD7580422 1(4) |  | JDE |  | FIELD DEVICES | Data created/will be sent for upload | FIELD DEV 6-E&I-DD-336 REEL FIELD INSTRUMENTATION INSP | 4660352
5560 | FIELD DEV 6-E&I-DD-336 REEL | FIELD INSTRUMENTATION INSP | 27 | 26 | 2 - Subj Inspection | 0100870MFG | REEL SECTION DEVICES |  | 0100870MFGO | WATER JET TURN UP GLUE UNIT | Circuit No. 5267 | Inductive Proximity Switch GS3-5267 | DD | E&I | Perform inspection and cleaning of field devices. If any abnormalities are found, create an order to repair or replace | Contamination | Clearance/alignment failure | Looseness | 336 |  | Refer to DWG KSD7580422 1(4) |  | JDE |  | FIELD DEVICES | Data created/will be sent for upload | FIELD DEV 6-E&I-DD-336 REEL FIELD INSTRUMENTATION INSP | 4660352
5561 | FIELD DEV 6-E&I-DD-336 REEL | FIELD INSTRUMENTATION INSP | 27 | 26 | 2 - Subj Inspection | 0100870MFG | REEL SECTION DEVICES |  | 0100870MFGO | WATER JET TURN UP GLUE UNIT | Circuit No. 5267 | Inductive Proximity Switch GS4-5267 | DD | E&I | Perform inspection and cleaning of field devices. If any abnormalities are found, create an order to repair or replace | Contamination | Clearance/alignment failure | Looseness | 336 |  | Refer to DWG KSD7580422 1(4) |  | JDE |  | FIELD DEVICES | Data created/will be sent for upload | FIELD DEV 6-E&I-DD-336 REEL FIELD INSTRUMENTATION INSP | 4660352
5562 | FIELD DEV 6-E&I-DD-336 REEL | FIELD INSTRUMENTATION INSP | 27 | 26 | 2 - Subj Inspection | 0100870MFG | REEL SECTION DEVICES |  | 0100870MFGO | WATER JET TURN UP GLUE UNIT | Circuit No. 5267 | Inductive Proximity Switch GS5-5267 | DD | E&I | Perform inspection and cleaning of field devices. If any abnormalities are found, create an order to repair or replace | Contamination | Clearance/alignment failure | Looseness | 336 |  | Refer to DWG KSD7580422 2(4) |  | JDE |  | FIELD DEVICES | Data created/will be sent for upload | FIELD DEV 6-E&I-DD-336 REEL FIELD INSTRUMENTATION INSP | 4660352
5563 | FIELD DEV 6-E&I-DD-336 REEL | FIELD INSTRUMENTATION INSP | 27 | 26 | 2 - Subj Inspection | 0100870MFG | REEL SECTION DEVICES |  | 0100870MFGO | WATER JET TURN UP GLUE UNIT | Circuit No. 5267 | Inductive Proximity Switch GS7-5267 | DD | E&I | Perform inspection and cleaning of field devices. If any abnormalities are found, create an order to repair or replace | Contamination | Clearance/alignment failure | Looseness | 336 |  | Refer to DWG KSD7580422 2(4) |  | JDE |  | FIELD DEVICES | Data created/will be sent for upload | FIELD DEV 6-E&I-DD-336 REEL FIELD INSTRUMENTATION INSP | 4660352
5564 | FIELD DEV 6-E&I-DD-336 REEL | FIELD INSTRUMENTATION INSP | 27 | 26 | 2 - Subj Inspection | 0100870MFG | REEL SECTION DEVICES |  | 0100870MFGO | WATER JET TURN UP GLUE UNIT | Circuit No. 5267 | E-5267-M1 | DD | E&I | Perform inspection and cleaning of field devices. If any abnormalities are found, create an order to repair or replace | Contamination | Clearance/alignment failure | Looseness | 336 |  | Refer to DWG KSD7580422 2(4) |  | JDE |  | FIELD DEVICES | Data created/will be sent for upload | FIELD DEV 6-E&I-DD-336 REEL FIELD INSTRUMENTATION INSP | 4660352
5565 | FIELD DEV 6-E&I-DD-336 REEL | FIELD INSTRUMENTATION INSP | 27 | 26 | 2 - Subj Inspection | 0100870MFG | REEL SECTION DEVICES |  | 0100870MFGO | WATER JET TURN UP GLUE UNIT | Circuit No. 5267 | Directional Control Valve GSV1-5267 | DD | E&I | Perform inspection and cleaning of field devices. If any abnormalities are found, create an order to repair or replace | Contamination | Clearance/alignment failure | Looseness | 336 |  | Refer to DWG KSD7580422 3(4) |  | JDE |  | FIELD DEVICES | Data created/will be sent for upload | FIELD DEV 6-E&I-DD-336 REEL FIELD INSTRUMENTATION INSP | 4660352
5566 | FIELD DEV 6-E&I-DD-336 REEL | FIELD INSTRUMENTATION INSP | 27 | 26 | 2 - Subj Inspection | 0100870MFG | REEL SECTION DEVICES |  | 0100870MFGO | WATER JET TURN UP GLUE UNIT | Circuit No. 5267 | Directional Control Valve GSV2-5267 | DD | E&I | Perform inspection and cleaning of field devices. If any abnormalities are found, create an order to repair or replace | Contamination | Clearance/alignment failure | Looseness | 336 |  | Refer to DWG KSD7580422 3(4) |  | JDE |  | FIELD DEVICES | Data created/will be sent for upload | FIELD DEV 6-E&I-DD-336 REEL FIELD INSTRUMENTATION INSP | 4660352
5567 | FIELD DEV 6-E&I-DD-336 REEL | FIELD INSTRUMENTATION INSP | 27 | 26 | 2 - Subj Inspection | 0100870MFG | REEL SECTION DEVICES |  | 0100870MFGO | WATER JET TURN UP GLUE UNIT | Circuit No. 5267 | Directional Control Valve GSV3-5267 | DD | E&I | Perform inspection and cleaning of field devices. If any abnormalities are found, create an order to repair or replace | Contamination | Clearance/alignment failure | Looseness | 336 |  | Refer to DWG KSD7580422 3(4) |  | JDE |  | FIELD DEVICES | Data created/will be sent for upload | FIELD DEV 6-E&I-DD-336 REEL FIELD INSTRUMENTATION INSP | 4660352
5568 | FIELD DEV 6-E&I-DD-336 REEL | FIELD INSTRUMENTATION INSP | 27 | 26 | 2 - Subj Inspection | 0100870MFG | REEL SECTION DEVICES |  | 0100870MFGO | WATER JET TURN UP GLUE UNIT | Circuit No. 5267 | M1-5267 | DD | E&I | Perform inspection and cleaning of field devices. If any abnormalities are found, create an order to repair or replace | Contamination | Clearance/alignment failure | Looseness | 336 |  | Refer to DWG KSD7580422 4(4) |  | JDE |  | FIELD DEVICES | Data created/will be sent for upload | FIELD DEV 6-E&I-DD-336 REEL FIELD INSTRUMENTATION INSP | 4660352
5569 | FIELD DEV 6-E&I-DD-336 REEL | FIELD INSTRUMENTATION INSP | 27 | 26 | 2 - Subj Inspection | 0100870MFG | REEL SECTION DEVICES |  | 0100870MFGO | WATER JET TURN UP GLUE UNIT | Circuit No. 5267 | GT1-5267 | DD | E&I | Perform inspection and cleaning of field devices. If any abnormalities are found, create an order to repair or replace | Contamination | Clearance/alignment failure | Looseness | 336 |  | Refer to DWG KSD7580422 4(4) |  | JDE |  | FIELD DEVICES | Data created/will be sent for upload | FIELD DEV 6-E&I-DD-336 REEL FIELD INSTRUMENTATION INSP | 4660352
5570 | FIELD DEV 6-E&I-DD-336 REEL | FIELD INSTRUMENTATION INSP | 27 | 26 | 2 - Subj Inspection | 0100870MFG | REEL SECTION DEVICES |  | 0100870MFGP | WATER JET TURN UP CUTTING | Circuit No. 5268 | Push Button HS1-5268 | DD | E&I | Perform inspection and cleaning of field devices. If any abnormalities are found, create an order to repair or replace | Contamination | Clearance/alignment failure | Looseness | 336 |  | Refer to DWG KSD7580422 1(1) |  | JDE |  | FIELD DEVICES | Data created/will be sent for upload | FIELD DEV 6-E&I-DD-336 REEL FIELD INSTRUMENTATION INSP | 4660352
5571 | FIELD DEV 6-E&I-DD-336 REEL | FIELD INSTRUMENTATION INSP | 27 | 26 | 2 - Subj Inspection | 0100870MFG | REEL SECTION DEVICES |  | 0100870MFGP | WATER JET TURN UP CUTTING | Circuit No. 5268 | Push Button HS2-5268 | DD | E&I | Perform inspection and cleaning of field devices. If any abnormalities are found, create an order to repair or replace | Contamination | Clearance/alignment failure | Looseness | 336 |  | Refer to DWG KSD7580422 1(1) |  | JDE |  | FIELD DEVICES | Data created/will be sent for upload | FIELD DEV 6-E&I-DD-336 REEL FIELD INSTRUMENTATION INSP | 4660352
5572 | FIELD DEV 6-E&I-DD-336 REEL | FIELD INSTRUMENTATION INSP | 27 | 26 | 2 - Subj Inspection | 0100870MFG | REEL SECTION DEVICES |  | 0100870MFGP | WATER JET TURN UP CUTTING | Circuit No. 5268 | Directional Control Valve GSV1-5268 | DD | E&I | Perform inspection and cleaning of field devices. If any abnormalities are found, create an order to repair or replace | Contamination | Clearance/alignment failure | Looseness | 336 |  | Refer to DWG KSD7580422 1(1) |  | JDE |  | FIELD DEVICES | Data created/will be sent for upload | FIELD DEV 6-E&I-DD-336 REEL FIELD INSTRUMENTATION INSP | 4660352
5573 | FIELD DEV 6-E&I-DD-336 REEL | FIELD INSTRUMENTATION INSP | 27 | 26 | 2 - Subj Inspection | 0100870MFG | REEL SECTION DEVICES |  | 0100870MFGQ | HOUSE KEEPING AIR SHOWER | Circuit No. 5269 | Directional Control Valve GSV1-5269 | DD | E&I | Perform inspection and cleaning of field devices. If any abnormalities are found, create an order to repair or replace | Contamination | Clearance/alignment failure | Looseness | 336 |  | Refer to DWG KSD7580422 1(1) |  | JDE |  | FIELD DEVICES | Data created/will be sent for upload | FIELD DEV 6-E&I-DD-336 REEL FIELD INSTRUMENTATION INSP | 4660352
5574 | FIELD DEV 6-E&I-DD-336 REEL | FIELD INSTRUMENTATION INSP | 27 | 26 | 2 - Subj Inspection | 0100870MFG | REEL SECTION DEVICES |  | 0100870MFGR | SPOOL STORAGE | Circuit No. 5271 | Inductive Proximity Switch GS1-5271 | DD | E&I | Perform inspection and cleaning of field devices. If any abnormalities are found, create an order to repair or replace | Contamination | Clearance/alignment failure | Looseness | 336 |  | Refer to DWG KSD7580422 1(5) |  | JDE |  | FIELD DEVICES | Data created/will be sent for upload | FIELD DEV 6-E&I-DD-336 REEL FIELD INSTRUMENTATION INSP | 4660352
5575 | FIELD DEV 6-E&I-DD-336 REEL | FIELD INSTRUMENTATION INSP | 27 | 26 | 2 - Subj Inspection | 0100870MFG | REEL SECTION DEVICES |  | 0100870MFGR | SPOOL STORAGE | Circuit No. 5271 | Inductive Proximity Switch GS3-5271 | DD | E&I | Perform inspection and cleaning of field devices. If any abnormalities are found, create an order to repair or replace | Contamination | Clearance/alignment failure | Looseness | 336 |  | Refer to DWG KSD7580422 1(5) |  | JDE |  | FIELD DEVICES | Data created/will be sent for upload | FIELD DEV 6-E&I-DD-336 REEL FIELD INSTRUMENTATION INSP | 4660352
5576 | FIELD DEV 6-E&I-DD-336 REEL | FIELD INSTRUMENTATION INSP | 27 | 26 | 2 - Subj Inspection | 0100870MFG | REEL SECTION DEVICES |  | 0100870MFGR | SPOOL STORAGE | Circuit No. 5271 | Inductive Proximity Switch GS5-5271 | DD | E&I | Perform inspection and cleaning of field devices. If any abnormalities are found, create an order to repair or replace | Contamination | Clearance/alignment failure | Looseness | 336 |  | Refer to DWG KSD7580422 1(5) |  | JDE |  | FIELD DEVICES | Data created/will be sent for upload | FIELD DEV 6-E&I-DD-336 REEL FIELD INSTRUMENTATION INSP | 4660352
5577 | FIELD DEV 6-E&I-DD-336 REEL | FIELD INSTRUMENTATION INSP | 27 | 26 | 2 - Subj Inspection | 0100870MFG | REEL SECTION DEVICES |  | 0100870MFGR | SPOOL STORAGE | Circuit No. 5271 | Inductive Proximity Switch GS7-5271 | DD | E&I | Perform inspection and cleaning of field devices. If any abnormalities are found, create an order to repair or replace | Contamination | Clearance/alignment failure | Looseness | 336 |  | Refer to DWG KSD7580422 1(5) |  | JDE |  | FIELD DEVICES | Data created/will be sent for upload | FIELD DEV 6-E&I-DD-336 REEL FIELD INSTRUMENTATION INSP | 4660352
5578 | FIELD DEV 6-E&I-DD-336 REEL | FIELD INSTRUMENTATION INSP | 27 | 26 | 2 - Subj Inspection | 0100870MFG | REEL SECTION DEVICES |  | 0100870MFGR | SPOOL STORAGE | Circuit No. 5271 | Inductive Proximity Switch GS9-5271 | DD | E&I | Perform inspection and cleaning of field devices. If any abnormalities are found, create an order to repair or replace | Contamination | Clearance/alignment failure | Looseness | 336 |  | Refer to DWG KSD7580422 1(5) |  | JDE |  | FIELD DEVICES | Data created/will be sent for upload | FIELD DEV 6-E&I-DD-336 REEL FIELD INSTRUMENTATION INSP | 4660352
5579 | FIELD DEV 6-E&I-DD-336 REEL | FIELD INSTRUMENTATION INSP | 27 | 26 | 2 - Subj Inspection | 0100870MFG | REEL SECTION DEVICES |  | 0100870MFGR | SPOOL STORAGE | Circuit No. 5271 | Inductive Proximity Switch GS2-5271 | DD | E&I | Perform inspection and cleaning of field devices. If any abnormalities are found, create an order to repair or replace | Contamination | Clearance/alignment failure | Looseness | 336 |  | Refer to DWG KSD7580422 2(5) |  | JDE |  | FIELD DEVICES | Data created/will be sent for upload | FIELD DEV 6-E&I-DD-336 REEL FIELD INSTRUMENTATION INSP | 4660352
5580 | FIELD DEV 6-E&I-DD-336 REEL | FIELD INSTRUMENTATION INSP | 27 | 26 | 2 - Subj Inspection | 0100870MFG | REEL SECTION DEVICES |  | 0100870MFGR | SPOOL STORAGE | Circuit No. 5271 | Inductive Proximity Switch GS4-5271 | DD | E&I | Perform inspection and cleaning of field devices. If any abnormalities are found, create an order to repair or replace | Contamination | Clearance/alignment failure | Looseness | 336 |  | Refer to DWG KSD7580422 2(5) |  | JDE |  | FIELD DEVICES | Data created/will be sent for upload | FIELD DEV 6-E&I-DD-336 REEL FIELD INSTRUMENTATION INSP | 4660352
5581 | FIELD DEV 6-E&I-DD-336 REEL | FIELD INSTRUMENTATION INSP | 27 | 26 | 2 - Subj Inspection | 0100870MFG | REEL SECTION DEVICES |  | 0100870MFGR | SPOOL STORAGE | Circuit No. 5271 | Inductive Proximity Switch GS6-5271 | DD | E&I | Perform inspection and cleaning of field devices. If any abnormalities are found, create an order to repair or replace | Contamination | Clearance/alignment failure | Looseness | 336 |  | Refer to DWG KSD7580422 2(5) |  | JDE |  | FIELD DEVICES | Data created/will be sent for upload | FIELD DEV 6-E&I-DD-336 REEL FIELD INSTRUMENTATION INSP | 4660352
5582 | FIELD DEV 6-E&I-DD-336 REEL | FIELD INSTRUMENTATION INSP | 27 | 26 | 2 - Subj Inspection | 0100870MFG | REEL SECTION DEVICES |  | 0100870MFGR | SPOOL STORAGE | Circuit No. 5271 | Inductive Proximity Switch GS8-5271 | DD | E&I | Perform inspection and cleaning of field devices. If any abnormalities are found, create an order to repair or replace | Contamination | Clearance/alignment failure | Looseness | 336 |  | Refer to DWG KSD7580422 2(5) |  | JDE |  | FIELD DEVICES | Data created/will be sent for upload | FIELD DEV 6-E&I-DD-336 REEL FIELD INSTRUMENTATION INSP | 4660352
5583 | FIELD DEV 6-E&I-DD-336 REEL | FIELD INSTRUMENTATION INSP | 27 | 26 | 2 - Subj Inspection | 0100870MFG | REEL SECTION DEVICES |  | 0100870MFGR | SPOOL STORAGE | Circuit No. 5271 | Inductive Proximity Switch GS10-5271 | DD | E&I | Perform inspection and cleaning of field devices. If any abnormalities are found, create an order to repair or replace | Contamination | Clearance/alignment failure | Looseness | 336 |  | Refer to DWG KSD7580422 2(5) |  | JDE |  | FIELD DEVICES | Data created/will be sent for upload | FIELD DEV 6-E&I-DD-336 REEL FIELD INSTRUMENTATION INSP | 4660352
5584 | FIELD DEV 6-E&I-DD-336 REEL | FIELD INSTRUMENTATION INSP | 27 | 26 | 2 - Subj Inspection | 0100870MFG | REEL SECTION DEVICES |  | 0100870MFGR | SPOOL STORAGE | Circuit No. 5271 | Directional Control Valve GSV1-5271 | DD | E&I | Perform inspection and cleaning of field devices. If any abnormalities are found, create an order to repair or replace | Contamination | Clearance/alignment failure | Looseness | 336 |  | Refer to DWG KSD7580422 3(5) |  | JDE |  | FIELD DEVICES | Data created/will be sent for upload | FIELD DEV 6-E&I-DD-336 REEL FIELD INSTRUMENTATION INSP | 4660352
5585 | FIELD DEV 6-E&I-DD-336 REEL | FIELD INSTRUMENTATION INSP | 27 | 26 | 2 - Subj Inspection | 0100870MFG | REEL SECTION DEVICES |  | 0100870MFGR | SPOOL STORAGE | Circuit No. 5271 | Directional Control Valve GSV3-5271 | DD | E&I | Perform inspection and cleaning of field devices. If any abnormalities are found, create an order to repair or replace | Contamination | Clearance/alignment failure | Looseness | 336 |  | Refer to DWG KSD7580422 3(5) |  | JDE |  | FIELD DEVICES | Data created/will be sent for upload | FIELD DEV 6-E&I-DD-336 REEL FIELD INSTRUMENTATION INSP | 4660352
5586 | FIELD DEV 6-E&I-DD-336 REEL | FIELD INSTRUMENTATION INSP | 27 | 26 | 2 - Subj Inspection | 0100870MFG | REEL SECTION DEVICES |  | 0100870MFGR | SPOOL STORAGE | Circuit No. 5271 | Directional Control Valve GSV5-5271 | DD | E&I | Perform inspection and cleaning of field devices. If any abnormalities are found, create an order to repair or replace | Contamination | Clearance/alignment failure | Looseness | 336 |  | Refer to DWG KSD7580422 3(5) |  | JDE |  | FIELD DEVICES | Data created/will be sent for upload | FIELD DEV 6-E&I-DD-336 REEL FIELD INSTRUMENTATION INSP | 4660352
5587 | FIELD DEV 6-E&I-DD-336 REEL | FIELD INSTRUMENTATION INSP | 27 | 26 | 2 - Subj Inspection | 0100870MFG | REEL SECTION DEVICES |  | 0100870MFGR | SPOOL STORAGE | Circuit No. 5271 | Directional Control Valve GSV7-5271 | DD | E&I | Perform inspection and cleaning of field devices. If any abnormalities are found, create an order to repair or replace | Contamination | Clearance/alignment failure | Looseness | 336 |  | Refer to DWG KSD7580422 4(5) |  | JDE |  | FIELD DEVICES | Data created/will be sent for upload | FIELD DEV 6-E&I-DD-336 REEL FIELD INSTRUMENTATION INSP | 4660352
5588 | FIELD DEV 6-E&I-DD-336 REEL | FIELD INSTRUMENTATION INSP | 27 | 26 | 2 - Subj Inspection | 0100870MFG | REEL SECTION DEVICES |  | 0100870MFGR | SPOOL STORAGE | Circuit No. 5271 | Directional Control Valve GSV2-5271 | DD | E&I | Perform inspection and cleaning of field devices. If any abnormalities are found, create an order to repair or replace | Contamination | Clearance/alignment failure | Looseness | 336 |  | Refer to DWG KSD7580422 4(5) |  | JDE |  | FIELD DEVICES | Data created/will be sent for upload | FIELD DEV 6-E&I-DD-336 REEL FIELD INSTRUMENTATION INSP | 4660352
5589 | FIELD DEV 6-E&I-DD-336 REEL | FIELD INSTRUMENTATION INSP | 27 | 26 | 2 - Subj Inspection | 0100870MFG | REEL SECTION DEVICES |  | 0100870MFGR | SPOOL STORAGE | Circuit No. 5271 | Directional Control Valve GSV4-5271 | DD | E&I | Perform inspection and cleaning of field devices. If any abnormalities are found, create an order to repair or replace | Contamination | Clearance/alignment failure | Looseness | 336 |  | Refer to DWG KSD7580422 5(5) |  | JDE |  | FIELD DEVICES | Data created/will be sent for upload | FIELD DEV 6-E&I-DD-336 REEL FIELD INSTRUMENTATION INSP | 4660352
5590 | FIELD DEV 6-E&I-DD-336 REEL | FIELD INSTRUMENTATION INSP | 27 | 26 | 2 - Subj Inspection | 0100870MFG | REEL SECTION DEVICES |  | 0100870MFGR | SPOOL STORAGE | Circuit No. 5271 | Directional Control Valve GSV6-5271 | DD | E&I | Perform inspection and cleaning of field devices. If any abnormalities are found, create an order to repair or replace | Contamination | Clearance/alignment failure | Looseness | 336 |  | Refer to DWG KSD7580422 5(5) |  | JDE |  | FIELD DEVICES | Data created/will be sent for upload | FIELD DEV 6-E&I-DD-336 REEL FIELD INSTRUMENTATION INSP | 4660352
5591 | FIELD DEV 6-E&I-DD-336 REEL | FIELD INSTRUMENTATION INSP | 27 | 26 | 2 - Subj Inspection | 0100870MFG | REEL SECTION DEVICES |  | 0100870MFGR | SPOOL STORAGE | Circuit No. 5271 | Directional Control Valve GSV8-5271 | DD | E&I | Perform inspection and cleaning of field devices. If any abnormalities are found, create an order to repair or replace | Contamination | Clearance/alignment failure | Looseness | 336 |  | Refer to DWG KSD7580422 5(5) |  | JDE |  | FIELD DEVICES | Data created/will be sent for upload | FIELD DEV 6-E&I-DD-336 REEL FIELD INSTRUMENTATION INSP | 4660352
5592 | FIELD DEV 6-E&I-DD-336 REEL | FIELD INSTRUMENTATION INSP | 27 | 26 | 2 - Subj Inspection | 0100870MFG | REEL SECTION DEVICES |  | 0100870MFGS | LOWERING ARM | Circuit No. 5272 | Inductive Proximity Switch GS1-5272 | DD | E&I | Perform inspection and cleaning of field devices. If any abnormalities are found, create an order to repair or replace | Contamination | Clearance/alignment failure | Looseness | 336 |  | Refer to DWG KSD7580422 1(2) |  | JDE |  | FIELD DEVICES | Data created/will be sent for upload | FIELD DEV 6-E&I-DD-336 REEL FIELD INSTRUMENTATION INSP | 4660352
5593 | FIELD DEV 6-E&I-DD-336 REEL | FIELD INSTRUMENTATION INSP | 27 | 26 | 2 - Subj Inspection | 0100870MFG | REEL SECTION DEVICES |  | 0100870MFGS | LOWERING ARM | Circuit No. 5272 | Inductive Proximity Switch GS2-5272 | DD | E&I | Perform inspection and cleaning of field devices. If any abnormalities are found, create an order to repair or replace | Contamination | Clearance/alignment failure | Looseness | 336 |  | Refer to DWG KSD7580422 1(2) |  | JDE |  | FIELD DEVICES | Data created/will be sent for upload | FIELD DEV 6-E&I-DD-336 REEL FIELD INSTRUMENTATION INSP | 4660352
5594 | FIELD DEV 6-E&I-DD-336 REEL | FIELD INSTRUMENTATION INSP | 27 | 26 | 2 - Subj Inspection | 0100870MFG | REEL SECTION DEVICES |  | 0100870MFGS | LOWERING ARM | Circuit No. 5272 | Inductive Proximity Switch GS3-5272 | DD | E&I | Perform inspection and cleaning of field devices. If any abnormalities are found, create an order to repair or replace | Contamination | Clearance/alignment failure | Looseness | 336 |  | Refer to DWG KSD7580422 1(2) |  | JDE |  | FIELD DEVICES | Data created/will be sent for upload | FIELD DEV 6-E&I-DD-336 REEL FIELD INSTRUMENTATION INSP | 4660352
5595 | FIELD DEV 6-E&I-DD-336 REEL | FIELD INSTRUMENTATION INSP | 27 | 26 | 2 - Subj Inspection | 0100870MFG | REEL SECTION DEVICES |  | 0100870MFGS | LOWERING ARM | Circuit No. 5272 | Inductive Proximity Switch GS4-5272 | DD | E&I | Perform inspection and cleaning of field devices. If any abnormalities are found, create an order to repair or replace | Contamination | Clearance/alignment failure | Looseness | 336 |  | Refer to DWG KSD7580422 1(2) |  | JDE |  | FIELD DEVICES | Data created/will be sent for upload | FIELD DEV 6-E&I-DD-336 REEL FIELD INSTRUMENTATION INSP | 4660352
5596 | FIELD DEV 6-E&I-DD-336 REEL | FIELD INSTRUMENTATION INSP | 27 | 26 | 2 - Subj Inspection | 0100870MFG | REEL SECTION DEVICES |  | 0100870MFGS | LOWERING ARM | Circuit No. 5272 | Inductive Proximity Switch GS5-5272 | DD | E&I | Perform inspection and cleaning of field devices. If any abnormalities are found, create an order to repair or replace | Contamination | Clearance/alignment failure | Looseness | 336 |  | Refer to DWG KSD7580422 1(2) |  | JDE |  | FIELD DEVICES | Data created/will be sent for upload | FIELD DEV 6-E&I-DD-336 REEL FIELD INSTRUMENTATION INSP | 4660352
5597 | FIELD DEV 6-E&I-DD-336 REEL | FIELD INSTRUMENTATION INSP | 27 | 26 | 2 - Subj Inspection | 0100870MFG | REEL SECTION DEVICES |  | 0100870MFGS | LOWERING ARM | Circuit No. 5272 | Directional Control Valve GSV1-5272 | DD | E&I | Perform inspection and cleaning of field devices. If any abnormalities are found, create an order to repair or replace | Contamination | Clearance/alignment failure | Looseness | 336 |  | Refer to DWG KSD7580422 2(2) |  | JDE |  | FIELD DEVICES | Data created/will be sent for upload | FIELD DEV 6-E&I-DD-336 REEL FIELD INSTRUMENTATION INSP | 4660352
5598 | FIELD DEV 6-E&I-DD-336 REEL | FIELD INSTRUMENTATION INSP | 27 | 26 | 2 - Subj Inspection | 0100870MFG | REEL SECTION DEVICES |  | 0100870MFGT | PRIMARY ARMS CLAMP | Circuit No. 5274 | Safety Proximity Switch GZ1-5274 | DD | E&I | Perform inspection and cleaning of field devices. If any abnormalities are found, create an order to repair or replace | Contamination | Clearance/alignment failure | Looseness | 336 |  | Refer to DWG KSD7580422 1(3) |  | JDE |  | FIELD DEVICES | Data created/will be sent for upload | FIELD DEV 6-E&I-DD-336 REEL FIELD INSTRUMENTATION INSP | 4660352
5599 | FIELD DEV 6-E&I-DD-336 REEL | FIELD INSTRUMENTATION INSP | 27 | 26 | 2 - Subj Inspection | 0100870MFG | REEL SECTION DEVICES |  | 0100870MFGT | PRIMARY ARMS CLAMP | Circuit No. 5274 | Safety Proximity Switch GZ2-5274 | DD | E&I | Perform inspection and cleaning of field devices. If any abnormalities are found, create an order to repair or replace | Contamination | Clearance/alignment failure | Looseness | 336 |  | Refer to DWG KSD7580422 1(3) |  | JDE |  | FIELD DEVICES | Data created/will be sent for upload | FIELD DEV 6-E&I-DD-336 REEL FIELD INSTRUMENTATION INSP | 4660352
5600 | FIELD DEV 6-E&I-DD-336 REEL | FIELD INSTRUMENTATION INSP | 27 | 26 | 2 - Subj Inspection | 0100870MFG | REEL SECTION DEVICES |  | 0100870MFGT | PRIMARY ARMS CLAMP | Circuit No. 5274 | Inductive Proximity Switch GS3-5274 | DD | E&I | Perform inspection and cleaning of field devices. If any abnormalities are found, create an order to repair or replace | Contamination | Clearance/alignment failure | Looseness | 336 |  | Refer to DWG KSD7580422 2(3) |  | JDE |  | FIELD DEVICES | Data created/will be sent for upload | FIELD DEV 6-E&I-DD-336 REEL FIELD INSTRUMENTATION INSP | 4660352
5601 | FIELD DEV 6-E&I-DD-336 REEL | FIELD INSTRUMENTATION INSP | 27 | 26 | 2 - Subj Inspection | 0100870MFG | REEL SECTION DEVICES |  | 0100870MFGT | PRIMARY ARMS CLAMP | Circuit No. 5274 | Inductive Proximity Switch GS4-5274 | DD | E&I | Perform inspection and cleaning of field devices. If any abnormalities are found, create an order to repair or replace | Contamination | Clearance/alignment failure | Looseness | 336 |  | Refer to DWG KSD7580422 2(3) |  | JDE |  | FIELD DEVICES | Data created/will be sent for upload | FIELD DEV 6-E&I-DD-336 REEL FIELD INSTRUMENTATION INSP | 4660352
5602 | FIELD DEV 6-E&I-DD-336 REEL | FIELD INSTRUMENTATION INSP | 27 | 26 | 2 - Subj Inspection | 0100870MFG | REEL SECTION DEVICES |  | 0100870MFGT | PRIMARY ARMS CLAMP | Circuit No. 5274 | Directional Control Valve GSV1-5274 | DD | E&I | Perform inspection and cleaning of field devices. If any abnormalities are found, create an order to repair or replace | Contamination | Clearance/alignment failure | Looseness | 336 |  | Refer to DWG KSD7580422 3(3) |  | JDE |  | FIELD DEVICES | Data created/will be sent for upload | FIELD DEV 6-E&I-DD-336 REEL FIELD INSTRUMENTATION INSP | 4660352
5603 | FIELD DEV 6-E&I-DD-336 REEL | FIELD INSTRUMENTATION INSP | 27 | 26 | 2 - Subj Inspection | 0100870MFG | REEL SECTION DEVICES |  | 0100870MFGT | PRIMARY ARMS CLAMP | Circuit No. 5274 | Directional Control Valve GSV2-5274 | DD | E&I | Perform inspection and cleaning of field devices. If any abnormalities are found, create an order to repair or replace | Contamination | Clearance/alignment failure | Looseness | 336 |  | Refer to DWG KSD7580422 3(3) |  | JDE |  | FIELD DEVICES | Data created/will be sent for upload | FIELD DEV 6-E&I-DD-336 REEL FIELD INSTRUMENTATION INSP | 4660352
5604 | FIELD DEV 6-E&I-DD-336 REEL | FIELD INSTRUMENTATION INSP | 27 | 26 | 2 - Subj Inspection | 0100870MFG | REEL SECTION DEVICES |  | 0100870MFGU | SPOOlT STARTER | Circuit No. 5275 | Inductive Proximity Switch GS1-5275 | DD | E&I | Perform inspection and cleaning of field devices. If any abnormalities are found, create an order to repair or replace | Contamination | Clearance/alignment failure | Looseness | 336 |  | Refer to DWG KSD7580422 1(1) |  | JDE |  | FIELD DEVICES | Data created/will be sent for upload | FIELD DEV 6-E&I-DD-336 REEL FIELD INSTRUMENTATION INSP | 4660352
5605 | FIELD DEV 6-E&I-DD-336 REEL | FIELD INSTRUMENTATION INSP | 27 | 26 | 2 - Subj Inspection | 0100870MFG | REEL SECTION DEVICES |  | 0100870MFGU | SPOOlT STARTER | Circuit No. 5275 | Directional Control Valve GSV1-5275 | DD | E&I | Perform inspection and cleaning of field devices. If any abnormalities are found, create an order to repair or replace | Contamination | Clearance/alignment failure | Looseness | 336 |  | Refer to DWG KSD7580422 1(1) |  | JDE |  | FIELD DEVICES | Data created/will be sent for upload | FIELD DEV 6-E&I-DD-336 REEL FIELD INSTRUMENTATION INSP | 4660352
5606 | FIELD DEV 6-E&I-DD-336 REEL | FIELD INSTRUMENTATION INSP | 27 | 26 | 2 - Subj Inspection | 0100870MFG | REEL SECTION DEVICES |  | 0100870MFGV | PRIMARY ARM | Circuit No. 5276 | Inductive Proximity Switch GS1-5276 | DD | E&I | Perform inspection and cleaning of field devices. If any abnormalities are found, create an order to repair or replace | Contamination | Clearance/alignment failure | Looseness | 336 |  | Refer to DWG KSD7580422 1(3) |  | JDE |  | FIELD DEVICES | Data created/will be sent for upload | FIELD DEV 6-E&I-DD-336 REEL FIELD INSTRUMENTATION INSP | 4660352
5607 | FIELD DEV 6-E&I-DD-336 REEL | FIELD INSTRUMENTATION INSP | 27 | 26 | 2 - Subj Inspection | 0100870MFG | REEL SECTION DEVICES |  | 0100870MFGV | PRIMARY ARM | Circuit No. 5276 | Inductive Proximity Switch GS2-5276 | DD | E&I | Perform inspection and cleaning of field devices. If any abnormalities are found, create an order to repair or replace | Contamination | Clearance/alignment failure | Looseness | 336 |  | Refer to DWG KSD7580422 1(3) |  | JDE |  | FIELD DEVICES | Data created/will be sent for upload | FIELD DEV 6-E&I-DD-336 REEL FIELD INSTRUMENTATION INSP | 4660352
5608 | FIELD DEV 6-E&I-DD-336 REEL | FIELD INSTRUMENTATION INSP | 27 | 26 | 2 - Subj Inspection | 0100870MFG | REEL SECTION DEVICES |  | 0100870MFGV | PRIMARY ARM | Circuit No. 5276 | Inductive Proximity Switch GS3-5276 | DD | E&I | Perform inspection and cleaning of field devices. If any abnormalities are found, create an order to repair or replace | Contamination | Clearance/alignment failure | Looseness | 336 |  | Refer to DWG KSD7580422 1(3) |  | JDE |  | FIELD DEVICES | Data created/will be sent for upload | FIELD DEV 6-E&I-DD-336 REEL FIELD INSTRUMENTATION INSP | 4660352
5609 | FIELD DEV 6-E&I-DD-336 REEL | FIELD INSTRUMENTATION INSP | 27 | 26 | 2 - Subj Inspection | 0100870MFG | REEL SECTION DEVICES |  | 0100870MFGV | PRIMARY ARM | Circuit No. 5276 | Inductive Proximity Switch GS4-5276 | DD | E&I | Perform inspection and cleaning of field devices. If any abnormalities are found, create an order to repair or replace | Contamination | Clearance/alignment failure | Looseness | 336 |  | Refer to DWG KSD7580422 1(3) |  | JDE |  | FIELD DEVICES | Data created/will be sent for upload | FIELD DEV 6-E&I-DD-336 REEL FIELD INSTRUMENTATION INSP | 4660352
5610 | FIELD DEV 6-E&I-DD-336 REEL | FIELD INSTRUMENTATION INSP | 27 | 26 | 2 - Subj Inspection | 0100870MFG | REEL SECTION DEVICES |  | 0100870MFGV | PRIMARY ARM | Circuit No. 5276 | Directional Control Valve GSV1-5276 | DD | E&I | Perform inspection and cleaning of field devices. If any abnormalities are found, create an order to repair or replace | Contamination | Clearance/alignment failure | Looseness | 336 |  | Refer to DWG KSD7580422 2(3) |  | JDE |  | FIELD DEVICES | Data created/will be sent for upload | FIELD DEV 6-E&I-DD-336 REEL FIELD INSTRUMENTATION INSP | 4660352
5611 | FIELD DEV 6-E&I-DD-336 REEL | FIELD INSTRUMENTATION INSP | 27 | 26 | 2 - Subj Inspection | 0100870MFG | REEL SECTION DEVICES |  | 0100870MFGV | PRIMARY ARM | Circuit No. 5276 | FMC1-5276 | DD | E&I | Perform inspection and cleaning of field devices. If any abnormalities are found, create an order to repair or replace | Contamination | Clearance/alignment failure | Looseness | 336 |  | Refer to DWG KSD7580422 2(3) |  | JDE |  | FIELD DEVICES | Data created/will be sent for upload | FIELD DEV 6-E&I-DD-336 REEL FIELD INSTRUMENTATION INSP | 4660352
5612 | FIELD DEV 6-E&I-DD-336 REEL | FIELD INSTRUMENTATION INSP | 27 | 26 | 2 - Subj Inspection | 0100870MFG | REEL SECTION DEVICES |  | 0100870MFGV | PRIMARY ARM | Circuit No. 5276 | Angle Transducer GT1-5276 | DD | E&I | Perform inspection and cleaning of field devices. If any abnormalities are found, create an order to repair or replace | Contamination | Clearance/alignment failure | Looseness | 336 |  | Refer to DWG KSD7580422 3(3) |  | JDE |  | FIELD DEVICES | Data created/will be sent for upload | FIELD DEV 6-E&I-DD-336 REEL FIELD INSTRUMENTATION INSP | 4660352
5613 | FIELD DEV 6-E&I-DD-336 REEL | FIELD INSTRUMENTATION INSP | 27 | 26 | 2 - Subj Inspection | 0100870MFG | REEL SECTION DEVICES |  | 0100870MFGW | PRIMARY NIP LOAD | Circuit No. 5277 | Inductive Proximity Switch GS1-5277 | DD | E&I | Perform inspection and cleaning of field devices. If any abnormalities are found, create an order to repair or replace | Contamination | Clearance/alignment failure | Looseness | 336 |  | Refer to DWG KSD7580422 1(4) |  | JDE |  | FIELD DEVICES | Data created/will be sent for upload | FIELD DEV 6-E&I-DD-336 REEL FIELD INSTRUMENTATION INSP | 4660352
5614 | FIELD DEV 6-E&I-DD-336 REEL | FIELD INSTRUMENTATION INSP | 27 | 26 | 2 - Subj Inspection | 0100870MFG | REEL SECTION DEVICES |  | 0100870MFGW | PRIMARY NIP LOAD | Circuit No. 5277 | Inductive Proximity Switch GS2-5277 | DD | E&I | Perform inspection and cleaning of field devices. If any abnormalities are found, create an order to repair or replace | Contamination | Clearance/alignment failure | Looseness | 336 |  | Refer to DWG KSD7580422 1(4) |  | JDE |  | FIELD DEVICES | Data created/will be sent for upload | FIELD DEV 6-E&I-DD-336 REEL FIELD INSTRUMENTATION INSP | 4660352
5615 | FIELD DEV 6-E&I-DD-336 REEL | FIELD INSTRUMENTATION INSP | 27 | 26 | 2 - Subj Inspection | 0100870MFG | REEL SECTION DEVICES |  | 0100870MFGW | PRIMARY NIP LOAD | Circuit No. 5277 | Directional Control Valve GSV1-5277 | DD | E&I | Perform inspection and cleaning of field devices. If any abnormalities are found, create an order to repair or replace | Contamination | Clearance/alignment failure | Looseness | 336 |  | Refer to DWG KSD7580422 2(4) |  | JDE |  | FIELD DEVICES | Data created/will be sent for upload | FIELD DEV 6-E&I-DD-336 REEL FIELD INSTRUMENTATION INSP | 4660352
5616 | FIELD DEV 6-E&I-DD-336 REEL | FIELD INSTRUMENTATION INSP | 27 | 26 | 2 - Subj Inspection | 0100870MFG | REEL SECTION DEVICES |  | 0100870MFGW | PRIMARY NIP LOAD | Circuit No. 5277 | Directional Control Valve GSV2-5277 | DD | E&I | Perform inspection and cleaning of field devices. If any abnormalities are found, create an order to repair or replace | Contamination | Clearance/alignment failure | Looseness | 336 |  | Refer to DWG KSD7580422 2(4) |  | JDE |  | FIELD DEVICES | Data created/will be sent for upload | FIELD DEV 6-E&I-DD-336 REEL FIELD INSTRUMENTATION INSP | 4660352
5617 | FIELD DEV 6-E&I-DD-336 REEL | FIELD INSTRUMENTATION INSP | 27 | 26 | 2 - Subj Inspection | 0100870MFG | REEL SECTION DEVICES |  | 0100870MFGW | PRIMARY NIP LOAD | Circuit No. 5277 | GT1-5277 | DD | E&I | Perform inspection and cleaning of field devices. If any abnormalities are found, create an order to repair or replace | Contamination | Clearance/alignment failure | Looseness | 336 |  | Refer to DWG KSD7580422 3(4) |  | JDE |  | FIELD DEVICES | Data created/will be sent for upload | FIELD DEV 6-E&I-DD-336 REEL FIELD INSTRUMENTATION INSP | 4660352
5618 | FIELD DEV 6-E&I-DD-336 REEL | FIELD INSTRUMENTATION INSP | 27 | 26 | 2 - Subj Inspection | 0100870MFG | REEL SECTION DEVICES |  | 0100870MFGW | PRIMARY NIP LOAD | Circuit No. 5277 | GT2-5277 | DD | E&I | Perform inspection and cleaning of field devices. If any abnormalities are found, create an order to repair or replace | Contamination | Clearance/alignment failure | Looseness | 336 |  | Refer to DWG KSD7580422 3(4) |  | JDE |  | FIELD DEVICES | Data created/will be sent for upload | FIELD DEV 6-E&I-DD-336 REEL FIELD INSTRUMENTATION INSP | 4660352
5619 | FIELD DEV 6-E&I-DD-336 REEL | FIELD INSTRUMENTATION INSP | 27 | 26 | 2 - Subj Inspection | 0100870MFG | REEL SECTION DEVICES |  | 0100870MFGW | PRIMARY NIP LOAD | Circuit No. 5277 | Proportional Control Valve FCM1-5277 | DD | E&I | Perform inspection and cleaning of field devices. If any abnormalities are found, create an order to repair or replace | Contamination | Clearance/alignment failure | Looseness | 336 |  | Refer to DWG KSD7580422 4(4) |  | JDE |  | FIELD DEVICES | Data created/will be sent for upload | FIELD DEV 6-E&I-DD-336 REEL FIELD INSTRUMENTATION INSP | 4660352
5620 | FIELD DEV 6-E&I-DD-336 REEL | FIELD INSTRUMENTATION INSP | 27 | 26 | 2 - Subj Inspection | 0100870MFG | REEL SECTION DEVICES |  | 0100870MFGW | PRIMARY NIP LOAD | Circuit No. 5277 | Proportional Control Valve FCM2-5277 | DD | E&I | Perform inspection and cleaning of field devices. If any abnormalities are found, create an order to repair or replace | Contamination | Clearance/alignment failure | Looseness | 336 |  | Refer to DWG KSD7580422 4(4) |  | JDE |  | FIELD DEVICES | Data created/will be sent for upload | FIELD DEV 6-E&I-DD-336 REEL FIELD INSTRUMENTATION INSP | 4660352
5621 | FIELD DEV 6-E&I-DD-336 REEL | FIELD INSTRUMENTATION INSP | 27 | 26 | 2 - Subj Inspection | 0100870MFG | REEL SECTION DEVICES |  | 0100870MFGX | SERVICE OPENING WATER JET | Circuit No. 5279 | Safety Sensor GZ1-5279 | DD | E&I | Perform inspection and cleaning of field devices. If any abnormalities are found, create an order to repair or replace | Contamination | Clearance/alignment failure | Looseness | 336 |  | Refer to DWG KSD7580422 1(2) |  | JDE |  | FIELD DEVICES | Data created/will be sent for upload | FIELD DEV 6-E&I-DD-336 REEL FIELD INSTRUMENTATION INSP | 4660352
5622 | FIELD DEV 6-E&I-DD-336 REEL | FIELD INSTRUMENTATION INSP | 27 | 26 | 2 - Subj Inspection | 0100870MFG | REEL SECTION DEVICES |  | 0100870MFGY | LOCKING ARM ON SECONDARY | Circuit No. 5283 | Inductive Proximity Switch GS1-5283 | DD | E&I | Perform inspection and cleaning of field devices. If any abnormalities are found, create an order to repair or replace | Contamination | Clearance/alignment failure | Looseness | 336 |  | Refer to DWG KSD7580422 1(2) |  | JDE |  | FIELD DEVICES | Data created/will be sent for upload | FIELD DEV 6-E&I-DD-336 REEL FIELD INSTRUMENTATION INSP | 4660352
5623 | FIELD DEV 6-E&I-DD-336 REEL | FIELD INSTRUMENTATION INSP | 27 | 26 | 2 - Subj Inspection | 0100870MFG | REEL SECTION DEVICES |  | 0100870MFGY | LOCKING ARM ON SECONDARY | Circuit No. 5283 | Inductive Proximity Switch GS3-5283 | DD | E&I | Perform inspection and cleaning of field devices. If any abnormalities are found, create an order to repair or replace | Contamination | Clearance/alignment failure | Looseness | 336 |  | Refer to DWG KSD7580422 1(2) |  | JDE |  | FIELD DEVICES | Data created/will be sent for upload | FIELD DEV 6-E&I-DD-336 REEL FIELD INSTRUMENTATION INSP | 4660352
5624 | FIELD DEV 6-E&I-DD-336 REEL | FIELD INSTRUMENTATION INSP | 27 | 26 | 2 - Subj Inspection | 0100870MFG | REEL SECTION DEVICES |  | 0100870MFGY | LOCKING ARM ON SECONDARY | Circuit No. 5283 | Inductive Proximity Switch GS2-5283 | DD | E&I | Perform inspection and cleaning of field devices. If any abnormalities are found, create an order to repair or replace | Contamination | Clearance/alignment failure | Looseness | 336 |  | Refer to DWG KSD7580422 1(2) |  | JDE |  | FIELD DEVICES | Data created/will be sent for upload | FIELD DEV 6-E&I-DD-336 REEL FIELD INSTRUMENTATION INSP | 4660352
5625 | FIELD DEV 6-E&I-DD-336 REEL | FIELD INSTRUMENTATION INSP | 27 | 26 | 2 - Subj Inspection | 0100870MFG | REEL SECTION DEVICES |  | 0100870MFGY | LOCKING ARM ON SECONDARY | Circuit No. 5283 | Inductive Proximity Switch GS4-5283 | DD | E&I | Perform inspection and cleaning of field devices. If any abnormalities are found, create an order to repair or replace | Contamination | Clearance/alignment failure | Looseness | 336 |  | Refer to DWG KSD7580422 1(2) |  | JDE |  | FIELD DEVICES | Data created/will be sent for upload | FIELD DEV 6-E&I-DD-336 REEL FIELD INSTRUMENTATION INSP | 4660352
5626 | FIELD DEV 6-E&I-DD-336 REEL | FIELD INSTRUMENTATION INSP | 27 | 26 | 2 - Subj Inspection | 0100870MFG | REEL SECTION DEVICES |  | 0100870MFGY | LOCKING ARM ON SECONDARY | Circuit No. 5283 | Directional Control Valve GSV1-5283 | DD | E&I | Perform inspection and cleaning of field devices. If any abnormalities are found, create an order to repair or replace | Contamination | Clearance/alignment failure | Looseness | 336 |  | Refer to DWG KSD7580422 2(2) |  | JDE |  | FIELD DEVICES | Data created/will be sent for upload | FIELD DEV 6-E&I-DD-336 REEL FIELD INSTRUMENTATION INSP | 4660352
5627 | FIELD DEV 6-E&I-DD-336 REEL | FIELD INSTRUMENTATION INSP | 27 | 26 | 2 - Subj Inspection | 0100870MFG | REEL SECTION DEVICES |  | 0100870MFGY | LOCKING ARM ON SECONDARY | Circuit No. 5283 | Directional Control Valve GSV2-5283 | DD | E&I | Perform inspection and cleaning of field devices. If any abnormalities are found, create an order to repair or replace | Contamination | Clearance/alignment failure | Looseness | 336 |  | Refer to DWG KSD7580422 2(2) |  | JDE |  | FIELD DEVICES | Data created/will be sent for upload | FIELD DEV 6-E&I-DD-336 REEL FIELD INSTRUMENTATION INSP | 4660352
5628 | FIELD DEV 6-E&I-DD-336 REEL | FIELD INSTRUMENTATION INSP | 27 | 26 | 2 - Subj Inspection | 0100870MFG | REEL SECTION DEVICES |  | 0100870MFGZ | LOADING ARM ON SECONDARY | Circuit No. 5284 | Inductive Proximity Switch GS1-5284 | DD | E&I | Perform inspection and cleaning of field devices. If any abnormalities are found, create an order to repair or replace | Contamination | Clearance/alignment failure | Looseness | 336 |  | Refer to DWG KSD7580422 1(2) |  | JDE |  | FIELD DEVICES | Data created/will be sent for upload | FIELD DEV 6-E&I-DD-336 REEL FIELD INSTRUMENTATION INSP | 4660352
5629 | FIELD DEV 6-E&I-DD-336 REEL | FIELD INSTRUMENTATION INSP | 27 | 26 | 2 - Subj Inspection | 0100870MFG | REEL SECTION DEVICES |  | 0100870MFGZ | LOADING ARM ON SECONDARY | Circuit No. 5284 | Inductive Proximity Switch GS3-5284 | DD | E&I | Perform inspection and cleaning of field devices. If any abnormalities are found, create an order to repair or replace | Contamination | Clearance/alignment failure | Looseness | 336 |  | Refer to DWG KSD7580422 1(2) |  | JDE |  | FIELD DEVICES | Data created/will be sent for upload | FIELD DEV 6-E&I-DD-336 REEL FIELD INSTRUMENTATION INSP | 4660352
5630 | FIELD DEV 6-E&I-DD-336 REEL | FIELD INSTRUMENTATION INSP | 27 | 26 | 2 - Subj Inspection | 0100870MFG | REEL SECTION DEVICES |  | 0100870MFGZ | LOADING ARM ON SECONDARY | Circuit No. 5284 | Inductive Proximity Switch GS2-5284 | DD | E&I | Perform inspection and cleaning of field devices. If any abnormalities are found, create an order to repair or replace | Contamination | Clearance/alignment failure | Looseness | 336 |  | Refer to DWG KSD7580422 1(2) |  | JDE |  | FIELD DEVICES | Data created/will be sent for upload | FIELD DEV 6-E&I-DD-336 REEL FIELD INSTRUMENTATION INSP | 4660352
5631 | FIELD DEV 6-E&I-DD-336 REEL | FIELD INSTRUMENTATION INSP | 27 | 26 | 2 - Subj Inspection | 0100870MFG | REEL SECTION DEVICES |  | 0100870MFGZ | LOADING ARM ON SECONDARY | Circuit No. 5284 | Inductive Proximity Switch GS4-5284 | DD | E&I | Perform inspection and cleaning of field devices. If any abnormalities are found, create an order to repair or replace | Contamination | Clearance/alignment failure | Looseness | 336 |  | Refer to DWG KSD7580422 1(2) |  | JDE |  | FIELD DEVICES | Data created/will be sent for upload | FIELD DEV 6-E&I-DD-336 REEL FIELD INSTRUMENTATION INSP | 4660352
5632 | FIELD DEV 6-E&I-DD-336 REEL | FIELD INSTRUMENTATION INSP | 27 | 26 | 2 - Subj Inspection | 0100870MFG | REEL SECTION DEVICES |  | 0100870MFGZ | LOADING ARM ON SECONDARY | Circuit No. 5284 | Directional Control Valve GSV1-5284 | DD | E&I | Perform inspection and cleaning of field devices. If any abnormalities are found, create an order to repair or replace | Contamination | Clearance/alignment failure | Looseness | 336 |  | Refer to DWG KSD7580422 2(2) |  | JDE |  | FIELD DEVICES | Data created/will be sent for upload | FIELD DEV 6-E&I-DD-336 REEL FIELD INSTRUMENTATION INSP | 4660352
5633 | FIELD DEV 6-E&I-DD-336 REEL | FIELD INSTRUMENTATION INSP | 27 | 26 | 2 - Subj Inspection | 0100870MFG | REEL SECTION DEVICES |  | 0100870MFGZ | LOADING ARM ON SECONDARY | Circuit No. 5284 | Directional Control Valve GSV2-5284 | DD | E&I | Perform inspection and cleaning of field devices. If any abnormalities are found, create an order to repair or replace | Contamination | Clearance/alignment failure | Looseness | 336 |  | Refer to DWG KSD7580422 2(2) |  | JDE |  | FIELD DEVICES | Data created/will be sent for upload | FIELD DEV 6-E&I-DD-336 REEL FIELD INSTRUMENTATION INSP | 4660352
5634 | FIELD DEV 6-E&I-DD-336 REEL | FIELD INSTRUMENTATION INSP | 27 | 26 | 2 - Subj Inspection | 0100870MFG | REEL SECTION DEVICES |  | 0100870MFG27 | SECONDARY CARRIAGE CWA CLUTCH | Circuit No. 5285 | Inductive Proximity Switch GS1-5285 | DD | E&I | Perform inspection and cleaning of field devices. If any abnormalities are found, create an order to repair or replace | Contamination | Clearance/alignment failure | Looseness | 336 |  | Refer to DWG KSD7580422 1(2) |  | JDE |  | FIELD DEVICES | Data created/will be sent for upload | FIELD DEV 6-E&I-DD-336 REEL FIELD INSTRUMENTATION INSP | 4660352
5635 | FIELD DEV 6-E&I-DD-336 REEL | FIELD INSTRUMENTATION INSP | 27 | 26 | 2 - Subj Inspection | 0100870MFG | REEL SECTION DEVICES |  | 0100870MFG27 | SECONDARY CARRIAGE CWA CLUTCH | Circuit No. 5285 | Inductive Proximity Switch GS2-5285 | DD | E&I | Perform inspection and cleaning of field devices. If any abnormalities are found, create an order to repair or replace | Contamination | Clearance/alignment failure | Looseness | 336 |  | Refer to DWG KSD7580422 1(2) |  | JDE |  | FIELD DEVICES | Data created/will be sent for upload | FIELD DEV 6-E&I-DD-336 REEL FIELD INSTRUMENTATION INSP | 4660352
5636 | FIELD DEV 6-E&I-DD-336 REEL | FIELD INSTRUMENTATION INSP | 27 | 26 | 2 - Subj Inspection | 0100870MFG | REEL SECTION DEVICES |  | 0100870MFG27 | SECONDARY CARRIAGE CWA CLUTCH | Circuit No. 5285 | Directional Control Valve GSV1-5285 | DD | E&I | Perform inspection and cleaning of field devices. If any abnormalities are found, create an order to repair or replace | Contamination | Clearance/alignment failure | Looseness | 336 |  | Refer to DWG KSD7580422 1(2) |  | JDE |  | FIELD DEVICES | Data created/will be sent for upload | FIELD DEV 6-E&I-DD-336 REEL FIELD INSTRUMENTATION INSP | 4660352
5637 | FIELD DEV 6-E&I-DD-336 REEL | FIELD INSTRUMENTATION INSP | 27 | 26 | 2 - Subj Inspection | 0100870MFG | REEL SECTION DEVICES |  | 0100870MFG27 | SECONDARY CARRIAGE CWA CLUTCH | Circuit No. 5285 | M1-5285 | DD | E&I | Perform inspection and cleaning of field devices. If any abnormalities are found, create an order to repair or replace | Contamination | Clearance/alignment failure | Looseness | 336 |  | Refer to DWG KSD7580422 2(2) |  | JDE |  | FIELD DEVICES | Data created/will be sent for upload | FIELD DEV 6-E&I-DD-336 REEL FIELD INSTRUMENTATION INSP | 4660352
5638 | FIELD DEV 6-E&I-DD-336 REEL | FIELD INSTRUMENTATION INSP | 27 | 26 | 2 - Subj Inspection | 0100870MFG | REEL SECTION DEVICES |  | 0100870MFG28 | SECONDARY CARRIAGE | Circuit No. 5286 | Push Button HS1-5286 | DD | E&I | Perform inspection and cleaning of field devices. If any abnormalities are found, create an order to repair or replace | Contamination | Clearance/alignment failure | Looseness | 336 |  | Refer to DWG KSD7580422 1(4) |  | JDE |  | FIELD DEVICES | Data created/will be sent for upload | FIELD DEV 6-E&I-DD-336 REEL FIELD INSTRUMENTATION INSP | 4660352
5639 | FIELD DEV 6-E&I-DD-336 REEL | FIELD INSTRUMENTATION INSP | 27 | 26 | 2 - Subj Inspection | 0100870MFG | REEL SECTION DEVICES |  | 0100870MFG28 | SECONDARY CARRIAGE | Circuit No. 5286 | Inductive Proximity Switch GS1-5286 | DD | E&I | Perform inspection and cleaning of field devices. If any abnormalities are found, create an order to repair or replace | Contamination | Clearance/alignment failure | Looseness | 336 |  | Refer to DWG KSD7580422 1(4) |  | JDE |  | FIELD DEVICES | Data created/will be sent for upload | FIELD DEV 6-E&I-DD-336 REEL FIELD INSTRUMENTATION INSP | 4660352
5640 | FIELD DEV 6-E&I-DD-336 REEL | FIELD INSTRUMENTATION INSP | 27 | 26 | 2 - Subj Inspection | 0100870MFG | REEL SECTION DEVICES |  | 0100870MFG28 | SECONDARY CARRIAGE | Circuit No. 5286 | Inductive Proximity Switch GS2-5286 | DD | E&I | Perform inspection and cleaning of field devices. If any abnormalities are found, create an order to repair or replace | Contamination | Clearance/alignment failure | Looseness | 336 |  | Refer to DWG KSD7580422 1(4) |  | JDE |  | FIELD DEVICES | Data created/will be sent for upload | FIELD DEV 6-E&I-DD-336 REEL FIELD INSTRUMENTATION INSP | 4660352
5641 | FIELD DEV 6-E&I-DD-336 REEL | FIELD INSTRUMENTATION INSP | 27 | 26 | 2 - Subj Inspection | 0100870MFG | REEL SECTION DEVICES |  | 0100870MFG28 | SECONDARY CARRIAGE | Circuit No. 5286 | Directional Valve GSV1-5286 | DD | E&I | Perform inspection and cleaning of field devices. If any abnormalities are found, create an order to repair or replace | Contamination | Clearance/alignment failure | Looseness | 336 |  | Refer to DWG KSD7580422 2(4) |  | JDE |  | FIELD DEVICES | Data created/will be sent for upload | FIELD DEV 6-E&I-DD-336 REEL FIELD INSTRUMENTATION INSP | 4660352
5642 | FIELD DEV 6-E&I-DD-336 REEL | FIELD INSTRUMENTATION INSP | 27 | 26 | 2 - Subj Inspection | 0100870MFG | REEL SECTION DEVICES |  | 0100870MFG28 | SECONDARY CARRIAGE | Circuit No. 5286 | Directional Valve GSV2-5286 | DD | E&I | Perform inspection and cleaning of field devices. If any abnormalities are found, create an order to repair or replace | Contamination | Clearance/alignment failure | Looseness | 336 |  | Refer to DWG KSD7580422 2(4) |  | JDE |  | FIELD DEVICES | Data created/will be sent for upload | FIELD DEV 6-E&I-DD-336 REEL FIELD INSTRUMENTATION INSP | 4660352
5643 | FIELD DEV 6-E&I-DD-336 REEL | FIELD INSTRUMENTATION INSP | 27 | 26 | 2 - Subj Inspection | 0100870MFG | REEL SECTION DEVICES |  | 0100870MFG28 | SECONDARY CARRIAGE | Circuit No. 5286 | Position Transducer GT1-5286 | DD | E&I | Perform inspection and cleaning of field devices. If any abnormalities are found, create an order to repair or replace | Contamination | Clearance/alignment failure | Looseness | 336 |  | Refer to DWG KSD7580422 3(4) |  | JDE |  | FIELD DEVICES | Data created/will be sent for upload | FIELD DEV 6-E&I-DD-336 REEL FIELD INSTRUMENTATION INSP | 4660352
5644 | FIELD DEV 6-E&I-DD-336 REEL | FIELD INSTRUMENTATION INSP | 27 | 26 | 2 - Subj Inspection | 0100870MFG | REEL SECTION DEVICES |  | 0100870MFG28 | SECONDARY CARRIAGE | Circuit No. 5286 | Position Transducer GT2-5286 | DD | E&I | Perform inspection and cleaning of field devices. If any abnormalities are found, create an order to repair or replace | Contamination | Clearance/alignment failure | Looseness | 336 |  | Refer to DWG KSD7580422 3(4) |  | JDE |  | FIELD DEVICES | Data created/will be sent for upload | FIELD DEV 6-E&I-DD-336 REEL FIELD INSTRUMENTATION INSP | 4660352
5645 | FIELD DEV 6-E&I-DD-336 REEL | FIELD INSTRUMENTATION INSP | 27 | 26 | 2 - Subj Inspection | 0100870MFG | REEL SECTION DEVICES |  | 0100870MFG28 | SECONDARY CARRIAGE | Circuit No. 5286 | Proportional Directional Valve FCM1-5286 | DD | E&I | Perform inspection and cleaning of field devices. If any abnormalities are found, create an order to repair or replace | Contamination | Clearance/alignment failure | Looseness | 336 |  | Refer to DWG KSD7580422 4(4) |  | JDE |  | FIELD DEVICES | Data created/will be sent for upload | FIELD DEV 6-E&I-DD-336 REEL FIELD INSTRUMENTATION INSP | 4660352
5646 | FIELD DEV 6-E&I-DD-336 REEL | FIELD INSTRUMENTATION INSP | 27 | 26 | 2 - Subj Inspection | 0100870MFG | REEL SECTION DEVICES |  | 0100870MFG28 | SECONDARY CARRIAGE | Circuit No. 5286 | Proportional Directional Valve FCM2-5286 | DD | E&I | Perform inspection and cleaning of field devices. If any abnormalities are found, create an order to repair or replace | Contamination | Clearance/alignment failure | Looseness | 336 |  | Refer to DWG KSD7580422 4(4) |  | JDE |  | FIELD DEVICES | Data created/will be sent for upload | FIELD DEV 6-E&I-DD-336 REEL FIELD INSTRUMENTATION INSP | 4660352
5647 | FIELD DEV 6-E&I-DD-336 REEL | FIELD INSTRUMENTATION INSP | 27 | 26 | 2 - Subj Inspection | 0100870MFG | REEL SECTION DEVICES |  | 0100870MFG29 | PARENT ROLL ROTATE | Circuit No. 5288 | 3-POS. Selector Switch HS3-5288 | DD | E&I | Perform inspection and cleaning of field devices. If any abnormalities are found, create an order to repair or replace | Contamination | Clearance/alignment failure | Looseness | 336 |  | Refer to DWG KSD7580422 1(3) |  | JDE |  | FIELD DEVICES | Data created/will be sent for upload | FIELD DEV 6-E&I-DD-336 REEL FIELD INSTRUMENTATION INSP | 4660352
5648 | FIELD DEV 6-E&I-DD-336 REEL | FIELD INSTRUMENTATION INSP | 27 | 26 | 2 - Subj Inspection | 0100870MFG | REEL SECTION DEVICES |  | 0100870MFG29 | PARENT ROLL ROTATE | Circuit No. 5288 | Inductive Proximity Switch GS1-5288 | DD | E&I | Perform inspection and cleaning of field devices. If any abnormalities are found, create an order to repair or replace | Contamination | Clearance/alignment failure | Looseness | 336 |  | Refer to DWG KSD7580422 2(3) |  | JDE |  | FIELD DEVICES | Data created/will be sent for upload | FIELD DEV 6-E&I-DD-336 REEL FIELD INSTRUMENTATION INSP | 4660352
5649 | FIELD DEV 6-E&I-DD-336 REEL | FIELD INSTRUMENTATION INSP | 27 | 26 | 2 - Subj Inspection | 0100870MFG | REEL SECTION DEVICES |  | 0100870MFG29 | PARENT ROLL ROTATE | Circuit No. 5288 | Directional Control Valve GSV1-5288 | DD | E&I | Perform inspection and cleaning of field devices. If any abnormalities are found, create an order to repair or replace | Contamination | Clearance/alignment failure | Looseness | 336 |  | Refer to DWG KSD7580422 2(3) |  | JDE |  | FIELD DEVICES | Data created/will be sent for upload | FIELD DEV 6-E&I-DD-336 REEL FIELD INSTRUMENTATION INSP | 4660352
5650 | FIELD DEV 6-E&I-DD-336 REEL | FIELD INSTRUMENTATION INSP | 27 | 26 | 2 - Subj Inspection | 0100870MFG | REEL SECTION DEVICES |  | 0100870MFG29 | PARENT ROLL ROTATE | Circuit No. 5288 | M1-5288 | DD | E&I | Perform inspection and cleaning of field devices. If any abnormalities are found, create an order to repair or replace | Contamination | Clearance/alignment failure | Looseness | 336 |  | Refer to DWG KSD7580422 3(3) |  | JDE |  | FIELD DEVICES | Data created/will be sent for upload | FIELD DEV 6-E&I-DD-336 REEL FIELD INSTRUMENTATION INSP | 4660352
5651 | FIELD DEV 6-E&I-DD-336 REEL | FIELD INSTRUMENTATION INSP | 27 | 26 | 2 - Subj Inspection | 0100870MFG | REEL SECTION DEVICES |  | 0100870MFG30 | PARENT ROLL PUSHER | Circuit No. 5289 | Directional Control Valve GSV1-5289 | DD | E&I | Perform inspection and cleaning of field devices. If any abnormalities are found, create an order to repair or replace | Contamination | Clearance/alignment failure | Looseness | 336 |  | Refer to DWG KSD7580422 1(1) |  | JDE |  | FIELD DEVICES | Data created/will be sent for upload | FIELD DEV 6-E&I-DD-336 REEL FIELD INSTRUMENTATION INSP | 4660352
5652 | FIELD DEV 6-E&I-DD-336 REEL | FIELD INSTRUMENTATION INSP | 27 | 26 | 2 - Subj Inspection | 0100870MFG | REEL SECTION DEVICES |  | 0100870MFG30 | PARENT ROLL PUSHER | Circuit No. 5289 | Directional Control Valve GSV2-5289 | DD | E&I | Perform inspection and cleaning of field devices. If any abnormalities are found, create an order to repair or replace | Contamination | Clearance/alignment failure | Looseness | 336 |  | Refer to DWG KSD7580422 1(1) |  | JDE |  | FIELD DEVICES | Data created/will be sent for upload | FIELD DEV 6-E&I-DD-336 REEL FIELD INSTRUMENTATION INSP | 4660352
5653 | FIELD DEV 6-E&I-DD-336 REEL | FIELD INSTRUMENTATION INSP | 27 | 26 | 2 - Subj Inspection | 0100870MFG | REEL SECTION DEVICES |  | 0100870MFG31 | BELT DEFLECTION | Circuit No. 5290 | Position Transducer GT1-5290 | DD | E&I | Perform inspection and cleaning of field devices. If any abnormalities are found, create an order to repair or replace | Contamination | Clearance/alignment failure | Looseness | 336 |  | Refer to DWG KSD7580422 1(2) |  | JDE |  | FIELD DEVICES | Data created/will be sent for upload | FIELD DEV 6-E&I-DD-336 REEL FIELD INSTRUMENTATION INSP | 4660352
5654 | FIELD DEV 6-E&I-DD-336 REEL | FIELD INSTRUMENTATION INSP | 27 | 26 | 2 - Subj Inspection | 0100870MFG | REEL SECTION DEVICES |  | 0100870MFG31 | BELT DEFLECTION | Circuit No. 5290 | Position Transducer GT2-5290 | DD | E&I | Perform inspection and cleaning of field devices. If any abnormalities are found, create an order to repair or replace | Contamination | Clearance/alignment failure | Looseness | 336 |  | Refer to DWG KSD7580422 1(2) |  | JDE |  | FIELD DEVICES | Data created/will be sent for upload | FIELD DEV 6-E&I-DD-336 REEL FIELD INSTRUMENTATION INSP | 4660352
5655 | FIELD DEV 6-E&I-DD-336 REEL | FIELD INSTRUMENTATION INSP | 27 | 26 | 2 - Subj Inspection | 0100870MFG | REEL SECTION DEVICES |  | 0100870MFG31 | BELT DEFLECTION | Circuit No. 5290 | Directional Control Valve GSV1-5290 | DD | E&I | Perform inspection and cleaning of field devices. If any abnormalities are found, create an order to repair or replace | Contamination | Clearance/alignment failure | Looseness | 336 |  | Refer to DWG KSD7580422 1(2) |  | JDE |  | FIELD DEVICES | Data created/will be sent for upload | FIELD DEV 6-E&I-DD-336 REEL FIELD INSTRUMENTATION INSP | 4660352
5656 | FIELD DEV 6-E&I-DD-336 REEL | FIELD INSTRUMENTATION INSP | 27 | 26 | 2 - Subj Inspection | 0100870MFG | REEL SECTION DEVICES |  | 0100870MFG31 | BELT DEFLECTION | Circuit No. 5290 | Position Transducer GT3-5290 | DD | E&I | Perform inspection and cleaning of field devices. If any abnormalities are found, create an order to repair or replace | Contamination | Clearance/alignment failure | Looseness | 336 |  | Refer to DWG KSD7580422 2(2) |  | JDE |  | FIELD DEVICES | Data created/will be sent for upload | FIELD DEV 6-E&I-DD-336 REEL FIELD INSTRUMENTATION INSP | 4660352
5657 | FIELD DEV 6-E&I-DD-336 REEL | FIELD INSTRUMENTATION INSP | 27 | 26 | 2 - Subj Inspection | 0100870MFG | REEL SECTION DEVICES |  | 0100870MFG31 | BELT DEFLECTION | Circuit No. 5290 | Position Transducer GT4-5290 | DD | E&I | Perform inspection and cleaning of field devices. If any abnormalities are found, create an order to repair or replace | Contamination | Clearance/alignment failure | Looseness | 336 |  | Refer to DWG KSD7580422 2(2) |  | JDE |  | FIELD DEVICES | Data created/will be sent for upload | FIELD DEV 6-E&I-DD-336 REEL FIELD INSTRUMENTATION INSP | 4660352
5658 | FIELD DEV 6-E&I-DD-336 REEL | FIELD INSTRUMENTATION INSP | 27 | 26 | 2 - Subj Inspection | 0100870MFG | REEL SECTION DEVICES |  | 0100870MFG31 | BELT DEFLECTION | Circuit No. 5290 | Directional Control Valve GSV2-5290 | DD | E&I | Perform inspection and cleaning of field devices. If any abnormalities are found, create an order to repair or replace | Contamination | Clearance/alignment failure | Looseness | 336 |  | Refer to DWG KSD7580422 2(2) |  | JDE |  | FIELD DEVICES | Data created/will be sent for upload | FIELD DEV 6-E&I-DD-336 REEL FIELD INSTRUMENTATION INSP | 4660352
5659 | FIELD DEV 6-E&I-DD-336 REEL | FIELD INSTRUMENTATION INSP | 27 | 26 | 2 - Subj Inspection | 0100870MFG | REEL SECTION DEVICES |  | 0100870MFG32 | BRAKE STATION | Circuit No. 5291 | Inductive Proximity Switch GS1-5291 | DD | E&I | Perform inspection and cleaning of field devices. If any abnormalities are found, create an order to repair or replace | Contamination | Clearance/alignment failure | Looseness | 336 |  | Refer to DWG KSD7580422 1(2) |  | JDE |  | FIELD DEVICES | Data created/will be sent for upload | FIELD DEV 6-E&I-DD-336 REEL FIELD INSTRUMENTATION INSP | 4660352
5660 | FIELD DEV 6-E&I-DD-336 REEL | FIELD INSTRUMENTATION INSP | 27 | 26 | 2 - Subj Inspection | 0100870MFG | REEL SECTION DEVICES |  | 0100870MFG32 | BRAKE STATION | Circuit No. 5291 | Inductive Proximity Switch GS3-5291 | DD | E&I | Perform inspection and cleaning of field devices. If any abnormalities are found, create an order to repair or replace | Contamination | Clearance/alignment failure | Looseness | 336 |  | Refer to DWG KSD7580422 1(2) |  | JDE |  | FIELD DEVICES | Data created/will be sent for upload | FIELD DEV 6-E&I-DD-336 REEL FIELD INSTRUMENTATION INSP | 4660352
5661 | FIELD DEV 6-E&I-DD-336 REEL | FIELD INSTRUMENTATION INSP | 27 | 26 | 2 - Subj Inspection | 0100870MFG | REEL SECTION DEVICES |  | 0100870MFG32 | BRAKE STATION | Circuit No. 5291 | Inductive Proximity Switch GS2-5291 | DD | E&I | Perform inspection and cleaning of field devices. If any abnormalities are found, create an order to repair or replace | Contamination | Clearance/alignment failure | Looseness | 336 |  | Refer to DWG KSD7580422 1(2) |  | JDE |  | FIELD DEVICES | Data created/will be sent for upload | FIELD DEV 6-E&I-DD-336 REEL FIELD INSTRUMENTATION INSP | 4660352
5662 | FIELD DEV 6-E&I-DD-336 REEL | FIELD INSTRUMENTATION INSP | 27 | 26 | 2 - Subj Inspection | 0100870MFG | REEL SECTION DEVICES |  | 0100870MFG32 | BRAKE STATION | Circuit No. 5291 | Inductive Proximity Switch GS4-5291 | DD | E&I | Perform inspection and cleaning of field devices. If any abnormalities are found, create an order to repair or replace | Contamination | Clearance/alignment failure | Looseness | 336 |  | Refer to DWG KSD7580422 1(2) |  | JDE |  | FIELD DEVICES | Data created/will be sent for upload | FIELD DEV 6-E&I-DD-336 REEL FIELD INSTRUMENTATION INSP | 4660352
5663 | FIELD DEV 6-E&I-DD-336 REEL | FIELD INSTRUMENTATION INSP | 27 | 26 | 2 - Subj Inspection | 0100870MFG | REEL SECTION DEVICES |  | 0100870MFG32 | BRAKE STATION | Circuit No. 5291 | Directional Control Valve GSV1-5291 | DD | E&I | Perform inspection and cleaning of field devices. If any abnormalities are found, create an order to repair or replace | Contamination | Clearance/alignment failure | Looseness | 336 |  | Refer to DWG KSD7580422 2(2) |  | JDE |  | FIELD DEVICES | Data created/will be sent for upload | FIELD DEV 6-E&I-DD-336 REEL FIELD INSTRUMENTATION INSP | 4660352
5664 | FIELD DEV 6-E&I-DD-336 REEL | FIELD INSTRUMENTATION INSP | 27 | 26 | 2 - Subj Inspection | 0100870MFG | REEL SECTION DEVICES |  | 0100870MFG32 | BRAKE STATION | Circuit No. 5291 | Directional Control Valve GSV2-5291 | DD | E&I | Perform inspection and cleaning of field devices. If any abnormalities are found, create an order to repair or replace | Contamination | Clearance/alignment failure | Looseness | 336 |  | Refer to DWG KSD7580422 2(2) |  | JDE |  | FIELD DEVICES | Data created/will be sent for upload | FIELD DEV 6-E&I-DD-336 REEL FIELD INSTRUMENTATION INSP | 4660352
5665 | FIELD DEV 6-E&I-DD-336 REEL | FIELD INSTRUMENTATION INSP | 27 | 26 | 2 - Subj Inspection | 0100870MFG | REEL SECTION DEVICES |  | 0100870MFG33 | KICKER 1 | Circuit No. 5295 | Inductive Proximity Switch GS1-5295 | DD | E&I | Perform inspection and cleaning of field devices. If any abnormalities are found, create an order to repair or replace | Contamination | Clearance/alignment failure | Looseness | 336 |  | Refer to DWG KSD7580422 1(2) |  | JDE |  | FIELD DEVICES | Data created/will be sent for upload | FIELD DEV 6-E&I-DD-336 REEL FIELD INSTRUMENTATION INSP | 4660352
5666 | FIELD DEV 6-E&I-DD-336 REEL | FIELD INSTRUMENTATION INSP | 27 | 26 | 2 - Subj Inspection | 0100870MFG | REEL SECTION DEVICES |  | 0100870MFG33 | KICKER 1 | Circuit No. 5295 | Inductive Proximity Switch GS2-5295 | DD | E&I | Perform inspection and cleaning of field devices. If any abnormalities are found, create an order to repair or replace | Contamination | Clearance/alignment failure | Looseness | 336 |  | Refer to DWG KSD7580422 1(2) |  | JDE |  | FIELD DEVICES | Data created/will be sent for upload | FIELD DEV 6-E&I-DD-336 REEL FIELD INSTRUMENTATION INSP | 4660352
5667 | FIELD DEV 6-E&I-DD-336 REEL | FIELD INSTRUMENTATION INSP | 27 | 26 | 2 - Subj Inspection | 0100870MFG | REEL SECTION DEVICES |  | 0100870MFG33 | KICKER 1 | Circuit No. 5295 | Directional Control Valve GSV1-5295 | DD | E&I | Perform inspection and cleaning of field devices. If any abnormalities are found, create an order to repair or replace | Contamination | Clearance/alignment failure | Looseness | 336 |  | Refer to DWG KSD7580422 2(2) |  | JDE |  | FIELD DEVICES | Data created/will be sent for upload | FIELD DEV 6-E&I-DD-336 REEL FIELD INSTRUMENTATION INSP | 4660352
5668 | FIELD DEV 6-E&I-DD-336 REEL | FIELD INSTRUMENTATION INSP | 27 | 26 | 2 - Subj Inspection | 0100870MFG | REEL SECTION DEVICES |  | 0100870MFG33 | KICKER 1 | Circuit No. 5295 | Directional Control Valve GSV2-5295 | DD | E&I | Perform inspection and cleaning of field devices. If any abnormalities are found, create an order to repair or replace | Contamination | Clearance/alignment failure | Looseness | 336 |  | Refer to DWG KSD7580422 2(2) |  | JDE |  | FIELD DEVICES | Data created/will be sent for upload | FIELD DEV 6-E&I-DD-336 REEL FIELD INSTRUMENTATION INSP | 4660352
5669 | FIELD DEV 6-E&I-DD-336 REEL | FIELD INSTRUMENTATION INSP | 27 | 26 | 2 - Subj Inspection | 0100870MFG | REEL SECTION DEVICES |  | 0100870MFG34 | KICKER 2 | Circuit No. 5296 | Inductive Proximity Switch GS1-5296 | DD | E&I | Perform inspection and cleaning of field devices. If any abnormalities are found, create an order to repair or replace | Contamination | Clearance/alignment failure | Looseness | 336 |  | Refer to DWG KSD7580422 1(2) |  | JDE |  | FIELD DEVICES | Data created/will be sent for upload | FIELD DEV 6-E&I-DD-336 REEL FIELD INSTRUMENTATION INSP | 4660352
5670 | FIELD DEV 6-E&I-DD-336 REEL | FIELD INSTRUMENTATION INSP | 27 | 26 | 2 - Subj Inspection | 0100870MFG | REEL SECTION DEVICES |  | 0100870MFG34 | KICKER 2 | Circuit No. 5296 | Inductive Proximity Switch GS3-5296 | DD | E&I | Perform inspection and cleaning of field devices. If any abnormalities are found, create an order to repair or replace | Contamination | Clearance/alignment failure | Looseness | 336 |  | Refer to DWG KSD7580422 1(2) |  | JDE |  | FIELD DEVICES | Data created/will be sent for upload | FIELD DEV 6-E&I-DD-336 REEL FIELD INSTRUMENTATION INSP | 4660352
5671 | FIELD DEV 6-E&I-DD-336 REEL | FIELD INSTRUMENTATION INSP | 27 | 26 | 2 - Subj Inspection | 0100870MFG | REEL SECTION DEVICES |  | 0100870MFG34 | KICKER 2 | Circuit No. 5296 | Inductive Proximity Switch GS2-5296 | DD | E&I | Perform inspection and cleaning of field devices. If any abnormalities are found, create an order to repair or replace | Contamination | Clearance/alignment failure | Looseness | 336 |  | Refer to DWG KSD7580422 2(2) |  | JDE |  | FIELD DEVICES | Data created/will be sent for upload | FIELD DEV 6-E&I-DD-336 REEL FIELD INSTRUMENTATION INSP | 4660352
5672 | FIELD DEV 6-E&I-DD-336 REEL | FIELD INSTRUMENTATION INSP | 27 | 26 | 2 - Subj Inspection | 0100870MFG | REEL SECTION DEVICES |  | 0100870MFG34 | KICKER 2 | Circuit No. 5296 | Inductive Proximity Switch GS4-5296 | DD | E&I | Perform inspection and cleaning of field devices. If any abnormalities are found, create an order to repair or replace | Contamination | Clearance/alignment failure | Looseness | 336 |  | Refer to DWG KSD7580422 2(2) |  | JDE |  | FIELD DEVICES | Data created/will be sent for upload | FIELD DEV 6-E&I-DD-336 REEL FIELD INSTRUMENTATION INSP | 4660352
5673 | FIELD DEV 6-E&I-DD-336 REEL | FIELD INSTRUMENTATION INSP | 27 | 26 | 2 - Subj Inspection | 0100870MFG | REEL SECTION DEVICES |  | 0100870MFG34 | KICKER 2 | Circuit No. 5296 | Directional Control Valve GSV1-5296 | DD | E&I | Perform inspection and cleaning of field devices. If any abnormalities are found, create an order to repair or replace | Contamination | Clearance/alignment failure | Looseness | 336 |  | Refer to DWG KSD7580422 2(2) |  | JDE |  | FIELD DEVICES | Data created/will be sent for upload | FIELD DEV 6-E&I-DD-336 REEL FIELD INSTRUMENTATION INSP | 4660352
5674 | FIELD DEV 6-E&I-DD-336 REEL | FIELD INSTRUMENTATION INSP | 27 | 26 | 2 - Subj Inspection | 0100870MFG | REEL SECTION DEVICES |  | 0100870MFG34 | KICKER 2 | Circuit No. 5296 | Directional Control Valve GSV2-5296 | DD | E&I | Perform inspection and cleaning of field devices. If any abnormalities are found, create an order to repair or replace | Contamination | Clearance/alignment failure | Looseness | 336 |  | Refer to DWG KSD7580422 2(2) |  | JDE |  | FIELD DEVICES | Data created/will be sent for upload | FIELD DEV 6-E&I-DD-336 REEL FIELD INSTRUMENTATION INSP | 4660352
5675 | FIELD DEV 6-E&I-DD-336 REEL | FIELD INSTRUMENTATION INSP | 27 | 26 | 2 - Subj Inspection | 0100870MFG | REEL SECTION DEVICES |  | 0100870MFG35 | WEIGHING STATION | Circuit No. 5298 | Inductive Proximity Switch GS1-5298 | DD | E&I | Perform inspection and cleaning of field devices. If any abnormalities are found, create an order to repair or replace | Contamination | Clearance/alignment failure | Looseness | 336 |  | Refer to DWG KSD7580422 1(3) |  | JDE |  | FIELD DEVICES | Data created/will be sent for upload | FIELD DEV 6-E&I-DD-336 REEL FIELD INSTRUMENTATION INSP | 4660352
5676 | FIELD DEV 6-E&I-DD-336 REEL | FIELD INSTRUMENTATION INSP | 27 | 26 | 2 - Subj Inspection | 0100870MFG | REEL SECTION DEVICES |  | 0100870MFG35 | WEIGHING STATION | Circuit No. 5298 | WE1-5298 | DD | E&I | Perform inspection and cleaning of field devices. If any abnormalities are found, create an order to repair or replace | Contamination | Clearance/alignment failure | Looseness | 336 |  | Refer to DWG KSD7580422 1(3) |  | JDE |  | FIELD DEVICES | Data created/will be sent for upload | FIELD DEV 6-E&I-DD-336 REEL FIELD INSTRUMENTATION INSP | 4660352
5677 | FIELD DEV 6-E&I-DD-336 REEL | FIELD INSTRUMENTATION INSP | 27 | 26 | 2 - Subj Inspection | 0100870MFG | REEL SECTION DEVICES |  | 0100870MFG35 | WEIGHING STATION | Circuit No. 5298 | Inductive Proximity Switch GS2-5298 | DD | E&I | Perform inspection and cleaning of field devices. If any abnormalities are found, create an order to repair or replace | Contamination | Clearance/alignment failure | Looseness | 336 |  | Refer to DWG KSD7580422 2(3) |  | JDE |  | FIELD DEVICES | Data created/will be sent for upload | FIELD DEV 6-E&I-DD-336 REEL FIELD INSTRUMENTATION INSP | 4660352
5678 | FIELD DEV 6-E&I-DD-336 REEL | FIELD INSTRUMENTATION INSP | 27 | 26 | 2 - Subj Inspection | 0100870MFG | REEL SECTION DEVICES |  | 0100870MFG35 | WEIGHING STATION | Circuit No. 5298 | WE2-5298 | DD | E&I | Perform inspection and cleaning of field devices. If any abnormalities are found, create an order to repair or replace | Contamination | Clearance/alignment failure | Looseness | 336 |  | Refer to DWG KSD7580422 2(3) |  | JDE |  | FIELD DEVICES | Data created/will be sent for upload | FIELD DEV 6-E&I-DD-336 REEL FIELD INSTRUMENTATION INSP | 4660352
5679 | FIELD DEV 6-E&I-DD-336 REEL | FIELD INSTRUMENTATION INSP | 27 | 26 | 2 - Subj Inspection | 0100870MFG | REEL SECTION DEVICES |  | 0100870MFG35 | WEIGHING STATION | Circuit No. 5298 | Directional Control Valve GSV1-5298 | DD | E&I | Perform inspection and cleaning of field devices. If any abnormalities are found, create an order to repair or replace | Contamination | Clearance/alignment failure | Looseness | 336 |  | Refer to DWG KSD7580422 3(3) |  | JDE |  | FIELD DEVICES | Data created/will be sent for upload | FIELD DEV 6-E&I-DD-336 REEL FIELD INSTRUMENTATION INSP | 4660352
5680 | FIELD DEV 6-E&I-DD-336 REEL | FIELD INSTRUMENTATION INSP | 27 | 26 | 2 - Subj Inspection | 0100870MFG | REEL SECTION DEVICES |  | 0100870MFG35 | WEIGHING STATION | Circuit No. 5298 | Directional Control Valve GSV2-5298 | DD | E&I | Perform inspection and cleaning of field devices. If any abnormalities are found, create an order to repair or replace | Contamination | Clearance/alignment failure | Looseness | 336 |  | Refer to DWG KSD7580422 3(3) |  | JDE |  | FIELD DEVICES | Data created/will be sent for upload | FIELD DEV 6-E&I-DD-336 REEL FIELD INSTRUMENTATION INSP | 4660352
5681 | FIELD DEV 6-E&I-DD-336 REEL | FIELD INSTRUMENTATION INSP | 27 | 26 | 2 - Subj Inspection | 0100870MFG | REEL SECTION DEVICES |  | 0100870MFG36 | END STATION | Circuit No. 5299 | Inductive Proximity Switch GS1-5299 | DD | E&I | Perform inspection and cleaning of field devices. If any abnormalities are found, create an order to repair or replace | Contamination | Clearance/alignment failure | Looseness | 336 |  | Refer to DWG KSD7580422 1(1) |  | JDE |  | FIELD DEVICES | Data created/will be sent for upload | FIELD DEV 6-E&I-DD-336 REEL FIELD INSTRUMENTATION INSP | 4660352
5682 | FIELD DEV 6-E&I-DD-336 REEL | FIELD INSTRUMENTATION INSP | 27 | 26 | 2 - Subj Inspection | 0100870MFG | REEL SECTION DEVICES |  | 0100870MFG36 | END STATION | Circuit No. 5299 | Inductive Proximity Switch GS2-5299 | DD | E&I | Perform inspection and cleaning of field devices. If any abnormalities are found, create an order to repair or replace | Contamination | Clearance/alignment failure | Looseness | 336 |  | Refer to DWG KSD7580422 1(1) |  | JDE |  | FIELD DEVICES | Data created/will be sent for upload | FIELD DEV 6-E&I-DD-336 REEL FIELD INSTRUMENTATION INSP | 4660352
5683 | FIELD DEV 7-E&I-DD-336 ROLL | HANDLING FIELD INSTRUMENT INSP | 28 | 30 | 2 - Subj Inspection | 0100870MFH | ROLL HANDLING DEVICES |  | 0100870MFHA | ROLL HANDLING MODE SELECT | Circuit No. 5300 | 2-POS. Selector Switch HS1-5300 | DD | E&I | Perform inspection and cleaning of field devices. If any abnormalities are found, create an order to repair or replace | Contamination | Clearance/alignment failure | Looseness | 336 |  | Refer to DWG KSD7580422 1(1) |  | JDE |  | FIELD DEVICES | Data created/will be sent for upload | FIELD DEV 7-E&I-DD-336 ROLL HANDLING FIELD INSTRUMENT INSP | 4660353
5684 | FIELD DEV 7-E&I-DD-336 ROLL | HANDLING FIELD INSTRUMENT INSP | 28 | 30 | 2 - Subj Inspection | 0100870MFH | ROLL HANDLING DEVICES |  | 0100870MFHB | ROLL HANDLING SEQUENCE | Circuit No. 5301 | Twist Release Push Button HZ1-5301 | DD | E&I | Perform inspection and cleaning of field devices. If any abnormalities are found, create an order to repair or replace | Contamination | Clearance/alignment failure | Looseness | 336 |  | Refer to DWG KSD7580422 1(2) |  | JDE |  | FIELD DEVICES | Data created/will be sent for upload | FIELD DEV 7-E&I-DD-336 ROLL HANDLING FIELD INSTRUMENT INSP | 4660353
5685 | FIELD DEV 7-E&I-DD-336 ROLL | HANDLING FIELD INSTRUMENT INSP | 28 | 30 | 2 - Subj Inspection | 0100870MFH | ROLL HANDLING DEVICES |  | 0100870MFHB | ROLL HANDLING SEQUENCE | Circuit No. 5301 | Twist Release Push Button HZ2-5301 | DD | E&I | Perform inspection and cleaning of field devices. If any abnormalities are found, create an order to repair or replace | Contamination | Clearance/alignment failure | Looseness | 336 |  | Refer to DWG KSD7580422 1(2) |  | JDE |  | FIELD DEVICES | Data created/will be sent for upload | FIELD DEV 7-E&I-DD-336 ROLL HANDLING FIELD INSTRUMENT INSP | 4660353
5686 | FIELD DEV 7-E&I-DD-336 ROLL | HANDLING FIELD INSTRUMENT INSP | 28 | 30 | 2 - Subj Inspection | 0100870MFH | ROLL HANDLING DEVICES |  | 0100870MFHC | SPOOL RETURN ARM | Circuit No. 5303 | Inductive Proximity Switch GS1-5303 | DD | E&I | Perform inspection and cleaning of field devices. If any abnormalities are found, create an order to repair or replace | Contamination | Clearance/alignment failure | Looseness | 336 |  | Refer to DWG KSD7580422 1(3) |  | JDE |  | FIELD DEVICES | Data created/will be sent for upload | FIELD DEV 7-E&I-DD-336 ROLL HANDLING FIELD INSTRUMENT INSP | 4660353
5687 | FIELD DEV 7-E&I-DD-336 ROLL | HANDLING FIELD INSTRUMENT INSP | 28 | 30 | 2 - Subj Inspection | 0100870MFH | ROLL HANDLING DEVICES |  | 0100870MFHC | SPOOL RETURN ARM | Circuit No. 5303 | Inductive Proximity Switch GS3-5303 | DD | E&I | Perform inspection and cleaning of field devices. If any abnormalities are found, create an order to repair or replace | Contamination | Clearance/alignment failure | Looseness | 336 |  | Refer to DWG KSD7580422 1(3) |  | JDE |  | FIELD DEVICES | Data created/will be sent for upload | FIELD DEV 7-E&I-DD-336 ROLL HANDLING FIELD INSTRUMENT INSP | 4660353
5688 | FIELD DEV 7-E&I-DD-336 ROLL | HANDLING FIELD INSTRUMENT INSP | 28 | 30 | 2 - Subj Inspection | 0100870MFH | ROLL HANDLING DEVICES |  | 0100870MFHC | SPOOL RETURN ARM | Circuit No. 5303 | Inductive Proximity Switch GS5-5303 | DD | E&I | Perform inspection and cleaning of field devices. If any abnormalities are found, create an order to repair or replace | Contamination | Clearance/alignment failure | Looseness | 336 |  | Refer to DWG KSD7580422 1(3) |  | JDE |  | FIELD DEVICES | Data created/will be sent for upload | FIELD DEV 7-E&I-DD-336 ROLL HANDLING FIELD INSTRUMENT INSP | 4660353
5689 | FIELD DEV 7-E&I-DD-336 ROLL | HANDLING FIELD INSTRUMENT INSP | 28 | 30 | 2 - Subj Inspection | 0100870MFH | ROLL HANDLING DEVICES |  | 0100870MFHC | SPOOL RETURN ARM | Circuit No. 5303 | Inductive Proximity Switch GS2-5303 | DD | E&I | Perform inspection and cleaning of field devices. If any abnormalities are found, create an order to repair or replace | Contamination | Clearance/alignment failure | Looseness | 336 |  | Refer to DWG KSD7580422 1(3) |  | JDE |  | FIELD DEVICES | Data created/will be sent for upload | FIELD DEV 7-E&I-DD-336 ROLL HANDLING FIELD INSTRUMENT INSP | 4660353
5690 | FIELD DEV 7-E&I-DD-336 ROLL | HANDLING FIELD INSTRUMENT INSP | 28 | 30 | 2 - Subj Inspection | 0100870MFH | ROLL HANDLING DEVICES |  | 0100870MFHC | SPOOL RETURN ARM | Circuit No. 5303 | Inductive Proximity Switch GS4-5303 | DD | E&I | Perform inspection and cleaning of field devices. If any abnormalities are found, create an order to repair or replace | Contamination | Clearance/alignment failure | Looseness | 336 |  | Refer to DWG KSD7580422 1(3) |  | JDE |  | FIELD DEVICES | Data created/will be sent for upload | FIELD DEV 7-E&I-DD-336 ROLL HANDLING FIELD INSTRUMENT INSP | 4660353
5691 | FIELD DEV 7-E&I-DD-336 ROLL | HANDLING FIELD INSTRUMENT INSP | 28 | 30 | 2 - Subj Inspection | 0100870MFH | ROLL HANDLING DEVICES |  | 0100870MFHC | SPOOL RETURN ARM | Circuit No. 5303 | Inductive Proximity Switch GS6-5303 | DD | E&I | Perform inspection and cleaning of field devices. If any abnormalities are found, create an order to repair or replace | Contamination | Clearance/alignment failure | Looseness | 336 |  | Refer to DWG KSD7580422 1(3) |  | JDE |  | FIELD DEVICES | Data created/will be sent for upload | FIELD DEV 7-E&I-DD-336 ROLL HANDLING FIELD INSTRUMENT INSP | 4660353
5692 | FIELD DEV 7-E&I-DD-336 ROLL | HANDLING FIELD INSTRUMENT INSP | 28 | 30 | 2 - Subj Inspection | 0100870MFH | ROLL HANDLING DEVICES |  | 0100870MFHC | SPOOL RETURN ARM | Circuit No. 5303 | Angle Transducer GT1-5303 | DD | E&I | Perform inspection and cleaning of field devices. If any abnormalities are found, create an order to repair or replace | Contamination | Clearance/alignment failure | Looseness | 336 |  | Refer to DWG KSD7580422 2(3) |  | JDE |  | FIELD DEVICES | Data created/will be sent for upload | FIELD DEV 7-E&I-DD-336 ROLL HANDLING FIELD INSTRUMENT INSP | 4660353
5693 | FIELD DEV 7-E&I-DD-336 ROLL | HANDLING FIELD INSTRUMENT INSP | 28 | 30 | 2 - Subj Inspection | 0100870MFH | ROLL HANDLING DEVICES |  | 0100870MFHC | SPOOL RETURN ARM | Circuit No. 5303 | Directional Control Valve GSV1-5303 | DD | E&I | Perform inspection and cleaning of field devices. If any abnormalities are found, create an order to repair or replace | Contamination | Clearance/alignment failure | Looseness | 336 |  | Refer to DWG KSD7580422 3(3) |  | JDE |  | FIELD DEVICES | Data created/will be sent for upload | FIELD DEV 7-E&I-DD-336 ROLL HANDLING FIELD INSTRUMENT INSP | 4660353
5694 | FIELD DEV 7-E&I-DD-336 ROLL | HANDLING FIELD INSTRUMENT INSP | 28 | 30 | 2 - Subj Inspection | 0100870MFH | ROLL HANDLING DEVICES |  | 0100870MFHC | SPOOL RETURN ARM | Circuit No. 5303 | Proportional Directional Valve FCM1-5303 | DD | E&I | Perform inspection and cleaning of field devices. If any abnormalities are found, create an order to repair or replace | Contamination | Clearance/alignment failure | Looseness | 336 |  | Refer to DWG KSD7580422 3(3) |  | JDE |  | FIELD DEVICES | Data created/will be sent for upload | FIELD DEV 7-E&I-DD-336 ROLL HANDLING FIELD INSTRUMENT INSP | 4660353
5695 | FIELD DEV 7-E&I-DD-336 ROLL | HANDLING FIELD INSTRUMENT INSP | 28 | 30 | 2 - Subj Inspection | 0100870MFH | ROLL HANDLING DEVICES |  | 0100870MFHD | ROLL HANDLING SERVICE DOOR | Circuit No. 5304 | Safety Gate Switch GZ1-5304 | DD | E&I | Perform inspection and cleaning of field devices. If any abnormalities are found, create an order to repair or replace | Contamination | Clearance/alignment failure | Looseness | 336 |  | Refer to DWG KSD7580422 1(2) |  | JDE |  | FIELD DEVICES | Data created/will be sent for upload | FIELD DEV 7-E&I-DD-336 ROLL HANDLING FIELD INSTRUMENT INSP | 4660353
5696 | FIELD DEV 7-E&I-DD-336 ROLL | HANDLING FIELD INSTRUMENT INSP | 28 | 30 | 2 - Subj Inspection | 0100870MFH | ROLL HANDLING DEVICES |  | 0100870MFHE | LIFTING TABLE | Circuit No. 5305 | Linear Sensor GT1-5305 | DD | E&I | Perform inspection and cleaning of field devices. If any abnormalities are found, create an order to repair or replace | Contamination | Clearance/alignment failure | Looseness | 336 |  | Refer to DWG KSD7580422 1(1) |  | JDE |  | FIELD DEVICES | Data created/will be sent for upload | FIELD DEV 7-E&I-DD-336 ROLL HANDLING FIELD INSTRUMENT INSP | 4660353
5697 | FIELD DEV 7-E&I-DD-336 ROLL | HANDLING FIELD INSTRUMENT INSP | 28 | 30 | 2 - Subj Inspection | 0100870MFH | ROLL HANDLING DEVICES |  | 0100870MFHE | LIFTING TABLE | Circuit No. 5305 | Directional Control Valve GSV1-5305 | DD | E&I | Perform inspection and cleaning of field devices. If any abnormalities are found, create an order to repair or replace | Contamination | Clearance/alignment failure | Looseness | 336 |  | Refer to DWG KSD7580422 1(1) |  | JDE |  | FIELD DEVICES | Data created/will be sent for upload | FIELD DEV 7-E&I-DD-336 ROLL HANDLING FIELD INSTRUMENT INSP | 4660353
5698 | FIELD DEV 7-E&I-DD-336 ROLL | HANDLING FIELD INSTRUMENT INSP | 28 | 30 | 2 - Subj Inspection | 0100870MFH | ROLL HANDLING DEVICES |  | 0100870MFHE | LIFTING TABLE | Circuit No. 5305 | Proportional Directional Valve FCM1-5305 | DD | E&I | Perform inspection and cleaning of field devices. If any abnormalities are found, create an order to repair or replace | Contamination | Clearance/alignment failure | Looseness | 336 |  | Refer to DWG KSD7580422 1(1) |  | JDE |  | FIELD DEVICES | Data created/will be sent for upload | FIELD DEV 7-E&I-DD-336 ROLL HANDLING FIELD INSTRUMENT INSP | 4660353
5699 | FIELD DEV 7-E&I-DD-336 ROLL | HANDLING FIELD INSTRUMENT INSP | 28 | 30 | 2 - Subj Inspection | 0100870MFH | ROLL HANDLING DEVICES |  | 0100870MFHF | TILT ON LIFTING TABLE | Circuit No. 5306 | Inductive Proximity Switch GS1-5306 | DD | E&I | Perform inspection and cleaning of field devices. If any abnormalities are found, create an order to repair or replace | Contamination | Clearance/alignment failure | Looseness | 336 |  | Refer to DWG KSD7580422 1(1) |  | JDE |  | FIELD DEVICES | Data created/will be sent for upload | FIELD DEV 7-E&I-DD-336 ROLL HANDLING FIELD INSTRUMENT INSP | 4660353
5700 | FIELD DEV 7-E&I-DD-336 ROLL | HANDLING FIELD INSTRUMENT INSP | 28 | 30 | 2 - Subj Inspection | 0100870MFH | ROLL HANDLING DEVICES |  | 0100870MFHF | TILT ON LIFTING TABLE | Circuit No. 5306 | Directional Valve GSV1-5306 | DD | E&I | Perform inspection and cleaning of field devices. If any abnormalities are found, create an order to repair or replace | Contamination | Clearance/alignment failure | Looseness | 336 |  | Refer to DWG KSD7580422 1(1) |  | JDE |  | FIELD DEVICES | Data created/will be sent for upload | FIELD DEV 7-E&I-DD-336 ROLL HANDLING FIELD INSTRUMENT INSP | 4660353
5701 | FIELD DEV 7-E&I-DD-336 ROLL | HANDLING FIELD INSTRUMENT INSP | 28 | 30 | 2 - Subj Inspection | 0100870MFH | ROLL HANDLING DEVICES |  | 0100870MFHG | CORE ADJUSTMENT ON LIFTING | Circuit No. 5307 | Inductive Proximity Switch GS1-5307 | DD | E&I | Perform inspection and cleaning of field devices. If any abnormalities are found, create an order to repair or replace | Contamination | Clearance/alignment failure | Looseness | 336 |  | Refer to DWG KSD7580422 1(1) |  | JDE |  | FIELD DEVICES | Data created/will be sent for upload | FIELD DEV 7-E&I-DD-336 ROLL HANDLING FIELD INSTRUMENT INSP | 4660353
5702 | FIELD DEV 7-E&I-DD-336 ROLL | HANDLING FIELD INSTRUMENT INSP | 28 | 30 | 2 - Subj Inspection | 0100870MFH | ROLL HANDLING DEVICES |  | 0100870MFHG | CORE ADJUSTMENT ON LIFTING | Circuit No. 5307 | Directional Control Valve GSV1-5307 | DD | E&I | Perform inspection and cleaning of field devices. If any abnormalities are found, create an order to repair or replace | Contamination | Clearance/alignment failure | Looseness | 336 |  | Refer to DWG KSD7580422 1(1) |  | JDE |  | FIELD DEVICES | Data created/will be sent for upload | FIELD DEV 7-E&I-DD-336 ROLL HANDLING FIELD INSTRUMENT INSP | 4660353
5703 | FIELD DEV 7-E&I-DD-336 ROLL | HANDLING FIELD INSTRUMENT INSP | 28 | 30 | 2 - Subj Inspection | 0100870MFH | ROLL HANDLING DEVICES |  | 0100870MFHH | CORE POSITIONING ON LIFTING | Circuit No. 5308 | Directional Control Valve GSV1-5308 | DD | E&I | Perform inspection and cleaning of field devices. If any abnormalities are found, create an order to repair or replace | Contamination | Clearance/alignment failure | Looseness | 336 |  | Refer to DWG KSD7580422 1(1) |  | JDE |  | FIELD DEVICES | Data created/will be sent for upload | FIELD DEV 7-E&I-DD-336 ROLL HANDLING FIELD INSTRUMENT INSP | 4660353
5704 | FIELD DEV 7-E&I-DD-336 ROLL | HANDLING FIELD INSTRUMENT INSP | 28 | 30 | 2 - Subj Inspection | 0100870MFH | ROLL HANDLING DEVICES |  | 0100870MFHI | SHAFT PULLER | Circuit No. 5311 | Photo switch GS1-5311 | DD | E&I | Perform inspection and cleaning of field devices. If any abnormalities are found, create an order to repair or replace | Contamination | Clearance/alignment failure | Looseness | 336 |  | Refer to DWG KSD7580422 1(2) |  | JDE |  | FIELD DEVICES | Data created/will be sent for upload | FIELD DEV 7-E&I-DD-336 ROLL HANDLING FIELD INSTRUMENT INSP | 4660353
5705 | FIELD DEV 7-E&I-DD-336 ROLL | HANDLING FIELD INSTRUMENT INSP | 28 | 30 | 2 - Subj Inspection | 0100870MFH | ROLL HANDLING DEVICES |  | 0100870MFHI | SHAFT PULLER | Circuit No. 5311 | Photo switch GS2-5311 | DD | E&I | Perform inspection and cleaning of field devices. If any abnormalities are found, create an order to repair or replace | Contamination | Clearance/alignment failure | Looseness | 336 |  | Refer to DWG KSD7580422 1(2) |  | JDE |  | FIELD DEVICES | Data created/will be sent for upload | FIELD DEV 7-E&I-DD-336 ROLL HANDLING FIELD INSTRUMENT INSP | 4660353
5706 | FIELD DEV 7-E&I-DD-336 ROLL | HANDLING FIELD INSTRUMENT INSP | 28 | 30 | 2 - Subj Inspection | 0100870MFH | ROLL HANDLING DEVICES |  | 0100870MFHI | SHAFT PULLER | Circuit No. 5311 | Linear Sensor GT1-5311 | DD | E&I | Perform inspection and cleaning of field devices. If any abnormalities are found, create an order to repair or replace | Contamination | Clearance/alignment failure | Looseness | 336 |  | Refer to DWG KSD7580422 1(2) |  | JDE |  | FIELD DEVICES | Data created/will be sent for upload | FIELD DEV 7-E&I-DD-336 ROLL HANDLING FIELD INSTRUMENT INSP | 4660353
5707 | FIELD DEV 7-E&I-DD-336 ROLL | HANDLING FIELD INSTRUMENT INSP | 28 | 30 | 2 - Subj Inspection | 0100870MFH | ROLL HANDLING DEVICES |  | 0100870MFHI | SHAFT PULLER | Circuit No. 5311 | M1-5311 | DD | E&I | Perform inspection and cleaning of field devices. If any abnormalities are found, create an order to repair or replace | Contamination | Clearance/alignment failure | Looseness | 336 |  | Refer to DWG KSD7580422 2(2) |  | JDE |  | FIELD DEVICES | Data created/will be sent for upload | FIELD DEV 7-E&I-DD-336 ROLL HANDLING FIELD INSTRUMENT INSP | 4660353
5708 | FIELD DEV 7-E&I-DD-336 ROLL | HANDLING FIELD INSTRUMENT INSP | 28 | 30 | 2 - Subj Inspection | 0100870MFH | ROLL HANDLING DEVICES |  | 0100870MFHJ | INFLATE DEFLATE DEVICE | Circuit No. 5312 | Inductive Proximity Switch GS1-5312 | DD | E&I | Perform inspection and cleaning of field devices. If any abnormalities are found, create an order to repair or replace | Contamination | Clearance/alignment failure | Looseness | 336 |  | Refer to DWG KSD7580422 1(2) |  | JDE |  | FIELD DEVICES | Data created/will be sent for upload | FIELD DEV 7-E&I-DD-336 ROLL HANDLING FIELD INSTRUMENT INSP | 4660353
5709 | FIELD DEV 7-E&I-DD-336 ROLL | HANDLING FIELD INSTRUMENT INSP | 28 | 30 | 2 - Subj Inspection | 0100870MFH | ROLL HANDLING DEVICES |  | 0100870MFHJ | INFLATE DEFLATE DEVICE | Circuit No. 5312 | Inductive Proximity Switch GS2-5312 | DD | E&I | Perform inspection and cleaning of field devices. If any abnormalities are found, create an order to repair or replace | Contamination | Clearance/alignment failure | Looseness | 336 |  | Refer to DWG KSD7580422 1(2) |  | JDE |  | FIELD DEVICES | Data created/will be sent for upload | FIELD DEV 7-E&I-DD-336 ROLL HANDLING FIELD INSTRUMENT INSP | 4660353
5710 | FIELD DEV 7-E&I-DD-336 ROLL | HANDLING FIELD INSTRUMENT INSP | 28 | 30 | 2 - Subj Inspection | 0100870MFH | ROLL HANDLING DEVICES |  | 0100870MFHJ | INFLATE DEFLATE DEVICE | Circuit No. 5312 | Pressure Switch PS1-5312 | DD | E&I | Perform inspection and cleaning of field devices. If any abnormalities are found, create an order to repair or replace | Contamination | Clearance/alignment failure | Looseness | 336 |  | Refer to DWG KSD7580422 1(2) |  | JDE |  | FIELD DEVICES | Data created/will be sent for upload | FIELD DEV 7-E&I-DD-336 ROLL HANDLING FIELD INSTRUMENT INSP | 4660353
5711 | FIELD DEV 7-E&I-DD-336 ROLL | HANDLING FIELD INSTRUMENT INSP | 28 | 30 | 2 - Subj Inspection | 0100870MFH | ROLL HANDLING DEVICES |  | 0100870MFHJ | INFLATE DEFLATE DEVICE | Circuit No. 5312 | Pressure Switch PS2-5312 | DD | E&I | Perform inspection and cleaning of field devices. If any abnormalities are found, create an order to repair or replace | Contamination | Clearance/alignment failure | Looseness | 336 |  | Refer to DWG KSD7580422 1(2) |  | JDE |  | FIELD DEVICES | Data created/will be sent for upload | FIELD DEV 7-E&I-DD-336 ROLL HANDLING FIELD INSTRUMENT INSP | 4660353
5712 | FIELD DEV 7-E&I-DD-336 ROLL | HANDLING FIELD INSTRUMENT INSP | 28 | 30 | 2 - Subj Inspection | 0100870MFH | ROLL HANDLING DEVICES |  | 0100870MFHJ | INFLATE DEFLATE DEVICE | Circuit No. 5312 | Pressure Switch PS3-5312 | DD | E&I | Perform inspection and cleaning of field devices. If any abnormalities are found, create an order to repair or replace | Contamination | Clearance/alignment failure | Looseness | 336 |  | Refer to DWG KSD7580422 1(2) |  | JDE |  | FIELD DEVICES | Data created/will be sent for upload | FIELD DEV 7-E&I-DD-336 ROLL HANDLING FIELD INSTRUMENT INSP | 4660353
5713 | FIELD DEV 7-E&I-DD-336 ROLL | HANDLING FIELD INSTRUMENT INSP | 28 | 30 | 2 - Subj Inspection | 0100870MFH | ROLL HANDLING DEVICES |  | 0100870MFHJ | INFLATE DEFLATE DEVICE | Circuit No. 5312 | Directional Control Valve GSV1-5312 | DD | E&I | Perform inspection and cleaning of field devices. If any abnormalities are found, create an order to repair or replace | Contamination | Clearance/alignment failure | Looseness | 336 |  | Refer to DWG KSD7580422 2(2) |  | JDE |  | FIELD DEVICES | Data created/will be sent for upload | FIELD DEV 7-E&I-DD-336 ROLL HANDLING FIELD INSTRUMENT INSP | 4660353
5714 | FIELD DEV 7-E&I-DD-336 ROLL | HANDLING FIELD INSTRUMENT INSP | 28 | 30 | 2 - Subj Inspection | 0100870MFH | ROLL HANDLING DEVICES |  | 0100870MFHJ | INFLATE DEFLATE DEVICE | Circuit No. 5312 | Directional Control Valve GSV2-5312 | DD | E&I | Perform inspection and cleaning of field devices. If any abnormalities are found, create an order to repair or replace | Contamination | Clearance/alignment failure | Looseness | 336 |  | Refer to DWG KSD7580422 2(2) |  | JDE |  | FIELD DEVICES | Data created/will be sent for upload | FIELD DEV 7-E&I-DD-336 ROLL HANDLING FIELD INSTRUMENT INSP | 4660353
5715 | FIELD DEV 7-E&I-DD-336 ROLL | HANDLING FIELD INSTRUMENT INSP | 28 | 30 | 2 - Subj Inspection | 0100870MFH | ROLL HANDLING DEVICES |  | 0100870MFHJ | INFLATE DEFLATE DEVICE | Circuit No. 5312 | Directional Control Valve GSV3-5312 | DD | E&I | Perform inspection and cleaning of field devices. If any abnormalities are found, create an order to repair or replace | Contamination | Clearance/alignment failure | Looseness | 336 |  | Refer to DWG KSD7580422 2(2) |  | JDE |  | FIELD DEVICES | Data created/will be sent for upload | FIELD DEV 7-E&I-DD-336 ROLL HANDLING FIELD INSTRUMENT INSP | 4660353
5716 | FIELD DEV 7-E&I-DD-336 ROLL | HANDLING FIELD INSTRUMENT INSP | 28 | 30 | 2 - Subj Inspection | 0100870MFH | ROLL HANDLING DEVICES |  | 0100870MFHJ | INFLATE DEFLATE DEVICE | Circuit No. 5312 | Directional Control Valve GSV4-5312 | DD | E&I | Perform inspection and cleaning of field devices. If any abnormalities are found, create an order to repair or replace | Contamination | Clearance/alignment failure | Looseness | 336 |  | Refer to DWG KSD7580422 2(2) |  | JDE |  | FIELD DEVICES | Data created/will be sent for upload | FIELD DEV 7-E&I-DD-336 ROLL HANDLING FIELD INSTRUMENT INSP | 4660353
5717 | FIELD DEV 7-E&I-DD-336 ROLL | HANDLING FIELD INSTRUMENT INSP | 28 | 30 | 2 - Subj Inspection | 0100870MFH | ROLL HANDLING DEVICES |  | 0100870MFHK | CORE PUSHER | Circuit No. 5320 | Photo switch GS1-5320 | DD | E&I | Perform inspection and cleaning of field devices. If any abnormalities are found, create an order to repair or replace | Contamination | Clearance/alignment failure | Looseness | 336 |  | Refer to DWG KSD7580422 1(2) |  | JDE |  | FIELD DEVICES | Data created/will be sent for upload | FIELD DEV 7-E&I-DD-336 ROLL HANDLING FIELD INSTRUMENT INSP | 4660353
5718 | FIELD DEV 7-E&I-DD-336 ROLL | HANDLING FIELD INSTRUMENT INSP | 28 | 30 | 2 - Subj Inspection | 0100870MFH | ROLL HANDLING DEVICES |  | 0100870MFHK | CORE PUSHER | Circuit No. 5320 | Photo switch GS2-5320 | DD | E&I | Perform inspection and cleaning of field devices. If any abnormalities are found, create an order to repair or replace | Contamination | Clearance/alignment failure | Looseness | 336 |  | Refer to DWG KSD7580422 1(2) |  | JDE |  | FIELD DEVICES | Data created/will be sent for upload | FIELD DEV 7-E&I-DD-336 ROLL HANDLING FIELD INSTRUMENT INSP | 4660353
5719 | FIELD DEV 7-E&I-DD-336 ROLL | HANDLING FIELD INSTRUMENT INSP | 28 | 30 | 2 - Subj Inspection | 0100870MFH | ROLL HANDLING DEVICES |  | 0100870MFHK | CORE PUSHER | Circuit No. 5320 | Linear Sensor GT1-5320 | DD | E&I | Perform inspection and cleaning of field devices. If any abnormalities are found, create an order to repair or replace | Contamination | Clearance/alignment failure | Looseness | 336 |  | Refer to DWG KSD7580422 1(2) |  | JDE |  | FIELD DEVICES | Data created/will be sent for upload | FIELD DEV 7-E&I-DD-336 ROLL HANDLING FIELD INSTRUMENT INSP | 4660353
5720 | FIELD DEV 7-E&I-DD-336 ROLL | HANDLING FIELD INSTRUMENT INSP | 28 | 30 | 2 - Subj Inspection | 0100870MFH | ROLL HANDLING DEVICES |  | 0100870MFHK | CORE PUSHER | Circuit No. 5320 | M1-5320 | DD | E&I | Perform inspection and cleaning of field devices. If any abnormalities are found, create an order to repair or replace | Contamination | Clearance/alignment failure | Looseness | 336 |  | Refer to DWG KSD7580422 2(2) |  | JDE |  | FIELD DEVICES | Data created/will be sent for upload | FIELD DEV 7-E&I-DD-336 ROLL HANDLING FIELD INSTRUMENT INSP | 4660353
5721 | FIELD DEV 7-E&I-DD-336 ROLL | HANDLING FIELD INSTRUMENT INSP | 28 | 30 | 2 - Subj Inspection | 0100870MFH | ROLL HANDLING DEVICES |  | 0100870MFHL | CORE STOPPER ON STORAGE TABLE | Circuit No. 5321 | Photo switch GS1-5321 | DD | E&I | Perform inspection and cleaning of field devices. If any abnormalities are found, create an order to repair or replace | Contamination | Clearance/alignment failure | Looseness | 336 |  | Refer to DWG KSD7580422 1(1) |  | JDE |  | FIELD DEVICES | Data created/will be sent for upload | FIELD DEV 7-E&I-DD-336 ROLL HANDLING FIELD INSTRUMENT INSP | 4660353
5722 | FIELD DEV 7-E&I-DD-336 ROLL | HANDLING FIELD INSTRUMENT INSP | 28 | 30 | 2 - Subj Inspection | 0100870MFH | ROLL HANDLING DEVICES |  | 0100870MFHL | CORE STOPPER ON STORAGE TABLE | Circuit No. 5321 | Directional Control Valve GSV1-5321 | DD | E&I | Perform inspection and cleaning of field devices. If any abnormalities are found, create an order to repair or replace | Contamination | Clearance/alignment failure | Looseness | 336 |  | Refer to DWG KSD7580422 1(1) |  | JDE |  | FIELD DEVICES | Data created/will be sent for upload | FIELD DEV 7-E&I-DD-336 ROLL HANDLING FIELD INSTRUMENT INSP | 4660353
5723 | FIELD DEV 5-E&I-DD-336 | CONVEYORS FIELD INSTUMENT INSP | 22 | 30 | 2 - Subj Inspection | 0100870MFI | CONVEYORS DEVICES |  | 0100870MFIA | CONVEYOR AREA MODE SELECT | Circuit No. 5350 | Illuminated Push Button HSI1-5350 | DD | E&I | Perform inspection and cleaning of field devices. If any abnormalities are found, create an order to repair or replace | Contamination | Clearance/alignment failure | Looseness | 336 |  | Refer to DWG KSD7580422 1(1) |  | JDE |  | FIELD DEVICES | Data created/will be sent for upload | FIELD DEV 5-E&I-DD-336 CONVEYORS FIELD INSTUMENT INSP | 4660354
5724 | FIELD DEV 5-E&I-DD-336 | CONVEYORS FIELD INSTUMENT INSP | 22 | 30 | 2 - Subj Inspection | 0100870MFI | CONVEYORS DEVICES |  | 0100870MFIB | CONVEYOR AREA SEQUENCE | Circuit No. 5351 |  | DD | E&I | Perform inspection and cleaning of field devices. If any abnormalities are found, create an order to repair or replace | Contamination | Clearance/alignment failure | Looseness | 336 |  | Refer to DWG KSD7580422 1(1) |  | JDE |  | FIELD DEVICES | Data created/will be sent for upload | FIELD DEV 5-E&I-DD-336 CONVEYORS FIELD INSTUMENT INSP | 4660354
5725 | FIELD DEV 5-E&I-DD-336 | CONVEYORS FIELD INSTUMENT INSP | 22 | 30 | 2 - Subj Inspection | 0100870MFI | CONVEYORS DEVICES |  | 0100870MFIC | RECEIVING CONVEYOR SERVICE | Circuit No. 5352 | Safety Light Barrier GZ1-5352 | DD | E&I | Perform inspection and cleaning of field devices. If any abnormalities are found, create an order to repair or replace | Contamination | Clearance/alignment failure | Looseness | 336 |  | Refer to DWG KSD7580422 1(2) |  | JDE |  | FIELD DEVICES | Data created/will be sent for upload | FIELD DEV 5-E&I-DD-336 CONVEYORS FIELD INSTUMENT INSP | 4660354
5726 | FIELD DEV 5-E&I-DD-336 | CONVEYORS FIELD INSTUMENT INSP | 22 | 30 | 2 - Subj Inspection | 0100870MFI | CONVEYORS DEVICES |  | 0100870MFIC | RECEIVING CONVEYOR SERVICE | Circuit No. 5352 | Photo switch GS1-5352 | DD | E&I | Perform inspection and cleaning of field devices. If any abnormalities are found, create an order to repair or replace | Contamination | Clearance/alignment failure | Looseness | 336 |  | Refer to DWG KSD7580422 1(2) |  | JDE |  | FIELD DEVICES | Data created/will be sent for upload | FIELD DEV 5-E&I-DD-336 CONVEYORS FIELD INSTUMENT INSP | 4660354
5727 | FIELD DEV 5-E&I-DD-336 | CONVEYORS FIELD INSTUMENT INSP | 22 | 30 | 2 - Subj Inspection | 0100870MFI | CONVEYORS DEVICES |  | 0100870MFID | UPENDER CONVEYOR SERVICE AREA | Circuit No. 5354 | Safety Light Barrier GZ1-5354 | DD | E&I | Perform inspection and cleaning of field devices. If any abnormalities are found, create an order to repair or replace | Contamination | Clearance/alignment failure | Looseness | 336 |  | Refer to DWG KSD7580422 1(4) |  | JDE |  | FIELD DEVICES | Data created/will be sent for upload | FIELD DEV 5-E&I-DD-336 CONVEYORS FIELD INSTUMENT INSP | 4660354
5728 | FIELD DEV 5-E&I-DD-336 | CONVEYORS FIELD INSTUMENT INSP | 22 | 30 | 2 - Subj Inspection | 0100870MFI | CONVEYORS DEVICES |  | 0100870MFID | UPENDER CONVEYOR SERVICE AREA | Circuit No. 5354 | Safety Light Barrier GZ2-5354 | DD | E&I | Perform inspection and cleaning of field devices. If any abnormalities are found, create an order to repair or replace | Contamination | Clearance/alignment failure | Looseness | 336 |  | Refer to DWG KSD7580422 1(4) |  | JDE |  | FIELD DEVICES | Data created/will be sent for upload | FIELD DEV 5-E&I-DD-336 CONVEYORS FIELD INSTUMENT INSP | 4660354
5729 | FIELD DEV 5-E&I-DD-336 | CONVEYORS FIELD INSTUMENT INSP | 22 | 30 | 2 - Subj Inspection | 0100870MFI | CONVEYORS DEVICES |  | 0100870MFID | UPENDER CONVEYOR SERVICE AREA | Circuit No. 5354 | Steady Light HA1-5354 | DD | E&I | Perform inspection and cleaning of field devices. If any abnormalities are found, create an order to repair or replace | Contamination | Clearance/alignment failure | Looseness | 336 |  | Refer to DWG KSD7580422 2(4) |  | JDE |  | FIELD DEVICES | Data created/will be sent for upload | FIELD DEV 5-E&I-DD-336 CONVEYORS FIELD INSTUMENT INSP | 4660354
5730 | FIELD DEV 5-E&I-DD-336 | CONVEYORS FIELD INSTUMENT INSP | 22 | 30 | 2 - Subj Inspection | 0100870MFI | CONVEYORS DEVICES |  | 0100870MFID | UPENDER CONVEYOR SERVICE AREA | Circuit No. 5354 | Illuminated Push Button HSI2-5354 | DD | E&I | Perform inspection and cleaning of field devices. If any abnormalities are found, create an order to repair or replace | Contamination | Clearance/alignment failure | Looseness | 336 |  | Refer to DWG KSD7580422 2(4) |  | JDE |  | FIELD DEVICES | Data created/will be sent for upload | FIELD DEV 5-E&I-DD-336 CONVEYORS FIELD INSTUMENT INSP | 4660354
5731 | FIELD DEV 5-E&I-DD-336 | CONVEYORS FIELD INSTUMENT INSP | 22 | 30 | 2 - Subj Inspection | 0100870MFI | CONVEYORS DEVICES |  | 0100870MFID | UPENDER CONVEYOR SERVICE AREA | Circuit No. 5354 | Photo switch GS1-5354 | DD | E&I | Perform inspection and cleaning of field devices. If any abnormalities are found, create an order to repair or replace | Contamination | Clearance/alignment failure | Looseness | 336 |  | Refer to DWG KSD7580422 3(4) |  | JDE |  | FIELD DEVICES | Data created/will be sent for upload | FIELD DEV 5-E&I-DD-336 CONVEYORS FIELD INSTUMENT INSP | 4660354
5732 | FIELD DEV 5-E&I-DD-336 | CONVEYORS FIELD INSTUMENT INSP | 22 | 30 | 2 - Subj Inspection | 0100870MFI | CONVEYORS DEVICES |  | 0100870MFID | UPENDER CONVEYOR SERVICE AREA | Circuit No. 5354 | Photo switch GS2-5354 | DD | E&I | Perform inspection and cleaning of field devices. If any abnormalities are found, create an order to repair or replace | Contamination | Clearance/alignment failure | Looseness | 336 |  | Refer to DWG KSD7580422 3(4) |  | JDE |  | FIELD DEVICES | Data created/will be sent for upload | FIELD DEV 5-E&I-DD-336 CONVEYORS FIELD INSTUMENT INSP | 4660354
5733 | FIELD DEV 5-E&I-DD-336 | CONVEYORS FIELD INSTUMENT INSP | 22 | 30 | 2 - Subj Inspection | 0100870MFI | CONVEYORS DEVICES |  | 0100870MFID | UPENDER CONVEYOR SERVICE AREA | Circuit No. 5354 | Photo switch GS3-5354 | DD | E&I | Perform inspection and cleaning of field devices. If any abnormalities are found, create an order to repair or replace | Contamination | Clearance/alignment failure | Looseness | 336 |  | Refer to DWG KSD7580422 3(4) |  | JDE |  | FIELD DEVICES | Data created/will be sent for upload | FIELD DEV 5-E&I-DD-336 CONVEYORS FIELD INSTUMENT INSP | 4660354
5734 | FIELD DEV 5-E&I-DD-336 | CONVEYORS FIELD INSTUMENT INSP | 22 | 30 | 2 - Subj Inspection | 0100870MFI | CONVEYORS DEVICES |  | 0100870MFID | UPENDER CONVEYOR SERVICE AREA | Circuit No. 5354 | Photo switch GS4-5354 | DD | E&I | Perform inspection and cleaning of field devices. If any abnormalities are found, create an order to repair or replace | Contamination | Clearance/alignment failure | Looseness | 336 |  | Refer to DWG KSD7580422 3(4) |  | JDE |  | FIELD DEVICES | Data created/will be sent for upload | FIELD DEV 5-E&I-DD-336 CONVEYORS FIELD INSTUMENT INSP | 4660354
5735 | FIELD DEV 5-E&I-DD-336 | CONVEYORS FIELD INSTUMENT INSP | 22 | 30 | 2 - Subj Inspection | 0100870MFI | CONVEYORS DEVICES |  | 0100870MFIE | PICK UP CONVEYOR SERVICE AREA | Circuit No. 5355 | Safety Light Grid Transmitter GZ1-5355A | DD | E&I | Perform inspection and cleaning of field devices. If any abnormalities are found, create an order to repair or replace | Contamination | Clearance/alignment failure | Looseness | 336 |  | Refer to DWG KSD7580422 1(2) |  | JDE |  | FIELD DEVICES | Data created/will be sent for upload | FIELD DEV 5-E&I-DD-336 CONVEYORS FIELD INSTUMENT INSP | 4660354
5736 | FIELD DEV 5-E&I-DD-336 | CONVEYORS FIELD INSTUMENT INSP | 22 | 30 | 2 - Subj Inspection | 0100870MFI | CONVEYORS DEVICES |  | 0100870MFIE | PICK UP CONVEYOR SERVICE AREA | Circuit No. 5355 | Safety Light Grid Receiver GZ1-5355B | DD | E&I | Perform inspection and cleaning of field devices. If any abnormalities are found, create an order to repair or replace | Contamination | Clearance/alignment failure | Looseness | 336 |  | Refer to DWG KSD7580422 1(2) |  | JDE |  | FIELD DEVICES | Data created/will be sent for upload | FIELD DEV 5-E&I-DD-336 CONVEYORS FIELD INSTUMENT INSP | 4660354
5737 | FIELD DEV 5-E&I-DD-336 | CONVEYORS FIELD INSTUMENT INSP | 22 | 30 | 2 - Subj Inspection | 0100870MFI | CONVEYORS DEVICES |  | 0100870MFIE | PICK UP CONVEYOR SERVICE AREA | Circuit No. 5355 | Illuminated Push Button HSI1-5355 | DD | E&I | Perform inspection and cleaning of field devices. If any abnormalities are found, create an order to repair or replace | Contamination | Clearance/alignment failure | Looseness | 336 |  | Refer to DWG KSD7580422 1(2) |  | JDE |  | FIELD DEVICES | Data created/will be sent for upload | FIELD DEV 5-E&I-DD-336 CONVEYORS FIELD INSTUMENT INSP | 4660354
5738 | FIELD DEV 5-E&I-DD-336 | CONVEYORS FIELD INSTUMENT INSP | 22 | 30 | 2 - Subj Inspection | 0100870MFI | CONVEYORS DEVICES |  | 0100870MFIE | PICK UP CONVEYOR SERVICE AREA | Circuit No. 5355 | Strobe Light HA1-5355 | DD | E&I | Perform inspection and cleaning of field devices. If any abnormalities are found, create an order to repair or replace | Contamination | Clearance/alignment failure | Looseness | 336 |  | Refer to DWG KSD7580422 1(2) |  | JDE |  | FIELD DEVICES | Data created/will be sent for upload | FIELD DEV 5-E&I-DD-336 CONVEYORS FIELD INSTUMENT INSP | 4660354
5739 | FIELD DEV 5-E&I-DD-336 | CONVEYORS FIELD INSTUMENT INSP | 22 | 30 | 2 - Subj Inspection | 0100870MFI | CONVEYORS DEVICES |  | 0100870MFIF | ROLL STOPPERS ON RECEIVING | Circuit No. 5356 | Inductive Proximity Switch GS2-5356 | DD | E&I | Perform inspection and cleaning of field devices. If any abnormalities are found, create an order to repair or replace | Contamination | Clearance/alignment failure | Looseness | 336 |  | Refer to DWG KSD7580422 1(1) |  | JDE |  | FIELD DEVICES | Data created/will be sent for upload | FIELD DEV 5-E&I-DD-336 CONVEYORS FIELD INSTUMENT INSP | 4660354
5740 | FIELD DEV 5-E&I-DD-336 | CONVEYORS FIELD INSTUMENT INSP | 22 | 30 | 2 - Subj Inspection | 0100870MFI | CONVEYORS DEVICES |  | 0100870MFIF | ROLL STOPPERS ON RECEIVING | Circuit No. 5356 | Inductive Proximity Switch GS4-5356 | DD | E&I | Perform inspection and cleaning of field devices. If any abnormalities are found, create an order to repair or replace | Contamination | Clearance/alignment failure | Looseness | 336 |  | Refer to DWG KSD7580422 1(1) |  | JDE |  | FIELD DEVICES | Data created/will be sent for upload | FIELD DEV 5-E&I-DD-336 CONVEYORS FIELD INSTUMENT INSP | 4660354
5741 | FIELD DEV 5-E&I-DD-336 | CONVEYORS FIELD INSTUMENT INSP | 22 | 30 | 2 - Subj Inspection | 0100870MFI | CONVEYORS DEVICES |  | 0100870MFIF | ROLL STOPPERS ON RECEIVING | Circuit No. 5356 | Directional Control Valve GSV1-5356 | DD | E&I | Perform inspection and cleaning of field devices. If any abnormalities are found, create an order to repair or replace | Contamination | Clearance/alignment failure | Looseness | 336 |  | Refer to DWG KSD7580422 1(1) |  | JDE |  | FIELD DEVICES | Data created/will be sent for upload | FIELD DEV 5-E&I-DD-336 CONVEYORS FIELD INSTUMENT INSP | 4660354
5742 | FIELD DEV 5-E&I-DD-336 | CONVEYORS FIELD INSTUMENT INSP | 22 | 30 | 2 - Subj Inspection | 0100870MFI | CONVEYORS DEVICES |  | 0100870MFIG | ROLL TILT ON RECEIVING | Circuit No. 5357 | Illuminated Push Button HSI1-5357 | DD | E&I | Perform inspection and cleaning of field devices. If any abnormalities are found, create an order to repair or replace | Contamination | Clearance/alignment failure | Looseness | 336 |  | Refer to DWG KSD7580422 1(2) |  | JDE |  | FIELD DEVICES | Data created/will be sent for upload | FIELD DEV 5-E&I-DD-336 CONVEYORS FIELD INSTUMENT INSP | 4660354
5743 | FIELD DEV 5-E&I-DD-336 | CONVEYORS FIELD INSTUMENT INSP | 22 | 30 | 2 - Subj Inspection | 0100870MFI | CONVEYORS DEVICES |  | 0100870MFIG | ROLL TILT ON RECEIVING | Circuit No. 5357 | Inductive Proximity Switch GS2-5357 | DD | E&I | Perform inspection and cleaning of field devices. If any abnormalities are found, create an order to repair or replace | Contamination | Clearance/alignment failure | Looseness | 336 |  | Refer to DWG KSD7580422 1(2) |  | JDE |  | FIELD DEVICES | Data created/will be sent for upload | FIELD DEV 5-E&I-DD-336 CONVEYORS FIELD INSTUMENT INSP | 4660354
5744 | FIELD DEV 5-E&I-DD-336 | CONVEYORS FIELD INSTUMENT INSP | 22 | 30 | 2 - Subj Inspection | 0100870MFI | CONVEYORS DEVICES |  | 0100870MFIG | ROLL TILT ON RECEIVING | Circuit No. 5357 | Base Module HA1-5357 | DD | E&I | Perform inspection and cleaning of field devices. If any abnormalities are found, create an order to repair or replace | Contamination | Clearance/alignment failure | Looseness | 336 |  | Refer to DWG KSD7580422 2(2) |  | JDE |  | FIELD DEVICES | Data created/will be sent for upload | FIELD DEV 5-E&I-DD-336 CONVEYORS FIELD INSTUMENT INSP | 4660354
5745 | FIELD DEV 5-E&I-DD-336 | CONVEYORS FIELD INSTUMENT INSP | 22 | 30 | 2 - Subj Inspection | 0100870MFI | CONVEYORS DEVICES |  | 0100870MFIG | ROLL TILT ON RECEIVING | Circuit No. 5357 | Directional Valve GSV1-5357 | DD | E&I | Perform inspection and cleaning of field devices. If any abnormalities are found, create an order to repair or replace | Contamination | Clearance/alignment failure | Looseness | 336 |  | Refer to DWG KSD7580422 2(2) |  | JDE |  | FIELD DEVICES | Data created/will be sent for upload | FIELD DEV 5-E&I-DD-336 CONVEYORS FIELD INSTUMENT INSP | 4660354
5746 | FIELD DEV 5-E&I-DD-336 | CONVEYORS FIELD INSTUMENT INSP | 22 | 30 | 2 - Subj Inspection | 0100870MFI | CONVEYORS DEVICES |  | 0100870MFIH | UPENDER | Circuit No. 5358 | Angle Transducer GT1-5358 | DD | E&I | Perform inspection and cleaning of field devices. If any abnormalities are found, create an order to repair or replace | Contamination | Clearance/alignment failure | Looseness | 336 |  | Refer to DWG KSD7580422 1(2) |  | JDE |  | FIELD DEVICES | Data created/will be sent for upload | FIELD DEV 5-E&I-DD-336 CONVEYORS FIELD INSTUMENT INSP | 4660354
5747 | FIELD DEV 5-E&I-DD-336 | CONVEYORS FIELD INSTUMENT INSP | 22 | 30 | 2 - Subj Inspection | 0100870MFI | CONVEYORS DEVICES |  | 0100870MFIH | UPENDER | Circuit No. 5358 | Inductive Proximity Switch GS1-5358 | DD | E&I | Perform inspection and cleaning of field devices. If any abnormalities are found, create an order to repair or replace | Contamination | Clearance/alignment failure | Looseness | 336 |  | Refer to DWG KSD7580422 1(2) |  | JDE |  | FIELD DEVICES | Data created/will be sent for upload | FIELD DEV 5-E&I-DD-336 CONVEYORS FIELD INSTUMENT INSP | 4660354
5748 | FIELD DEV 5-E&I-DD-336 | CONVEYORS FIELD INSTUMENT INSP | 22 | 30 | 2 - Subj Inspection | 0100870MFI | CONVEYORS DEVICES |  | 0100870MFIH | UPENDER | Circuit No. 5358 | Inductive Proximity Switch GS2-5358 | DD | E&I | Perform inspection and cleaning of field devices. If any abnormalities are found, create an order to repair or replace | Contamination | Clearance/alignment failure | Looseness | 336 |  | Refer to DWG KSD7580422 1(2) |  | JDE |  | FIELD DEVICES | Data created/will be sent for upload | FIELD DEV 5-E&I-DD-336 CONVEYORS FIELD INSTUMENT INSP | 4660354
5749 | FIELD DEV 5-E&I-DD-336 | CONVEYORS FIELD INSTUMENT INSP | 22 | 30 | 2 - Subj Inspection | 0100870MFI | CONVEYORS DEVICES |  | 0100870MFIH | UPENDER | Circuit No. 5358 | Directional Control Valve GSV1-5358 | DD | E&I | Perform inspection and cleaning of field devices. If any abnormalities are found, create an order to repair or replace | Contamination | Clearance/alignment failure | Looseness | 336 |  | Refer to DWG KSD7580422 2(2) |  | JDE |  | FIELD DEVICES | Data created/will be sent for upload | FIELD DEV 5-E&I-DD-336 CONVEYORS FIELD INSTUMENT INSP | 4660354
5750 | FIELD DEV 5-E&I-DD-336 | CONVEYORS FIELD INSTUMENT INSP | 22 | 30 | 2 - Subj Inspection | 0100870MFI | CONVEYORS DEVICES |  | 0100870MFIH | UPENDER | Circuit No. 5358 | Proportional Directional Valve FCM1-5358 | DD | E&I | Perform inspection and cleaning of field devices. If any abnormalities are found, create an order to repair or replace | Contamination | Clearance/alignment failure | Looseness | 336 |  | Refer to DWG KSD7580422 2(2) |  | JDE |  | FIELD DEVICES | Data created/will be sent for upload | FIELD DEV 5-E&I-DD-336 CONVEYORS FIELD INSTUMENT INSP | 4660354
5751 | FIELD DEV 5-E&I-DD-336 | CONVEYORS FIELD INSTUMENT INSP | 22 | 30 | 2 - Subj Inspection | 0100870MFI | CONVEYORS DEVICES |  | 0100870MFII | RECEIVING CONVEYOR TENDING | Circuit No. 5361 | Photo switch GS1-5361 | DD | E&I | Perform inspection and cleaning of field devices. If any abnormalities are found, create an order to repair or replace | Contamination | Clearance/alignment failure | Looseness | 336 |  | Refer to DWG KSD7580422 1(1) |  | JDE |  | FIELD DEVICES | Data created/will be sent for upload | FIELD DEV 5-E&I-DD-336 CONVEYORS FIELD INSTUMENT INSP | 4660354
5752 | FIELD DEV 5-E&I-DD-336 | CONVEYORS FIELD INSTUMENT INSP | 22 | 30 | 2 - Subj Inspection | 0100870MFI | CONVEYORS DEVICES |  | 0100870MFII | RECEIVING CONVEYOR TENDING | Circuit No. 5361 | Photo switch GS2-5361 | DD | E&I | Perform inspection and cleaning of field devices. If any abnormalities are found, create an order to repair or replace | Contamination | Clearance/alignment failure | Looseness | 336 |  | Refer to DWG KSD7580422 1(1) |  | JDE |  | FIELD DEVICES | Data created/will be sent for upload | FIELD DEV 5-E&I-DD-336 CONVEYORS FIELD INSTUMENT INSP | 4660354
5753 | FIELD DEV 5-E&I-DD-336 | CONVEYORS FIELD INSTUMENT INSP | 22 | 30 | 2 - Subj Inspection | 0100870MFI | CONVEYORS DEVICES |  | 0100870MFII | RECEIVING CONVEYOR TENDING | Circuit No. 5361 | FQ1-5361 | DD | E&I | Perform inspection and cleaning of field devices. If any abnormalities are found, create an order to repair or replace | Contamination | Clearance/alignment failure | Looseness | 336 |  | Refer to DWG KSD7580422 1(1) |  | JDE |  | FIELD DEVICES | Data created/will be sent for upload | FIELD DEV 5-E&I-DD-336 CONVEYORS FIELD INSTUMENT INSP | 4660354
5754 | FIELD DEV 5-E&I-DD-336 | CONVEYORS FIELD INSTUMENT INSP | 22 | 30 | 2 - Subj Inspection | 0100870MFI | CONVEYORS DEVICES |  | 0100870MFIJ | RECEIVING CONVEYOR DRIVE SIDE | Circuit No. 5362 | Photo switch GS1-5362 | DD | E&I | Perform inspection and cleaning of field devices. If any abnormalities are found, create an order to repair or replace | Contamination | Clearance/alignment failure | Looseness | 336 |  | Refer to DWG KSD7580422 1(2) |  | JDE |  | FIELD DEVICES | Data created/will be sent for upload | FIELD DEV 5-E&I-DD-336 CONVEYORS FIELD INSTUMENT INSP | 4660354
5755 | FIELD DEV 5-E&I-DD-336 | CONVEYORS FIELD INSTUMENT INSP | 22 | 30 | 2 - Subj Inspection | 0100870MFI | CONVEYORS DEVICES |  | 0100870MFIJ | RECEIVING CONVEYOR DRIVE SIDE | Circuit No. 5362 | Photo switch GS2-5362 | DD | E&I | Perform inspection and cleaning of field devices. If any abnormalities are found, create an order to repair or replace | Contamination | Clearance/alignment failure | Looseness | 336 |  | Refer to DWG KSD7580422 1(2) |  | JDE |  | FIELD DEVICES | Data created/will be sent for upload | FIELD DEV 5-E&I-DD-336 CONVEYORS FIELD INSTUMENT INSP | 4660354
5756 | FIELD DEV 5-E&I-DD-336 | CONVEYORS FIELD INSTUMENT INSP | 22 | 30 | 2 - Subj Inspection | 0100870MFI | CONVEYORS DEVICES |  | 0100870MFIJ | RECEIVING CONVEYOR DRIVE SIDE | Circuit No. 5362 | FQ1-5362 | DD | E&I | Perform inspection and cleaning of field devices. If any abnormalities are found, create an order to repair or replace | Contamination | Clearance/alignment failure | Looseness | 336 |  | Refer to DWG KSD7580422 1(2) |  | JDE |  | FIELD DEVICES | Data created/will be sent for upload | FIELD DEV 5-E&I-DD-336 CONVEYORS FIELD INSTUMENT INSP | 4660354
5757 | FIELD DEV 5-E&I-DD-336 | CONVEYORS FIELD INSTUMENT INSP | 22 | 30 | 2 - Subj Inspection | 0100870MFI | CONVEYORS DEVICES |  | 0100870MFIJ | RECEIVING CONVEYOR DRIVE SIDE | Circuit No. 5362 | Inductive Proximity Switch GS3-5362 | DD | E&I | Perform inspection and cleaning of field devices. If any abnormalities are found, create an order to repair or replace | Contamination | Clearance/alignment failure | Looseness | 336 |  | Refer to DWG KSD7580422 2(2) |  | JDE |  | FIELD DEVICES | Data created/will be sent for upload | FIELD DEV 5-E&I-DD-336 CONVEYORS FIELD INSTUMENT INSP | 4660354
5758 | FIELD DEV 5-E&I-DD-336 | CONVEYORS FIELD INSTUMENT INSP | 22 | 30 | 2 - Subj Inspection | 0100870MFI | CONVEYORS DEVICES |  | 0100870MFIJ | RECEIVING CONVEYOR DRIVE SIDE | Circuit No. 5362 | Inductive Proximity Switch GS4-5362 | DD | E&I | Perform inspection and cleaning of field devices. If any abnormalities are found, create an order to repair or replace | Contamination | Clearance/alignment failure | Looseness | 336 |  | Refer to DWG KSD7580422 2(2) |  | JDE |  | FIELD DEVICES | Data created/will be sent for upload | FIELD DEV 5-E&I-DD-336 CONVEYORS FIELD INSTUMENT INSP | 4660354
5759 | FIELD DEV 5-E&I-DD-336 | CONVEYORS FIELD INSTUMENT INSP | 22 | 30 | 2 - Subj Inspection | 0100870MFI | CONVEYORS DEVICES |  | 0100870MFIJ | RECEIVING CONVEYOR DRIVE SIDE | Circuit No. 5362 | Directional Control Valve GSV1-5362 | DD | E&I | Perform inspection and cleaning of field devices. If any abnormalities are found, create an order to repair or replace | Contamination | Clearance/alignment failure | Looseness | 336 |  | Refer to DWG KSD7580422 2(2) |  | JDE |  | FIELD DEVICES | Data created/will be sent for upload | FIELD DEV 5-E&I-DD-336 CONVEYORS FIELD INSTUMENT INSP | 4660354
5760 | FIELD DEV 5-E&I-DD-336 | CONVEYORS FIELD INSTUMENT INSP | 22 | 30 | 2 - Subj Inspection | 0100870MFI | CONVEYORS DEVICES |  | 0100870MFIK | FIRST INTERMEDIATE CONVEYOR | Circuit No. 5363 | Photo switch GS1-5363 | DD | E&I | Perform inspection and cleaning of field devices. If any abnormalities are found, create an order to repair or replace | Contamination | Clearance/alignment failure | Looseness | 336 |  | Refer to DWG KSD7580422 1(1) |  | JDE |  | FIELD DEVICES | Data created/will be sent for upload | FIELD DEV 5-E&I-DD-336 CONVEYORS FIELD INSTUMENT INSP | 4660354
5761 | FIELD DEV 5-E&I-DD-336 | CONVEYORS FIELD INSTUMENT INSP | 22 | 30 | 2 - Subj Inspection | 0100870MFI | CONVEYORS DEVICES |  | 0100870MFIK | FIRST INTERMEDIATE CONVEYOR | Circuit No. 5363 | Photo switch GS2-5363 | DD | E&I | Perform inspection and cleaning of field devices. If any abnormalities are found, create an order to repair or replace | Contamination | Clearance/alignment failure | Looseness | 336 |  | Refer to DWG KSD7580422 1(1) |  | JDE |  | FIELD DEVICES | Data created/will be sent for upload | FIELD DEV 5-E&I-DD-336 CONVEYORS FIELD INSTUMENT INSP | 4660354
5762 | FIELD DEV 5-E&I-DD-336 | CONVEYORS FIELD INSTUMENT INSP | 22 | 30 | 2 - Subj Inspection | 0100870MFI | CONVEYORS DEVICES |  | 0100870MFIK | FIRST INTERMEDIATE CONVEYOR | Circuit No. 5363 | FQ1-5363 | DD | E&I | Perform inspection and cleaning of field devices. If any abnormalities are found, create an order to repair or replace | Contamination | Clearance/alignment failure | Looseness | 336 |  | Refer to DWG KSD7580422 1(1) |  | JDE |  | FIELD DEVICES | Data created/will be sent for upload | FIELD DEV 5-E&I-DD-336 CONVEYORS FIELD INSTUMENT INSP | 4660354
5763 | FIELD DEV 5-E&I-DD-336 | CONVEYORS FIELD INSTUMENT INSP | 22 | 30 | 2 - Subj Inspection | 0100870MFI | CONVEYORS DEVICES |  | 0100870MFIL | TURN CONVEYOR | Circuit No. 5364 | Inductive Proximity Switch GS1-5364 | DD | E&I | Perform inspection and cleaning of field devices. If any abnormalities are found, create an order to repair or replace | Contamination | Clearance/alignment failure | Looseness | 336 |  | Refer to DWG KSD7580422 1(3) |  | JDE |  | FIELD DEVICES | Data created/will be sent for upload | FIELD DEV 5-E&I-DD-336 CONVEYORS FIELD INSTUMENT INSP | 4660354
5764 | FIELD DEV 5-E&I-DD-336 | CONVEYORS FIELD INSTUMENT INSP | 22 | 30 | 2 - Subj Inspection | 0100870MFI | CONVEYORS DEVICES |  | 0100870MFIL | TURN CONVEYOR | Circuit No. 5364 | Inductive Proximity Switch GS2-5364 | DD | E&I | Perform inspection and cleaning of field devices. If any abnormalities are found, create an order to repair or replace | Contamination | Clearance/alignment failure | Looseness | 336 |  | Refer to DWG KSD7580422 1(3) |  | JDE |  | FIELD DEVICES | Data created/will be sent for upload | FIELD DEV 5-E&I-DD-336 CONVEYORS FIELD INSTUMENT INSP | 4660354
5765 | FIELD DEV 5-E&I-DD-336 | CONVEYORS FIELD INSTUMENT INSP | 22 | 30 | 2 - Subj Inspection | 0100870MFI | CONVEYORS DEVICES |  | 0100870MFIL | TURN CONVEYOR | Circuit No. 5364 | FQ1-5364 | DD | E&I | Perform inspection and cleaning of field devices. If any abnormalities are found, create an order to repair or replace | Contamination | Clearance/alignment failure | Looseness | 336 |  | Refer to DWG KSD7580422 1(3) |  | JDE |  | FIELD DEVICES | Data created/will be sent for upload | FIELD DEV 5-E&I-DD-336 CONVEYORS FIELD INSTUMENT INSP | 4660354
5766 | FIELD DEV 5-E&I-DD-336 | CONVEYORS FIELD INSTUMENT INSP | 22 | 30 | 2 - Subj Inspection | 0100870MFI | CONVEYORS DEVICES |  | 0100870MFIL | TURN CONVEYOR | Circuit No. 5364 | Inductive Proximity Switch GS3-5364 | DD | E&I | Perform inspection and cleaning of field devices. If any abnormalities are found, create an order to repair or replace | Contamination | Clearance/alignment failure | Looseness | 336 |  | Refer to DWG KSD7580422 2(3) |  | JDE |  | FIELD DEVICES | Data created/will be sent for upload | FIELD DEV 5-E&I-DD-336 CONVEYORS FIELD INSTUMENT INSP | 4660354
5767 | FIELD DEV 5-E&I-DD-336 | CONVEYORS FIELD INSTUMENT INSP | 22 | 30 | 2 - Subj Inspection | 0100870MFI | CONVEYORS DEVICES |  | 0100870MFIL | TURN CONVEYOR | Circuit No. 5364 | Inductive Proximity Switch GS4-5364 | DD | E&I | Perform inspection and cleaning of field devices. If any abnormalities are found, create an order to repair or replace | Contamination | Clearance/alignment failure | Looseness | 336 |  | Refer to DWG KSD7580422 2(3) |  | JDE |  | FIELD DEVICES | Data created/will be sent for upload | FIELD DEV 5-E&I-DD-336 CONVEYORS FIELD INSTUMENT INSP | 4660354
5768 | FIELD DEV 5-E&I-DD-336 | CONVEYORS FIELD INSTUMENT INSP | 22 | 30 | 2 - Subj Inspection | 0100870MFI | CONVEYORS DEVICES |  | 0100870MFIL | TURN CONVEYOR | Circuit No. 5364 | Inductive Proximity Switch GS5-5364 | DD | E&I | Perform inspection and cleaning of field devices. If any abnormalities are found, create an order to repair or replace | Contamination | Clearance/alignment failure | Looseness | 336 |  | Refer to DWG KSD7580422 2(3) |  | JDE |  | FIELD DEVICES | Data created/will be sent for upload | FIELD DEV 5-E&I-DD-336 CONVEYORS FIELD INSTUMENT INSP | 4660354
5769 | FIELD DEV 5-E&I-DD-336 | CONVEYORS FIELD INSTUMENT INSP | 22 | 30 | 2 - Subj Inspection | 0100870MFI | CONVEYORS DEVICES |  | 0100870MFIL | TURN CONVEYOR | Circuit No. 5364 | Inductive Proximity Switch GS6-5364 | DD | E&I | Perform inspection and cleaning of field devices. If any abnormalities are found, create an order to repair or replace | Contamination | Clearance/alignment failure | Looseness | 336 |  | Refer to DWG KSD7580422 2(3) |  | JDE |  | FIELD DEVICES | Data created/will be sent for upload | FIELD DEV 5-E&I-DD-336 CONVEYORS FIELD INSTUMENT INSP | 4660354
5770 | FIELD DEV 5-E&I-DD-336 | CONVEYORS FIELD INSTUMENT INSP | 22 | 30 | 2 - Subj Inspection | 0100870MFI | CONVEYORS DEVICES |  | 0100870MFIL | TURN CONVEYOR | Circuit No. 5364 | FQ2-5364 | DD | E&I | Perform inspection and cleaning of field devices. If any abnormalities are found, create an order to repair or replace | Contamination | Clearance/alignment failure | Looseness | 336 |  | Refer to DWG KSD7580422 3(3) |  | JDE |  | FIELD DEVICES | Data created/will be sent for upload | FIELD DEV 5-E&I-DD-336 CONVEYORS FIELD INSTUMENT INSP | 4660354
5771 | FIELD DEV 5-E&I-DD-336 | CONVEYORS FIELD INSTUMENT INSP | 22 | 30 | 2 - Subj Inspection | 0100870MFI | CONVEYORS DEVICES |  | 0100870MFIM | SECOND INTERMEDIATE CONVEYOR | Circuit No. 5365 | Photo switch GS1-5365 | DD | E&I | Perform inspection and cleaning of field devices. If any abnormalities are found, create an order to repair or replace | Contamination | Clearance/alignment failure | Looseness | 336 |  | Refer to DWG KSD7580422 1(1) |  | JDE |  | FIELD DEVICES | Data created/will be sent for upload | FIELD DEV 5-E&I-DD-336 CONVEYORS FIELD INSTUMENT INSP | 4660354
5772 | FIELD DEV 5-E&I-DD-336 | CONVEYORS FIELD INSTUMENT INSP | 22 | 30 | 2 - Subj Inspection | 0100870MFI | CONVEYORS DEVICES |  | 0100870MFIM | SECOND INTERMEDIATE CONVEYOR | Circuit No. 5365 | Photo switch GS2-5365 | DD | E&I | Perform inspection and cleaning of field devices. If any abnormalities are found, create an order to repair or replace | Contamination | Clearance/alignment failure | Looseness | 336 |  | Refer to DWG KSD7580422 1(1) |  | JDE |  | FIELD DEVICES | Data created/will be sent for upload | FIELD DEV 5-E&I-DD-336 CONVEYORS FIELD INSTUMENT INSP | 4660354
5773 | FIELD DEV 5-E&I-DD-336 | CONVEYORS FIELD INSTUMENT INSP | 22 | 30 | 2 - Subj Inspection | 0100870MFI | CONVEYORS DEVICES |  | 0100870MFIM | SECOND INTERMEDIATE CONVEYOR | Circuit No. 5365 | FQ1-5365 | DD | E&I | Perform inspection and cleaning of field devices. If any abnormalities are found, create an order to repair or replace | Contamination | Clearance/alignment failure | Looseness | 336 |  | Refer to DWG KSD7580422 1(1) |  | JDE |  | FIELD DEVICES | Data created/will be sent for upload | FIELD DEV 5-E&I-DD-336 CONVEYORS FIELD INSTUMENT INSP | 4660354
5774 | FIELD DEV 5-E&I-DD-336 | CONVEYORS FIELD INSTUMENT INSP | 22 | 30 | 2 - Subj Inspection | 0100870MFI | CONVEYORS DEVICES |  | 0100870MFIN | UPENDER LOADING CONVEYOR | Circuit No. 5366 | Photo switch GS1-5366 | DD | E&I | Perform inspection and cleaning of field devices. If any abnormalities are found, create an order to repair or replace | Contamination | Clearance/alignment failure | Looseness | 336 |  | Refer to DWG KSD7580422 1(1) |  | JDE |  | FIELD DEVICES | Data created/will be sent for upload | FIELD DEV 5-E&I-DD-336 CONVEYORS FIELD INSTUMENT INSP | 4660354
5775 | FIELD DEV 5-E&I-DD-336 | CONVEYORS FIELD INSTUMENT INSP | 22 | 30 | 2 - Subj Inspection | 0100870MFI | CONVEYORS DEVICES |  | 0100870MFIN | UPENDER LOADING CONVEYOR | Circuit No. 5366 | Photo switch GS2-5366 | DD | E&I | Perform inspection and cleaning of field devices. If any abnormalities are found, create an order to repair or replace | Contamination | Clearance/alignment failure | Looseness | 336 |  | Refer to DWG KSD7580422 1(1) |  | JDE |  | FIELD DEVICES | Data created/will be sent for upload | FIELD DEV 5-E&I-DD-336 CONVEYORS FIELD INSTUMENT INSP | 4660354
5776 | FIELD DEV 5-E&I-DD-336 | CONVEYORS FIELD INSTUMENT INSP | 22 | 30 | 2 - Subj Inspection | 0100870MFI | CONVEYORS DEVICES |  | 0100870MFIN | UPENDER LOADING CONVEYOR | Circuit No. 5366 | FQ1-5366 | DD | E&I | Perform inspection and cleaning of field devices. If any abnormalities are found, create an order to repair or replace | Contamination | Clearance/alignment failure | Looseness | 336 |  | Refer to DWG KSD7580422 1(1) |  | JDE |  | FIELD DEVICES | Data created/will be sent for upload | FIELD DEV 5-E&I-DD-336 CONVEYORS FIELD INSTUMENT INSP | 4660354
5777 | FIELD DEV 5-E&I-DD-336 | CONVEYORS FIELD INSTUMENT INSP | 22 | 30 | 2 - Subj Inspection | 0100870MFI | CONVEYORS DEVICES |  | 0100870MFIO | UPENDER DISCHARGE CONVEYOR | Circuit No. 5367 | Photo switch GS1-5367 | DD | E&I | Perform inspection and cleaning of field devices. If any abnormalities are found, create an order to repair or replace | Contamination | Clearance/alignment failure | Looseness | 336 |  | Refer to DWG KSD7580422 1(1) |  | JDE |  | FIELD DEVICES | Data created/will be sent for upload | FIELD DEV 5-E&I-DD-336 CONVEYORS FIELD INSTUMENT INSP | 4660354
5778 | FIELD DEV 5-E&I-DD-336 | CONVEYORS FIELD INSTUMENT INSP | 22 | 30 | 2 - Subj Inspection | 0100870MFI | CONVEYORS DEVICES |  | 0100870MFIO | UPENDER DISCHARGE CONVEYOR | Circuit No. 5367 | FQ1-5367 | DD | E&I | Perform inspection and cleaning of field devices. If any abnormalities are found, create an order to repair or replace | Contamination | Clearance/alignment failure | Looseness | 336 |  | Refer to DWG KSD7580422 1(1) |  | JDE |  | FIELD DEVICES | Data created/will be sent for upload | FIELD DEV 5-E&I-DD-336 CONVEYORS FIELD INSTUMENT INSP | 4660354
5779 | FIELD DEV 5-E&I-DD-336 | CONVEYORS FIELD INSTUMENT INSP | 22 | 30 | 2 - Subj Inspection | 0100870MFI | CONVEYORS DEVICES |  | 0100870MFIP | PICK UP CONVEYOR 1 | Circuit No. 5368 | Photo switch GS1-5368 | DD | E&I | Perform inspection and cleaning of field devices. If any abnormalities are found, create an order to repair or replace | Contamination | Clearance/alignment failure | Looseness | 336 |  | Refer to DWG KSD7580422 1(2) |  | JDE |  | FIELD DEVICES | Data created/will be sent for upload | FIELD DEV 5-E&I-DD-336 CONVEYORS FIELD INSTUMENT INSP | 4660354
5780 | FIELD DEV 5-E&I-DD-336 | CONVEYORS FIELD INSTUMENT INSP | 22 | 30 | 2 - Subj Inspection | 0100870MFI | CONVEYORS DEVICES |  | 0100870MFIP | PICK UP CONVEYOR 1 | Circuit No. 5368 | Photo switch GS2-5368 | DD | E&I | Perform inspection and cleaning of field devices. If any abnormalities are found, create an order to repair or replace | Contamination | Clearance/alignment failure | Looseness | 336 |  | Refer to DWG KSD7580422 1(2) |  | JDE |  | FIELD DEVICES | Data created/will be sent for upload | FIELD DEV 5-E&I-DD-336 CONVEYORS FIELD INSTUMENT INSP | 4660354
5781 | FIELD DEV 5-E&I-DD-336 | CONVEYORS FIELD INSTUMENT INSP | 22 | 30 | 2 - Subj Inspection | 0100870MFI | CONVEYORS DEVICES |  | 0100870MFIP | PICK UP CONVEYOR 1 | Circuit No. 5368 | FQ1-5368 | DD | E&I | Perform inspection and cleaning of field devices. If any abnormalities are found, create an order to repair or replace | Contamination | Clearance/alignment failure | Looseness | 336 |  | Refer to DWG KSD7580422 1(2) |  | JDE |  | FIELD DEVICES | Data created/will be sent for upload | FIELD DEV 5-E&I-DD-336 CONVEYORS FIELD INSTUMENT INSP | 4660354
5782 | FIELD DEV 5-E&I-DD-336 | CONVEYORS FIELD INSTUMENT INSP | 22 | 30 | 2 - Subj Inspection | 0100870MFI | CONVEYORS DEVICES |  | 0100870MFIP | PICK UP CONVEYOR 1 | Circuit No. 5368 | 3-POS. Selector Switch HS1-5368 | DD | E&I | Perform inspection and cleaning of field devices. If any abnormalities are found, create an order to repair or replace | Contamination | Clearance/alignment failure | Looseness | 336 |  | Refer to DWG KSD7580422 2(2) |  | JDE |  | FIELD DEVICES | Data created/will be sent for upload | FIELD DEV 5-E&I-DD-336 CONVEYORS FIELD INSTUMENT INSP | 4660354
5783 | FIELD DEV 5-E&I-DD-336 | CONVEYORS FIELD INSTUMENT INSP | 22 | 30 | 2 - Subj Inspection | 0100870MFI | CONVEYORS DEVICES |  | 0100870MFIP | PICK UP CONVEYOR 1 | Circuit No. 5368 | Truck Proximity Switch GS3-5368 | DD | E&I | Perform inspection and cleaning of field devices. If any abnormalities are found, create an order to repair or replace | Contamination | Clearance/alignment failure | Looseness | 336 |  | Refer to DWG KSD7580422 2(2) |  | JDE |  | FIELD DEVICES | Data created/will be sent for upload | FIELD DEV 5-E&I-DD-336 CONVEYORS FIELD INSTUMENT INSP | 4660354
5784 | FIELD DEV 5-E&I-DD-336 | CONVEYORS FIELD INSTUMENT INSP | 22 | 30 | 2 - Subj Inspection | 0100870MFI | CONVEYORS DEVICES |  | 0100870MFIP | PICK UP CONVEYOR 1 | Circuit No. 5368 | Encoder GT1-5368 | DD | E&I | Perform inspection and cleaning of field devices. If any abnormalities are found, create an order to repair or replace | Contamination | Clearance/alignment failure | Looseness | 336 |  | Refer to DWG KSD7580422 2(2) |  | JDE |  | FIELD DEVICES | Data created/will be sent for upload | FIELD DEV 5-E&I-DD-336 CONVEYORS FIELD INSTUMENT INSP | 4660354
5785 | FIELD DEV 5-E&I-DD-336 | CONVEYORS FIELD INSTUMENT INSP | 22 | 30 | 2 - Subj Inspection | 0100870MFI | CONVEYORS DEVICES |  | 0100870MFIQ | PICK UP CONVEYOR 2 | Circuit No. 5369 | Photo switch GS1-5369 | DD | E&I | Perform inspection and cleaning of field devices. If any abnormalities are found, create an order to repair or replace | Contamination | Clearance/alignment failure | Looseness | 336 |  | Refer to DWG KSD7580422 1(2) |  | JDE |  | FIELD DEVICES | Data created/will be sent for upload | FIELD DEV 5-E&I-DD-336 CONVEYORS FIELD INSTUMENT INSP | 4660354
5786 | FIELD DEV 5-E&I-DD-336 | CONVEYORS FIELD INSTUMENT INSP | 22 | 30 | 2 - Subj Inspection | 0100870MFI | CONVEYORS DEVICES |  | 0100870MFIQ | PICK UP CONVEYOR 2 | Circuit No. 5369 | Photo switch GS2-5369 | DD | E&I | Perform inspection and cleaning of field devices. If any abnormalities are found, create an order to repair or replace | Contamination | Clearance/alignment failure | Looseness | 336 |  | Refer to DWG KSD7580422 1(2) |  | JDE |  | FIELD DEVICES | Data created/will be sent for upload | FIELD DEV 5-E&I-DD-336 CONVEYORS FIELD INSTUMENT INSP | 4660354
5787 | FIELD DEV 5-E&I-DD-336 | CONVEYORS FIELD INSTUMENT INSP | 22 | 30 | 2 - Subj Inspection | 0100870MFI | CONVEYORS DEVICES |  | 0100870MFIQ | PICK UP CONVEYOR 2 | Circuit No. 5369 | FQ1-5369 | DD | E&I | Perform inspection and cleaning of field devices. If any abnormalities are found, create an order to repair or replace | Contamination | Clearance/alignment failure | Looseness | 336 |  | Refer to DWG KSD7580422 1(2) |  | JDE |  | FIELD DEVICES | Data created/will be sent for upload | FIELD DEV 5-E&I-DD-336 CONVEYORS FIELD INSTUMENT INSP | 4660354
5788 | FIELD DEV 5-E&I-DD-336 | CONVEYORS FIELD INSTUMENT INSP | 22 | 30 | 2 - Subj Inspection | 0100870MFI | CONVEYORS DEVICES |  | 0100870MFIQ | PICK UP CONVEYOR 2 | Circuit No. 5369 | 3-POS. Selector Switch HS1-5369 | DD | E&I | Perform inspection and cleaning of field devices. If any abnormalities are found, create an order to repair or replace | Contamination | Clearance/alignment failure | Looseness | 336 |  | Refer to DWG KSD7580422 2(2) |  | JDE |  | FIELD DEVICES | Data created/will be sent for upload | FIELD DEV 5-E&I-DD-336 CONVEYORS FIELD INSTUMENT INSP | 4660354
5789 | FIELD DEV 5-E&I-DD-336 | CONVEYORS FIELD INSTUMENT INSP | 22 | 30 | 2 - Subj Inspection | 0100870MFI | CONVEYORS DEVICES |  | 0100870MFIQ | PICK UP CONVEYOR 2 | Circuit No. 5369 | Truck Proximity Switch GS3-5369 | DD | E&I | Perform inspection and cleaning of field devices. If any abnormalities are found, create an order to repair or replace | Contamination | Clearance/alignment failure | Looseness | 336 |  | Refer to DWG KSD7580422 2(2) |  | JDE |  | FIELD DEVICES | Data created/will be sent for upload | FIELD DEV 5-E&I-DD-336 CONVEYORS FIELD INSTUMENT INSP | 4660354
5790 | FIELD DEV 5-E&I-DD-336 | CONVEYORS FIELD INSTUMENT INSP | 22 | 30 | 2 - Subj Inspection | 0100870MFI | CONVEYORS DEVICES |  | 0100870MFIQ | PICK UP CONVEYOR 2 | Circuit No. 5369 | Encoder GT1-5369 | DD | E&I | Perform inspection and cleaning of field devices. If any abnormalities are found, create an order to repair or replace | Contamination | Clearance/alignment failure | Looseness | 336 |  | Refer to DWG KSD7580422 2(2) |  | JDE |  | FIELD DEVICES | Data created/will be sent for upload | FIELD DEV 5-E&I-DD-336 CONVEYORS FIELD INSTUMENT INSP | 4660354
5791 | FIELD DEV 5-E&I-DD-336 | CONVEYORS FIELD INSTUMENT INSP | 22 | 30 | 2 - Subj Inspection | 0100870MFI | CONVEYORS DEVICES |  | 0100870MFIR | ROLL UP DOOR | Circuit No. 5371 | Photo switch GS1-5371 | DD | E&I | Perform inspection and cleaning of field devices. If any abnormalities are found, create an order to repair or replace | Contamination | Clearance/alignment failure | Looseness | 336 |  | Refer to DWG KSD7580422 1(1) |  | JDE |  | FIELD DEVICES | Data created/will be sent for upload | FIELD DEV 5-E&I-DD-336 CONVEYORS FIELD INSTUMENT INSP | 4660354
5792 | FIELD DEV 5-E&I-DD-336 | CONVEYORS FIELD INSTUMENT INSP | 22 | 30 | 2 - Subj Inspection | 0100870MFI | CONVEYORS DEVICES |  | 0100870MFIR | ROLL UP DOOR | Circuit No. 5371 | Photo switch GS2-5371 | DD | E&I | Perform inspection and cleaning of field devices. If any abnormalities are found, create an order to repair or replace | Contamination | Clearance/alignment failure | Looseness | 336 |  | Refer to DWG KSD7580422 1(1) |  | JDE |  | FIELD DEVICES | Data created/will be sent for upload | FIELD DEV 5-E&I-DD-336 CONVEYORS FIELD INSTUMENT INSP | 4660354
5793 | FIELD DEV 8-E&I-DD-336 E STOP | INSTRUMENTATION INSPECTION | 29 | 26 | 2 - Subj Inspection | 0100870MFJ | E STOP DEVICES |  | 0100870MFJA | MACHINE EMERGENCY STOP SYSTEM | Circuit No. 5995 | Emergency-Stop Pushbutton HZ1-5995 | DD | E&I | Perform inspection and cleaning of field devices. If any abnormalities are found, create an order to repair or replace | Contamination | Clearance/alignment failure | Looseness | 336 |  | Refer to DWG KSD7580422 11(25) |  | JDE |  | FIELD DEVICES | Data created/will be sent for upload | FIELD DEV 8-E&I-DD-336 E STOP INSTRUMENTATION INSPECTION | 4660355
5794 | FIELD DEV 8-E&I-DD-336 E STOP | INSTRUMENTATION INSPECTION | 29 | 26 | 2 - Subj Inspection | 0100870MFJ | E STOP DEVICES |  | 0100870MFJA | MACHINE EMERGENCY STOP SYSTEM | Circuit No. 5995 | Emergency-Stop Pushbutton HZ2-5995 | DD | E&I | Perform inspection and cleaning of field devices. If any abnormalities are found, create an order to repair or replace | Contamination | Clearance/alignment failure | Looseness | 336 |  | Refer to DWG KSD7580422 11(25) |  | JDE |  | FIELD DEVICES | Data created/will be sent for upload | FIELD DEV 8-E&I-DD-336 E STOP INSTRUMENTATION INSPECTION | 4660355
5795 | FIELD DEV 8-E&I-DD-336 E STOP | INSTRUMENTATION INSPECTION | 29 | 26 | 2 - Subj Inspection | 0100870MFJ | E STOP DEVICES |  | 0100870MFJA | MACHINE EMERGENCY STOP SYSTEM | Circuit No. 5995 | Emergency-Stop Pushbutton HZ3-5995 | DD | E&I | Perform inspection and cleaning of field devices. If any abnormalities are found, create an order to repair or replace | Contamination | Clearance/alignment failure | Looseness | 336 |  | Refer to DWG KSD7580422 11(25) |  | JDE |  | FIELD DEVICES | Data created/will be sent for upload | FIELD DEV 8-E&I-DD-336 E STOP INSTRUMENTATION INSPECTION | 4660355
5796 | FIELD DEV 8-E&I-DD-336 E STOP | INSTRUMENTATION INSPECTION | 29 | 26 | 2 - Subj Inspection | 0100870MFJ | E STOP DEVICES |  | 0100870MFJA | MACHINE EMERGENCY STOP SYSTEM | Circuit No. 5995 | Emergency-Stop Pushbutton HZ4-5995 | DD | E&I | Perform inspection and cleaning of field devices. If any abnormalities are found, create an order to repair or replace | Contamination | Clearance/alignment failure | Looseness | 336 |  | Refer to DWG KSD7580422 11(25) |  | JDE |  | FIELD DEVICES | Data created/will be sent for upload | FIELD DEV 8-E&I-DD-336 E STOP INSTRUMENTATION INSPECTION | 4660355
5797 | FIELD DEV 8-E&I-DD-336 E STOP | INSTRUMENTATION INSPECTION | 29 | 26 | 2 - Subj Inspection | 0100870MFJ | E STOP DEVICES |  | 0100870MFJA | MACHINE EMERGENCY STOP SYSTEM | Circuit No. 5995 | Emergency-Stop Pushbutton HZ5-5995 | DD | E&I | Perform inspection and cleaning of field devices. If any abnormalities are found, create an order to repair or replace | Contamination | Clearance/alignment failure | Looseness | 336 |  | Refer to DWG KSD7580422 11(25) |  | JDE |  | FIELD DEVICES | Data created/will be sent for upload | FIELD DEV 8-E&I-DD-336 E STOP INSTRUMENTATION INSPECTION | 4660355
5798 | FIELD DEV 8-E&I-DD-336 E STOP | INSTRUMENTATION INSPECTION | 29 | 26 | 2 - Subj Inspection | 0100870MFJ | E STOP DEVICES |  | 0100870MFJA | MACHINE EMERGENCY STOP SYSTEM | Circuit No. 5995 | Emergency-Stop Pushbutton HZ6-5995 | DD | E&I | Perform inspection and cleaning of field devices. If any abnormalities are found, create an order to repair or replace | Contamination | Clearance/alignment failure | Looseness | 336 |  | Refer to DWG KSD7580422 12(25) |  | JDE |  | FIELD DEVICES | Data created/will be sent for upload | FIELD DEV 8-E&I-DD-336 E STOP INSTRUMENTATION INSPECTION | 4660355
5799 | FIELD DEV 8-E&I-DD-336 E STOP | INSTRUMENTATION INSPECTION | 29 | 26 | 2 - Subj Inspection | 0100870MFJ | E STOP DEVICES |  | 0100870MFJA | MACHINE EMERGENCY STOP SYSTEM | Circuit No. 5995 | Emergency-Stop Pushbutton HZ7-5995 | DD | E&I | Perform inspection and cleaning of field devices. If any abnormalities are found, create an order to repair or replace | Contamination | Clearance/alignment failure | Looseness | 336 |  | Refer to DWG KSD7580422 12(25) |  | JDE |  | FIELD DEVICES | Data created/will be sent for upload | FIELD DEV 8-E&I-DD-336 E STOP INSTRUMENTATION INSPECTION | 4660355
5800 | FIELD DEV 8-E&I-DD-336 E STOP | INSTRUMENTATION INSPECTION | 29 | 26 | 2 - Subj Inspection | 0100870MFJ | E STOP DEVICES |  | 0100870MFJA | MACHINE EMERGENCY STOP SYSTEM | Circuit No. 5995 | Emergency-Stop Pushbutton HZ8-5995 | DD | E&I | Perform inspection and cleaning of field devices. If any abnormalities are found, create an order to repair or replace | Contamination | Clearance/alignment failure | Looseness | 336 |  | Refer to DWG KSD7580422 12(25) |  | JDE |  | FIELD DEVICES | Data created/will be sent for upload | FIELD DEV 8-E&I-DD-336 E STOP INSTRUMENTATION INSPECTION | 4660355
5801 | FIELD DEV 8-E&I-DD-336 E STOP | INSTRUMENTATION INSPECTION | 29 | 26 | 2 - Subj Inspection | 0100870MFJ | E STOP DEVICES |  | 0100870MFJA | MACHINE EMERGENCY STOP SYSTEM | Circuit No. 5995 | Emergency-Stop Pushbutton HZ10-5995 | DD | E&I | Perform inspection and cleaning of field devices. If any abnormalities are found, create an order to repair or replace | Contamination | Clearance/alignment failure | Looseness | 336 |  | Refer to DWG KSD7580422 12(25) |  | JDE |  | FIELD DEVICES | Data created/will be sent for upload | FIELD DEV 8-E&I-DD-336 E STOP INSTRUMENTATION INSPECTION | 4660355
5802 | FIELD DEV 8-E&I-DD-336 E STOP | INSTRUMENTATION INSPECTION | 29 | 26 | 2 - Subj Inspection | 0100870MFJ | E STOP DEVICES |  | 0100870MFJA | MACHINE EMERGENCY STOP SYSTEM | Circuit No. 5995 | Emergency-Stop Pushbutton HZ11-5995 | DD | E&I | Perform inspection and cleaning of field devices. If any abnormalities are found, create an order to repair or replace | Contamination | Clearance/alignment failure | Looseness | 336 |  | Refer to DWG KSD7580422 13(25) |  | JDE |  | FIELD DEVICES | Data created/will be sent for upload | FIELD DEV 8-E&I-DD-336 E STOP INSTRUMENTATION INSPECTION | 4660355
5803 | FIELD DEV 8-E&I-DD-336 E STOP | INSTRUMENTATION INSPECTION | 29 | 26 | 2 - Subj Inspection | 0100870MFJ | E STOP DEVICES |  | 0100870MFJA | MACHINE EMERGENCY STOP SYSTEM | Circuit No. 5995 | Emergency-Stop Pushbutton HZ12-5995 | DD | E&I | Perform inspection and cleaning of field devices. If any abnormalities are found, create an order to repair or replace | Contamination | Clearance/alignment failure | Looseness | 336 |  | Refer to DWG KSD7580422 13(25) |  | JDE |  | FIELD DEVICES | Data created/will be sent for upload | FIELD DEV 8-E&I-DD-336 E STOP INSTRUMENTATION INSPECTION | 4660355
5804 | FIELD DEV 8-E&I-DD-336 E STOP | INSTRUMENTATION INSPECTION | 29 | 26 | 2 - Subj Inspection | 0100870MFJ | E STOP DEVICES |  | 0100870MFJA | MACHINE EMERGENCY STOP SYSTEM | Circuit No. 5995 | Emergency-Stop Pushbutton HZ13-5995 | DD | E&I | Perform inspection and cleaning of field devices. If any abnormalities are found, create an order to repair or replace | Contamination | Clearance/alignment failure | Looseness | 336 |  | Refer to DWG KSD7580422 13(25) |  | JDE |  | FIELD DEVICES | Data created/will be sent for upload | FIELD DEV 8-E&I-DD-336 E STOP INSTRUMENTATION INSPECTION | 4660355
5805 | FIELD DEV 8-E&I-DD-336 E STOP | INSTRUMENTATION INSPECTION | 29 | 26 | 2 - Subj Inspection | 0100870MFJ | E STOP DEVICES |  | 0100870MFJA | MACHINE EMERGENCY STOP SYSTEM | Circuit No. 5995 | Emergency-Stop Pushbutton HZ14-5995 | DD | E&I | Perform inspection and cleaning of field devices. If any abnormalities are found, create an order to repair or replace | Contamination | Clearance/alignment failure | Looseness | 336 |  | Refer to DWG KSD7580422 13(25) |  | JDE |  | FIELD DEVICES | Data created/will be sent for upload | FIELD DEV 8-E&I-DD-336 E STOP INSTRUMENTATION INSPECTION | 4660355
5806 | FIELD DEV 8-E&I-DD-336 E STOP | INSTRUMENTATION INSPECTION | 29 | 26 | 2 - Subj Inspection | 0100870MFJ | E STOP DEVICES |  | 0100870MFJA | MACHINE EMERGENCY STOP SYSTEM | Circuit No. 5995 | Emergency-Stop Pushbutton HZ15-5995 | DD | E&I | Perform inspection and cleaning of field devices. If any abnormalities are found, create an order to repair or replace | Contamination | Clearance/alignment failure | Looseness | 336 |  | Refer to DWG KSD7580422 13(25) |  | JDE |  | FIELD DEVICES | Data created/will be sent for upload | FIELD DEV 8-E&I-DD-336 E STOP INSTRUMENTATION INSPECTION | 4660355
5807 | FIELD DEV 8-E&I-DD-336 E STOP | INSTRUMENTATION INSPECTION | 29 | 26 | 2 - Subj Inspection | 0100870MFJ | E STOP DEVICES |  | 0100870MFJA | MACHINE EMERGENCY STOP SYSTEM | Circuit No. 5995 | Emergency-Stop Pushbutton HZ16-5995 | DD | E&I | Perform inspection and cleaning of field devices. If any abnormalities are found, create an order to repair or replace | Contamination | Clearance/alignment failure | Looseness | 336 |  | Refer to DWG KSD7580422 14(25) |  | JDE |  | FIELD DEVICES | Data created/will be sent for upload | FIELD DEV 8-E&I-DD-336 E STOP INSTRUMENTATION INSPECTION | 4660355
5808 | FIELD DEV 8-E&I-DD-336 E STOP | INSTRUMENTATION INSPECTION | 29 | 26 | 2 - Subj Inspection | 0100870MFJ | E STOP DEVICES |  | 0100870MFJA | MACHINE EMERGENCY STOP SYSTEM | Circuit No. 5995 | Emergency-Stop Pushbutton HZ17-5995 | DD | E&I | Perform inspection and cleaning of field devices. If any abnormalities are found, create an order to repair or replace | Contamination | Clearance/alignment failure | Looseness | 336 |  | Refer to DWG KSD7580422 14(25) |  | JDE |  | FIELD DEVICES | Data created/will be sent for upload | FIELD DEV 8-E&I-DD-336 E STOP INSTRUMENTATION INSPECTION | 4660355
5809 | FIELD DEV 8-E&I-DD-336 E STOP | INSTRUMENTATION INSPECTION | 29 | 26 | 2 - Subj Inspection | 0100870MFJ | E STOP DEVICES |  | 0100870MFJA | MACHINE EMERGENCY STOP SYSTEM | Circuit No. 5995 | Emergency-Stop Pushbutton HZ18-5995 | DD | E&I | Perform inspection and cleaning of field devices. If any abnormalities are found, create an order to repair or replace | Contamination | Clearance/alignment failure | Looseness | 336 |  | Refer to DWG KSD7580422 14(25) |  | JDE |  | FIELD DEVICES | Data created/will be sent for upload | FIELD DEV 8-E&I-DD-336 E STOP INSTRUMENTATION INSPECTION | 4660355
5810 | FIELD DEV 8-E&I-DD-336 E STOP | INSTRUMENTATION INSPECTION | 29 | 26 | 2 - Subj Inspection | 0100870MFJ | E STOP DEVICES |  | 0100870MFJA | MACHINE EMERGENCY STOP SYSTEM | Circuit No. 5995 | Emergency-Stop Pushbutton HZ19-5995 | DD | E&I | Perform inspection and cleaning of field devices. If any abnormalities are found, create an order to repair or replace | Contamination | Clearance/alignment failure | Looseness | 336 |  | Refer to DWG KSD7580422 14(25) |  | JDE |  | FIELD DEVICES | Data created/will be sent for upload | FIELD DEV 8-E&I-DD-336 E STOP INSTRUMENTATION INSPECTION | 4660355
5811 | FIELD DEV 8-E&I-DD-336 E STOP | INSTRUMENTATION INSPECTION | 29 | 26 | 2 - Subj Inspection | 0100870MFJ | E STOP DEVICES |  | 0100870MFJA | MACHINE EMERGENCY STOP SYSTEM | Circuit No. 5995 | Emergency-Stop Pushbutton HZ20-5995 | DD | E&I | Perform inspection and cleaning of field devices. If any abnormalities are found, create an order to repair or replace | Contamination | Clearance/alignment failure | Looseness | 336 |  | Refer to DWG KSD7580422 14(25) |  | JDE |  | FIELD DEVICES | Data created/will be sent for upload | FIELD DEV 8-E&I-DD-336 E STOP INSTRUMENTATION INSPECTION | 4660355
5812 | FIELD DEV 8-E&I-DD-336 E STOP | INSTRUMENTATION INSPECTION | 29 | 26 | 2 - Subj Inspection | 0100870MFJ | E STOP DEVICES |  | 0100870MFJA | MACHINE EMERGENCY STOP SYSTEM | Circuit No. 5995 | Emergency-Stop Pushbutton HZ21-5995 | DD | E&I | Perform inspection and cleaning of field devices. If any abnormalities are found, create an order to repair or replace | Contamination | Clearance/alignment failure | Looseness | 336 |  | Refer to DWG KSD7580422 15(25) |  | JDE |  | FIELD DEVICES | Data created/will be sent for upload | FIELD DEV 8-E&I-DD-336 E STOP INSTRUMENTATION INSPECTION | 4660355
5813 | FIELD DEV 8-E&I-DD-336 E STOP | INSTRUMENTATION INSPECTION | 29 | 26 | 2 - Subj Inspection | 0100870MFJ | E STOP DEVICES |  | 0100870MFJA | MACHINE EMERGENCY STOP SYSTEM | Circuit No. 5995 | Emergency-Stop Pushbutton HZ22-5995 | DD | E&I | Perform inspection and cleaning of field devices. If any abnormalities are found, create an order to repair or replace | Contamination | Clearance/alignment failure | Looseness | 336 |  | Refer to DWG KSD7580422 15(25) |  | JDE |  | FIELD DEVICES | Data created/will be sent for upload | FIELD DEV 8-E&I-DD-336 E STOP INSTRUMENTATION INSPECTION | 4660355
5814 | FIELD DEV 8-E&I-DD-336 E STOP | INSTRUMENTATION INSPECTION | 29 | 26 | 2 - Subj Inspection | 0100870MFJ | E STOP DEVICES |  | 0100870MFJA | MACHINE EMERGENCY STOP SYSTEM | Circuit No. 5995 | Emergency-Stop Pushbutton HZ23-5995 | DD | E&I | Perform inspection and cleaning of field devices. If any abnormalities are found, create an order to repair or replace | Contamination | Clearance/alignment failure | Looseness | 336 |  | Refer to DWG KSD7580422 15(25) |  | JDE |  | FIELD DEVICES | Data created/will be sent for upload | FIELD DEV 8-E&I-DD-336 E STOP INSTRUMENTATION INSPECTION | 4660355
5815 | FIELD DEV 8-E&I-DD-336 E STOP | INSTRUMENTATION INSPECTION | 29 | 26 | 2 - Subj Inspection | 0100870MFJ | E STOP DEVICES |  | 0100870MFJA | MACHINE EMERGENCY STOP SYSTEM | Circuit No. 5995 | Emergency-Stop Pushbutton HZ31-5995 | DD | E&I | Perform inspection and cleaning of field devices. If any abnormalities are found, create an order to repair or replace | Contamination | Clearance/alignment failure | Looseness | 336 |  | Refer to DWG KSD7580422 15(25) |  | JDE |  | FIELD DEVICES | Data created/will be sent for upload | FIELD DEV 8-E&I-DD-336 E STOP INSTRUMENTATION INSPECTION | 4660355
5816 | FIELD DEV 8-E&I-DD-336 E STOP | INSTRUMENTATION INSPECTION | 29 | 26 | 2 - Subj Inspection | 0100870MFJ | E STOP DEVICES |  | 0100870MFJA | MACHINE EMERGENCY STOP SYSTEM | Circuit No. 5995 | Illuminated Push Button HSI1-5995 | DD | E&I | Perform inspection and cleaning of field devices. If any abnormalities are found, create an order to repair or replace | Contamination | Clearance/alignment failure | Looseness | 336 |  | Refer to DWG KSD7580422 16(25) |  | JDE |  | FIELD DEVICES | Data created/will be sent for upload | FIELD DEV 8-E&I-DD-336 E STOP INSTRUMENTATION INSPECTION | 4660355
5817 | FIELD DEV 8-E&I-DD-336 E STOP | INSTRUMENTATION INSPECTION | 29 | 26 | 2 - Subj Inspection | 0100870MFJ | E STOP DEVICES |  | 0100870MFJA | MACHINE EMERGENCY STOP SYSTEM | Circuit No. 5995 | Safety Expansion Module KZ6-5995 | DD | E&I | Perform inspection and cleaning of field devices. If any abnormalities are found, create an order to repair or replace | Contamination | Clearance/alignment failure | Looseness | 336 |  | Refer to DWG KSD7580422 16(25) |  | JDE |  | FIELD DEVICES | Data created/will be sent for upload | FIELD DEV 8-E&I-DD-336 E STOP INSTRUMENTATION INSPECTION | 4660355
5818 | FIELD DEV 8-E&I-DD-336 E STOP | INSTRUMENTATION INSPECTION | 29 | 26 | 2 - Subj Inspection | 0100870MFJ | E STOP DEVICES |  | 0100870MFJA | MACHINE EMERGENCY STOP SYSTEM | Circuit No. 5995 | GZV1-5995 | DD | E&I | Perform inspection and cleaning of field devices. If any abnormalities are found, create an order to repair or replace | Contamination | Clearance/alignment failure | Looseness | 336 |  | Refer to DWG KSD7580422 17(25) |  | JDE |  | FIELD DEVICES | Data created/will be sent for upload | FIELD DEV 8-E&I-DD-336 E STOP INSTRUMENTATION INSPECTION | 4660355
5819 | FIELD DEV 8-E&I-DD-336 E STOP | INSTRUMENTATION INSPECTION | 29 | 26 | 2 - Subj Inspection | 0100870MFJ | E STOP DEVICES |  | 0100870MFJA | MACHINE EMERGENCY STOP SYSTEM | Circuit No. 5997 | Emergency-Stop Pushbutton HZ23-5997 | DD | E&I | Perform inspection and cleaning of field devices. If any abnormalities are found, create an order to repair or replace | Contamination | Clearance/alignment failure | Looseness | 336 |  | Refer to DWG KSD7580422 1(1) |  | JDE |  | FIELD DEVICES | Data created/will be sent for upload | FIELD DEV 8-E&I-DD-336 E STOP INSTRUMENTATION INSPECTION | 4660355
5820 | FIELD DEV 9-E&I-DD-336 FIREFLY | MACHINE SUPERVISION INST INSP | 30 | 29 | 2 - Subj Inspection | 0100870MFD | PRESS INSTRUMENTATION |  | 0100870L67 | FIRE FLY MACH FIRE SUPERVISION | Circuit No. 5998 | ES1-5998 | DD | E&I | Perform inspection and cleaning of field devices. If any abnormalities are found, create an order to repair or replace | Contamination | Clearance/alignment failure | Looseness | 336 |  | Refer to DWG KSD7580422 1(5) |  | JDE |  | FIELD DEVICES | Data created/will be sent for upload | FIELD DEV 9-E&I-DD-336 FIREFLY MACHINE SUPERVISION INST INSP | 4660356
5821 | FIELD DEV 9-E&I-DD-336 FIREFLY | MACHINE SUPERVISION INST INSP | 30 | 29 | 2 - Subj Inspection | 0100870MFD | PRESS INSTRUMENTATION |  | 0100870L67 | FIRE FLY MACH FIRE SUPERVISION | Circuit No. 5998 | ES2-5998 | DD | E&I | Perform inspection and cleaning of field devices. If any abnormalities are found, create an order to repair or replace | Contamination | Clearance/alignment failure | Looseness | 336 |  | Refer to DWG KSD7580422 1(5) |  | JDE |  | FIELD DEVICES | Data created/will be sent for upload | FIELD DEV 9-E&I-DD-336 FIREFLY MACHINE SUPERVISION INST INSP | 4660356
5822 | FIELD DEV 9-E&I-DD-336 FIREFLY | MACHINE SUPERVISION INST INSP | 30 | 29 | 2 - Subj Inspection | 0100870MFD | PRESS INSTRUMENTATION |  | 0100870L67 | FIRE FLY MACH FIRE SUPERVISION | Circuit No. 5998 | ES3-5998 | DD | E&I | Perform inspection and cleaning of field devices. If any abnormalities are found, create an order to repair or replace | Contamination | Clearance/alignment failure | Looseness | 336 |  | Refer to DWG KSD7580422 1(5) |  | JDE |  | FIELD DEVICES | Data created/will be sent for upload | FIELD DEV 9-E&I-DD-336 FIREFLY MACHINE SUPERVISION INST INSP | 4660356
5823 | FIELD DEV 9-E&I-DD-336 FIREFLY | MACHINE SUPERVISION INST INSP | 30 | 29 | 2 - Subj Inspection | 0100870MFD | PRESS INSTRUMENTATION |  | 0100870L67 | FIRE FLY MACH FIRE SUPERVISION | Circuit No. 5998 | ES4-5998 | DD | E&I | Perform inspection and cleaning of field devices. If any abnormalities are found, create an order to repair or replace | Contamination | Clearance/alignment failure | Looseness | 336 |  | Refer to DWG KSD7580422 1(5) |  | JDE |  | FIELD DEVICES | Data created/will be sent for upload | FIELD DEV 9-E&I-DD-336 FIREFLY MACHINE SUPERVISION INST INSP | 4660356
5824 | FIELD DEV 9-E&I-DD-336 FIREFLY | MACHINE SUPERVISION INST INSP | 30 | 29 | 2 - Subj Inspection | 0100870MFD | PRESS INSTRUMENTATION |  | 0100870L67 | FIRE FLY MACH FIRE SUPERVISION | Circuit No. 5998 | ES5-5998 | DD | E&I | Perform inspection and cleaning of field devices. If any abnormalities are found, create an order to repair or replace | Contamination | Clearance/alignment failure | Looseness | 336 |  | Refer to DWG KSD7580422 2(5) |  | JDE |  | FIELD DEVICES | Data created/will be sent for upload | FIELD DEV 9-E&I-DD-336 FIREFLY MACHINE SUPERVISION INST INSP | 4660356
5825 | FIELD DEV 9-E&I-DD-336 FIREFLY | MACHINE SUPERVISION INST INSP | 30 | 29 | 2 - Subj Inspection | 0100870MFD | PRESS INSTRUMENTATION |  | 0100870L67 | FIRE FLY MACH FIRE SUPERVISION | Circuit No. 5998 | ES6-5998 | DD | E&I | Perform inspection and cleaning of field devices. If any abnormalities are found, create an order to repair or replace | Contamination | Clearance/alignment failure | Looseness | 336 |  | Refer to DWG KSD7580422 2(5) |  | JDE |  | FIELD DEVICES | Data created/will be sent for upload | FIELD DEV 9-E&I-DD-336 FIREFLY MACHINE SUPERVISION INST INSP | 4660356
5826 | FIELD DEV 9-E&I-DD-336 FIREFLY | MACHINE SUPERVISION INST INSP | 30 | 29 | 2 - Subj Inspection | 0100870MFD | PRESS INSTRUMENTATION |  | 0100870L67 | FIRE FLY MACH FIRE SUPERVISION | Circuit No. 5998 | ES7-5998 | DD | E&I | Perform inspection and cleaning of field devices. If any abnormalities are found, create an order to repair or replace | Contamination | Clearance/alignment failure | Looseness | 336 |  | Refer to DWG KSD7580422 2(5) |  | JDE |  | FIELD DEVICES | Data created/will be sent for upload | FIELD DEV 9-E&I-DD-336 FIREFLY MACHINE SUPERVISION INST INSP | 4660356
5827 | FIELD DEV 9-E&I-DD-336 FIREFLY | MACHINE SUPERVISION INST INSP | 30 | 29 | 2 - Subj Inspection | 0100870MFD | PRESS INSTRUMENTATION |  | 0100870L67 | FIRE FLY MACH FIRE SUPERVISION | Circuit No. 5998 | ES8-5998 | DD | E&I | Perform inspection and cleaning of field devices. If any abnormalities are found, create an order to repair or replace | Contamination | Clearance/alignment failure | Looseness | 336 |  | Refer to DWG KSD7580422 2(5) |  | JDE |  | FIELD DEVICES | Data created/will be sent for upload | FIELD DEV 9-E&I-DD-336 FIREFLY MACHINE SUPERVISION INST INSP | 4660356
5828 | FIELD DEV 9-E&I-DD-336 FIREFLY | MACHINE SUPERVISION INST INSP | 30 | 29 | 2 - Subj Inspection | 0100870MFD | PRESS INSTRUMENTATION |  | 0100870L67 | FIRE FLY MACH FIRE SUPERVISION | Circuit No. 5998 | ES9-5998 | DD | E&I | Perform inspection and cleaning of field devices. If any abnormalities are found, create an order to repair or replace | Contamination | Clearance/alignment failure | Looseness | 336 |  | Refer to DWG KSD7580422 3(5) |  | JDE |  | FIELD DEVICES | Data created/will be sent for upload | FIELD DEV 9-E&I-DD-336 FIREFLY MACHINE SUPERVISION INST INSP | 4660356
5829 | FIELD DEV 9-E&I-DD-336 FIREFLY | MACHINE SUPERVISION INST INSP | 30 | 29 | 2 - Subj Inspection | 0100870MFD | PRESS INSTRUMENTATION |  | 0100870L67 | FIRE FLY MACH FIRE SUPERVISION | Circuit No. 5998 | ES10-5998 | DD | E&I | Perform inspection and cleaning of field devices. If any abnormalities are found, create an order to repair or replace | Contamination | Clearance/alignment failure | Looseness | 336 |  | Refer to DWG KSD7580422 3(5) |  | JDE |  | FIELD DEVICES | Data created/will be sent for upload | FIELD DEV 9-E&I-DD-336 FIREFLY MACHINE SUPERVISION INST INSP | 4660356
5830 | FIELD DEV 9-E&I-DD-336 FIREFLY | MACHINE SUPERVISION INST INSP | 30 | 29 | 2 - Subj Inspection | 0100870MFD | PRESS INSTRUMENTATION |  | 0100870L67 | FIRE FLY MACH FIRE SUPERVISION | Circuit No. 5998 | ES11-5998 | DD | E&I | Perform inspection and cleaning of field devices. If any abnormalities are found, create an order to repair or replace | Contamination | Clearance/alignment failure | Looseness | 336 |  | Refer to DWG KSD7580422 3(5) |  | JDE |  | FIELD DEVICES | Data created/will be sent for upload | FIELD DEV 9-E&I-DD-336 FIREFLY MACHINE SUPERVISION INST INSP | 4660356
5831 | FIELD DEV 9-E&I-DD-336 FIREFLY | MACHINE SUPERVISION INST INSP | 30 | 29 | 2 - Subj Inspection | 0100870MFD | PRESS INSTRUMENTATION |  | 0100870L67 | FIRE FLY MACH FIRE SUPERVISION | Circuit No. 5998 | ES12-5998 | DD | E&I | Perform inspection and cleaning of field devices. If any abnormalities are found, create an order to repair or replace | Contamination | Clearance/alignment failure | Looseness | 336 |  | Refer to DWG KSD7580422 3(5) |  | JDE |  | FIELD DEVICES | Data created/will be sent for upload | FIELD DEV 9-E&I-DD-336 FIREFLY MACHINE SUPERVISION INST INSP | 4660356
5832 | 0820-EXT-IRD-56-BALE HANDLING | SYSTEM MOTORS IR THERMOGRAPHY | 29 | 29 | 4 - Cond Monitoring | 0100820SA | HYDRAULIC POWER PACK MOTOR | 010-0820-HYD-001-M1 |  |  |  | Motor | IRD | EXT | Perform a thermography analysis on motor | Overheat |  |  | 56 |  |  |  | AMS |  | IR THERMOGRAPHY | Data created/will be sent for upload | 0820-EXT-IRD-56-BALE HANDLING SYSTEM MOTORS IR THERMOGRAPHY | 4660357
5833 | 0821-EXT-IRD-28-BALE PULPER | SYSTEM MOTORS IR THERMOGRAPHY | 27 | 29 | 4 - Cond Monitoring | 0100821ACB | BALE PULPER 1 MOTOR | 010-0821-PLP-001-M1 |  |  |  | Motor | IRD | EXT | Perform a thermography analysis on motor | Overheat |  |  | 28 |  |  |  | AMS |  | IR THERMOGRAPHY | Data created/will be sent for upload | 0821-EXT-IRD-28-BALE PULPER SYSTEM MOTORS IR THERMOGRAPHY | 4660358
5835 | 0821-EXT-IRD-28-BALE PULPER | SYSTEM MOTORS IR THERMOGRAPHY | 27 | 29 | 4 - Cond Monitoring | 0100821BCB | BALE PULPER NO. 2 MOTOR | 010-0821-PLP-002-M1 |  |  |  | Motor | IRD | EXT | Perform a thermography analysis on motor | Overheat |  |  | 28 |  |  |  | AMS |  | IR THERMOGRAPHY | Data created/will be sent for upload | 0821-EXT-IRD-28-BALE PULPER SYSTEM MOTORS IR THERMOGRAPHY | 4660358
5834 | 0821-EXT-IRD-56-BALE PULPER | MOTORS THERMOGRAPHY INSPECTION | 27 | 30 | 4 - Cond Monitoring | 0100821AEA | BALE PULPER NO. 1 DUMP PUMP MOTOR | 010-0821-PUM-001-M1 |  |  |  | Motor | IRD | EXT | Perform a thermography analysis on motor | Overheat |  |  | 56 |  |  |  | AMS |  | IR THERMOGRAPHY | Data created/will be sent for upload | 0821-EXT-IRD-56-BALE PULPER MOTORS THERMOGRAPHY INSPECTION | 4660359
5836 | 0821-EXT-IRD-56-BALE PULPER | MOTORS THERMOGRAPHY INSPECTION | 27 | 30 | 4 - Cond Monitoring | 0100821BEA | BALE PULPER NO. 2 DUMP PUMP MOTOR | 010-0821-PUM-002-M1 |  |  |  | Motor | IRD | EXT | Perform a thermography analysis on motor | Overheat |  |  | 56 |  |  |  | AMS |  | IR THERMOGRAPHY | Data created/will be sent for upload | 0821-EXT-IRD-56-BALE PULPER MOTORS THERMOGRAPHY INSPECTION | 4660359
5837 | 0822-EXT-IRD-56-LINE 1 | MOTORS THERMOGRAPHY INSPECTION | 22 | 30 | 4 - Cond Monitoring | 0100822AAA | DUMP CHEST NO. 1 AGITATOR MOTOR | 010-0822-AGT-001-M1 |  |  |  | Motor | IRD | EXT | Perform a thermography analysis on motor | Overheat |  |  | 56 |  |  |  | AMS |  | IR THERMOGRAPHY | Data created/will be sent for upload | 0822-EXT-IRD-56-LINE 1 MOTORS THERMOGRAPHY INSPECTION | 4660360
5838 | 0822-EXT-IRD-56-LINE 1 | MOTORS THERMOGRAPHY INSPECTION | 22 | 30 | 4 - Cond Monitoring | 0100822ABA | DUMP CHEST NO. 1 PUMP MOTOR | 010-0822-PUM-001-M1 |  |  |  | Motor | IRD | EXT | Perform a thermography analysis on motor | Overheat |  |  | 56 |  |  |  | AMS |  | IR THERMOGRAPHY | Data created/will be sent for upload | 0822-EXT-IRD-56-LINE 1 MOTORS THERMOGRAPHY INSPECTION | 4660360
5839 | 0822-EXT-IRD-56-LINE 1 | MOTORS THERMOGRAPHY INSPECTION | 22 | 30 | 4 - Cond Monitoring | 0100822BA | LINE 1 COARSE SCREEN MOTOR | 010-0822-SCR-001-M1 |  |  |  | Motor | IRD | EXT | Perform a thermography analysis on motor | Overheat |  |  | 56 |  |  |  | AMS |  | IR THERMOGRAPHY | Data created/will be sent for upload | 0822-EXT-IRD-56-LINE 1 MOTORS THERMOGRAPHY INSPECTION | 4660360
5840 | 0822-EXT-IRD-28-LINE 1 | REFINER SYS MOTORS IR THERMO | 22 | 28 | 4 - Cond Monitoring | 0100822CA | LINE 1 REFINER NO. 1 MAIN MOTOR | 010-0822-REF-001-M1 |  |  |  | Motor | IRD | EXT | Perform a thermography analysis on motor | Overheat |  |  | 28 |  |  |  | AMS |  | IR THERMOGRAPHY | Data created/will be sent for upload | 0822-EXT-IRD-28-LINE 1 REFINER SYS MOTORS IR THERMO | 4660361
5841 | 0822-EXT-IRD-28-LINE 1 | REFINER SYS MOTORS IR THERMO | 22 | 28 | 4 - Cond Monitoring | 0100822DA | LINE 1 REFINER NO. 2 MAIN MOTOR | 010-0822-REF-002-M1 |  |  |  | Motor | IRD | EXT | Perform a thermography analysis on motor | Overheat |  |  | 28 |  |  |  | AMS |  | IR THERMOGRAPHY | Data created/will be sent for upload | 0822-EXT-IRD-28-LINE 1 REFINER SYS MOTORS IR THERMO | 4660361
5842 | 0824-EXT-IRD-56-LINE 2 | MOTORS THERMOGRAPHY INSPECTION | 22 | 30 | 4 - Cond Monitoring | 0100824AAA | DUMP CHEST NO. 2 AGITATOR MOTOR | 010-0824-AGT-001-M1 |  |  |  | Motor | IRD | EXT | Perform a thermography analysis on motor | Overheat |  |  | 56 |  |  |  | AMS |  | IR THERMOGRAPHY | Data created/will be sent for upload | 0824-EXT-IRD-56-LINE 2 MOTORS THERMOGRAPHY INSPECTION | 4660362
5843 | 0824-EXT-IRD-56-LINE 2 | MOTORS THERMOGRAPHY INSPECTION | 22 | 30 | 4 - Cond Monitoring | 0100824ABA | DUMP CHEST NO. 2 PUMP MOTOR | 010-0824-PUM-001-M1 |  |  |  | Motor | IRD | EXT | Perform a thermography analysis on motor | Overheat |  |  | 56 |  |  |  | AMS |  | IR THERMOGRAPHY | Data created/will be sent for upload | 0824-EXT-IRD-56-LINE 2 MOTORS THERMOGRAPHY INSPECTION | 4660362
5844 | 0824-EXT-IRD-56-LINE 2 | MOTORS THERMOGRAPHY INSPECTION | 22 | 30 | 4 - Cond Monitoring | 0100824BA | LINE 2 COARSE SCREEN MOTOR | 010-0824-SCR-001-M1 |  |  |  | Motor | IRD | EXT | Perform a thermography analysis on motor | Overheat |  |  | 56 |  |  |  | AMS |  | IR THERMOGRAPHY | Data created/will be sent for upload | 0824-EXT-IRD-56-LINE 2 MOTORS THERMOGRAPHY INSPECTION | 4660362
5845 | 0824-EXT-IRD-28-LINE 2 | REFINER SYS MOTORS IR THERMO | 22 | 28 | 4 - Cond Monitoring | 0100824CA | LINE 2 DEFLAKER MOTOR | 010-0824-DFL-001-M1 |  |  |  | Motor | IRD | EXT | Perform a thermography analysis on motor | Overheat |  |  | 28 |  |  |  | AMS |  | IR THERMOGRAPHY | Data created/will be sent for upload | 0824-EXT-IRD-28-LINE 2 REFINER SYS MOTORS IR THERMO | 4660363
5846 | 0824-EXT-IRD-28-LINE 2 | REFINER SYS MOTORS IR THERMO | 22 | 28 | 4 - Cond Monitoring | 0100824DA | REFINER NO. 3 MAIN MOTOR | 010-0824-REF-001-M1 |  |  |  | Motor | IRD | EXT | Perform a thermography analysis on motor | Overheat |  |  | 28 |  |  |  | AMS |  | IR THERMOGRAPHY | Data created/will be sent for upload | 0824-EXT-IRD-28-LINE 2 REFINER SYS MOTORS IR THERMO | 4660363
5847 | 0826-EXT-IRD-56-INTERNAL BROKE | SYSTEM MOTORS IR THERMOGRAPHY | 30 | 29 | 4 - Cond Monitoring | 0100826AAA | BROKE DUMP CHEST AGITATOR MOTOR | 010-0826-AGT-001-M1 |  |  |  | Motor | IRD | EXT | Perform a thermography analysis on motor | Overheat |  |  | 56 |  |  |  | AMS |  | IR THERMOGRAPHY | Data created/will be sent for upload | 0826-EXT-IRD-56-INTERNAL BROKE SYSTEM MOTORS IR THERMOGRAPHY | 4660364
5850 | 0826-EXT-IRD-56-INTERNAL BROKE | SYSTEM MOTORS IR THERMOGRAPHY | 30 | 29 | 4 - Cond Monitoring | 0100826FBA | DEFLAKED BROKE CHEST PUMP NO. 1 MOTOR | 010-0826-PUM-003-M1 |  |  |  | Motor | IRD | EXT | Perform a thermography analysis on motor | Overheat |  |  | 56 |  |  |  | AMS |  | IR THERMOGRAPHY | Data created/will be sent for upload | 0826-EXT-IRD-56-INTERNAL BROKE SYSTEM MOTORS IR THERMOGRAPHY | 4660364
5851 | 0826-EXT-IRD-56-INTERNAL BROKE | SYSTEM MOTORS IR THERMOGRAPHY | 30 | 29 | 4 - Cond Monitoring | 0100826FCA | DEFLAKED BROKE CHEST PUMP NO. 2 MOTOR | 010-0826-PUM-004-M1 |  |  |  | Motor | IRD | EXT | Perform a thermography analysis on motor | Overheat |  |  | 56 |  |  |  | AMS |  | IR THERMOGRAPHY | Data created/will be sent for upload | 0826-EXT-IRD-56-INTERNAL BROKE SYSTEM MOTORS IR THERMOGRAPHY | 4660364
5852 | 0826-EXT-IRD-56-INTERNAL BROKE | SYSTEM MOTORS IR THERMOGRAPHY | 30 | 29 | 4 - Cond Monitoring | 0100826GA | BROKE SCREEN NO. 1 MOTOR | 010-0826-SCR-001-M1 |  |  |  | Motor | IRD | EXT | Perform a thermography analysis on motor | Overheat |  |  | 56 |  |  |  | AMS |  | IR THERMOGRAPHY | Data created/will be sent for upload | 0826-EXT-IRD-56-INTERNAL BROKE SYSTEM MOTORS IR THERMOGRAPHY | 4660364
5853 | 0826-EXT-IRD-56-INTERNAL BROKE | SYSTEM MOTORS IR THERMOGRAPHY | 30 | 29 | 4 - Cond Monitoring | 0100826HA | BROKE SCREEN NO. 2 MOTOR | 010-0826-SCR-002-M1 |  |  |  | Motor | IRD | EXT | Perform a thermography analysis on motor | Overheat |  |  | 56 |  |  |  | AMS |  | IR THERMOGRAPHY | Data created/will be sent for upload | 0826-EXT-IRD-56-INTERNAL BROKE SYSTEM MOTORS IR THERMOGRAPHY | 4660364
5854 | 0826-EXT-IRD-56-INTERNAL BROKE | SYSTEM MOTORS IR THERMOGRAPHY | 30 | 29 | 4 - Cond Monitoring | 0100826IA | BROKE SCREEN NO. 3 MOTOR | 010-0826-SCR-003-M1 |  |  |  | Motor | IRD | EXT | Perform a thermography analysis on motor | Overheat |  |  | 56 |  |  |  | AMS |  | IR THERMOGRAPHY | Data created/will be sent for upload | 0826-EXT-IRD-56-INTERNAL BROKE SYSTEM MOTORS IR THERMOGRAPHY | 4660364
5855 | 0826-EXT-IRD-56-INTERNAL BROKE | SYSTEM MOTORS IR THERMOGRAPHY | 30 | 29 | 4 - Cond Monitoring | 0100826JAA | BROKE ACCEPTS TANK AGITATOR MOTOR | 010-0826-AGT-004-M1 |  |  |  | Motor | IRD | EXT | Perform a thermography analysis on motor | Overheat |  |  | 56 |  |  |  | AMS |  | IR THERMOGRAPHY | Data created/will be sent for upload | 0826-EXT-IRD-56-INTERNAL BROKE SYSTEM MOTORS IR THERMOGRAPHY | 4660364
5856 | 0826-EXT-IRD-56-INTERNAL BROKE | SYSTEM MOTORS IR THERMOGRAPHY | 30 | 29 | 4 - Cond Monitoring | 0100826JBA | BROKE ACCEPTS TANK PUMP MOTOR | 010-0826-PUM-006-M1 |  |  |  | Motor | IRD | EXT | Perform a thermography analysis on motor | Overheat |  |  | 56 |  |  |  | AMS |  | IR THERMOGRAPHY | Data created/will be sent for upload | 0826-EXT-IRD-56-INTERNAL BROKE SYSTEM MOTORS IR THERMOGRAPHY | 4660364
5857 | 0826-EXT-IRD-56-INTERNAL BROKE | SYSTEM MOTORS IR THERMOGRAPHY | 30 | 29 | 4 - Cond Monitoring | 0100826KBA | BROKE REJECTS TANK PUMP MOTOR | 010-0826-PUM-005-M1 |  |  |  | Motor | IRD | EXT | Perform a thermography analysis on motor | Overheat |  |  | 56 |  |  |  | AMS |  | IR THERMOGRAPHY | Data created/will be sent for upload | 0826-EXT-IRD-56-INTERNAL BROKE SYSTEM MOTORS IR THERMOGRAPHY | 4660364
5858 | 0826-EXT-IRD-56-INTERNAL BROKE | SYSTEM MOTORS IR THERMOGRAPHY | 30 | 29 | 4 - Cond Monitoring | 0100826MAA | UTM PULPER PUMP MOTOR | 010-0826-PUM-007-M1 |  |  |  | Motor | IRD | EXT | Perform a thermography analysis on motor | Overheat |  |  | 56 |  |  |  | AMS |  | IR THERMOGRAPHY | Data created/will be sent for upload | 0826-EXT-IRD-56-INTERNAL BROKE SYSTEM MOTORS IR THERMOGRAPHY | 4660364
5848 | 0826-EXT-IRD-28-INTERNAL BROKE | SYSTEM MOTORS IR THERMOGRAPHY | 30 | 29 | 4 - Cond Monitoring | 0100826DA | BROKE DEFLAKER NO. 1 MOTOR | 010-0826-DFL-001-M1 |  |  |  | Motor | IRD | EXT | Perform a thermography analysis on motor | Overheat |  |  | 28 |  |  |  | AMS |  | IR THERMOGRAPHY | Data created/will be sent for upload | 0826-EXT-IRD-28-INTERNAL BROKE SYSTEM MOTORS IR THERMOGRAPHY | 4660365
5849 | 0826-EXT-IRD-28-INTERNAL BROKE | SYSTEM MOTORS IR THERMOGRAPHY | 30 | 29 | 4 - Cond Monitoring | 0100826EA | BROKE DEFLAKER NO. 2 MOTOR | 010-0826-DFL-002-M1 |  |  |  | Motor | IRD | EXT | Perform a thermography analysis on motor | Overheat |  |  | 28 |  |  |  | AMS |  | IR THERMOGRAPHY | Data created/will be sent for upload | 0826-EXT-IRD-28-INTERNAL BROKE SYSTEM MOTORS IR THERMOGRAPHY | 4660365
5859 | 0826-EXT-IRD-28-INTERNAL BROKE | SYSTEM MOTORS IR THERMOGRAPHY | 30 | 29 | 4 - Cond Monitoring | 0100826MBC | UTM PULPER ROTOR NO. 1 MOTOR | 010-0826-AGT-005-M1 |  |  |  | Motor | IRD | EXT | Perform a thermography analysis on motor | Overheat |  |  | 28 |  |  |  | AMS |  | IR THERMOGRAPHY | Data created/will be sent for upload | 0826-EXT-IRD-28-INTERNAL BROKE SYSTEM MOTORS IR THERMOGRAPHY | 4660365
5860 | 0826-EXT-IRD-28-INTERNAL BROKE | SYSTEM MOTORS IR THERMOGRAPHY | 30 | 29 | 4 - Cond Monitoring | 0100826MCC | UTM PULPER ROTOR NO. 2 MOTOR | 010-0826-AGT-006-M1 |  |  |  | Motor | IRD | EXT | Perform a thermography analysis on motor | Overheat |  |  | 28 |  |  |  | AMS |  | IR THERMOGRAPHY | Data created/will be sent for upload | 0826-EXT-IRD-28-INTERNAL BROKE SYSTEM MOTORS IR THERMOGRAPHY | 4660365
5861 | 0828-EXT-IRD-56-CV BROKE AND | CORE MOTORS IR THERMOGRAPHY | 28 | 27 | 4 - Cond Monitoring | 010082827A | LINE 1 BALER MOTOR 1 | 010-0828-BAL-001-M1 |  |  |  | Motor | IRD | EXT | Perform a thermography analysis on motor | Overheat |  |  | 56 |  |  |  | AMS |  | IR THERMOGRAPHY | Data created/will be sent for upload | 0828-EXT-IRD-56-CV BROKE AND CORE MOTORS IR THERMOGRAPHY | 4660366
5862 | 0828-EXT-IRD-56-CV BROKE AND | CORE MOTORS IR THERMOGRAPHY | 28 | 27 | 4 - Cond Monitoring | 010082827BA | LINE 1 BALER MOTOR 2 | 010-0828-BAL-001-M2 |  |  |  | Motor | IRD | EXT | Perform a thermography analysis on motor | Overheat |  |  | 56 |  |  |  | AMS |  | IR THERMOGRAPHY | Data created/will be sent for upload | 0828-EXT-IRD-56-CV BROKE AND CORE MOTORS IR THERMOGRAPHY | 4660366
5863 | 0828-EXT-IRD-56-CV BROKE AND | CORE MOTORS IR THERMOGRAPHY | 28 | 27 | 4 - Cond Monitoring | 010082828A | LINE 2 BALER MOTOR 1 | 010-0828-BAL-002-M1 |  |  |  | Motor | IRD | EXT | Perform a thermography analysis on motor | Overheat |  |  | 56 |  |  |  | AMS |  | IR THERMOGRAPHY | Data created/will be sent for upload | 0828-EXT-IRD-56-CV BROKE AND CORE MOTORS IR THERMOGRAPHY | 4660366
5864 | 0828-EXT-IRD-56-CV BROKE AND | CORE MOTORS IR THERMOGRAPHY | 28 | 27 | 4 - Cond Monitoring | 010082828BA | LINE 2 BALER MOTOR 2 | 010-0828-BAL-002-M2 |  |  |  | Motor | IRD | EXT | Perform a thermography analysis on motor | Overheat |  |  | 56 |  |  |  | AMS |  | IR THERMOGRAPHY | Data created/will be sent for upload | 0828-EXT-IRD-56-CV BROKE AND CORE MOTORS IR THERMOGRAPHY | 4660366
5866 | 0828-EXT-IRD-56-CV BROKE AND | CORE MOTORS IR THERMOGRAPHY | 28 | 27 | 4 - Cond Monitoring | 0100828BA | BROKE PULPER DUMP PUMP MOTOR | 010-0828-PUM-001-M1 |  |  |  | Motor | IRD | EXT | Perform a thermography analysis on motor | Overheat |  |  | 56 |  |  |  | AMS |  | IR THERMOGRAPHY | Data created/will be sent for upload | 0828-EXT-IRD-56-CV BROKE AND CORE MOTORS IR THERMOGRAPHY | 4660366
5865 | 0828-EXT-IRD-28-CV BROKE AND | CORE MOTORS IR THERMOGRAPHY | 28 | 27 | 4 - Cond Monitoring | 0100828AB | BROKE PULPER MOTOR | 010-0828-PLP-001-M1 |  |  |  | Motor | IRD | EXT | Perform a thermography analysis on motor | Overheat |  |  | 28 |  |  |  | AMS |  | IR THERMOGRAPHY | Data created/will be sent for upload | 0828-EXT-IRD-28-CV BROKE AND CORE MOTORS IR THERMOGRAPHY | 4660367
5867 | 0830-EXT-IRD-56-PULP MIX & APP | BI-MONTHLY MOTORS IR THERMO | 30 | 27 | 4 - Cond Monitoring | 0100830BBA | TAD MACHINE CHEST PUMP MOTOR | 010-0830-PUM-006-M1 |  |  |  | Motor | IRD | EXT | Perform a thermography analysis on motor | Overheat |  |  | 56 |  |  |  | AMS |  | IR THERMOGRAPHY | Data created/will be sent for upload | 0830-EXT-IRD-56-PULP MIX & APP BI-MONTHLY MOTORS IR THERMO | 4660368
5870 | 0830-EXT-IRD-56-PULP MIX & APP | BI-MONTHLY MOTORS IR THERMO | 30 | 27 | 4 - Cond Monitoring | 0100830DA | TAD PRIMARY SCREEN MOTOR | 010-0830-SCR-003-M1 |  |  |  | Motor | IRD | EXT | Perform a thermography analysis on motor | Overheat |  |  | 56 |  |  |  | AMS |  | IR THERMOGRAPHY | Data created/will be sent for upload | 0830-EXT-IRD-56-PULP MIX & APP BI-MONTHLY MOTORS IR THERMO | 4660368
5871 | 0830-EXT-IRD-56-PULP MIX & APP | BI-MONTHLY MOTORS IR THERMO | 30 | 27 | 4 - Cond Monitoring | 0100830FBA | CORE MACHINE CHEST PUMP MOTOR | 010-0830-PUM-004-M1 |  |  |  | Motor | IRD | EXT | Perform a thermography analysis on motor | Overheat |  |  | 56 |  |  |  | AMS |  | IR THERMOGRAPHY | Data created/will be sent for upload | 0830-EXT-IRD-56-PULP MIX & APP BI-MONTHLY MOTORS IR THERMO | 4660368
5874 | 0830-EXT-IRD-56-PULP MIX & APP | BI-MONTHLY MOTORS IR THERMO | 30 | 27 | 4 - Cond Monitoring | 0100830HA | CORE PRIMARY SCREEN MOTOR | 010-0830-SCR-002-M1 |  |  |  | Motor | IRD | EXT | Perform a thermography analysis on motor | Overheat |  |  | 56 |  |  |  | AMS |  | IR THERMOGRAPHY | Data created/will be sent for upload | 0830-EXT-IRD-56-PULP MIX & APP BI-MONTHLY MOTORS IR THERMO | 4660368
5875 | 0830-EXT-IRD-56-PULP MIX & APP | BI-MONTHLY MOTORS IR THERMO | 30 | 27 | 4 - Cond Monitoring | 0100830JBA | YANKEE MACHINE CHEST PUMP MOTOR | 010-0830-PUM-002-M1 |  |  |  | Motor | IRD | EXT | Perform a thermography analysis on motor | Overheat |  |  | 56 |  |  |  | AMS |  | IR THERMOGRAPHY | Data created/will be sent for upload | 0830-EXT-IRD-56-PULP MIX & APP BI-MONTHLY MOTORS IR THERMO | 4660368
5878 | 0830-EXT-IRD-56-PULP MIX & APP | BI-MONTHLY MOTORS IR THERMO | 30 | 27 | 4 - Cond Monitoring | 0100830LA | YANKEE PRIMARY SCREEN MOTOR | 010-0830-SCR-001-M1 |  |  |  | Motor | IRD | EXT | Perform a thermography analysis on motor | Overheat |  |  | 56 |  |  |  | AMS |  | IR THERMOGRAPHY | Data created/will be sent for upload | 0830-EXT-IRD-56-PULP MIX & APP BI-MONTHLY MOTORS IR THERMO | 4660368
5868 | 0830-EXT-IRD-28-PULP MIX & APP | MONTHLY MOTORS IR THERMO | 30 | 24 | 4 - Cond Monitoring | 0100830CA | TAD FAN PUMP MOTOR NO. 1 | 010-0830-PUM-009-M1 |  |  |  | Motor | IRD | EXT | Perform a thermography analysis on motor | Overheat |  |  | 28 |  |  |  | AMS |  | IR THERMOGRAPHY | Data created/will be sent for upload | 0830-EXT-IRD-28-PULP MIX & APP MONTHLY MOTORS IR THERMO | 4660369
5869 | 0830-EXT-IRD-28-PULP MIX & APP | MONTHLY MOTORS IR THERMO | 30 | 24 | 4 - Cond Monitoring | 0100830CB | TAD FAN PUMP MOTOR NO. 2 | 010-0830-PUM-009-M2 |  |  |  | Motor | IRD | EXT | Perform a thermography analysis on motor | Overheat |  |  | 28 |  |  |  | AMS |  | IR THERMOGRAPHY | Data created/will be sent for upload | 0830-EXT-IRD-28-PULP MIX & APP MONTHLY MOTORS IR THERMO | 4660369
5872 | 0830-EXT-IRD-28-PULP MIX & APP | MONTHLY MOTORS IR THERMO | 30 | 24 | 4 - Cond Monitoring | 0100830GA | CORE FAN PUMP MOTOR NO. 1 | 010-0830-PUM-008-M1 |  |  |  | Motor | IRD | EXT | Perform a thermography analysis on motor | Overheat |  |  | 28 |  |  |  | AMS |  | IR THERMOGRAPHY | Data created/will be sent for upload | 0830-EXT-IRD-28-PULP MIX & APP MONTHLY MOTORS IR THERMO | 4660369
5873 | 0830-EXT-IRD-28-PULP MIX & APP | MONTHLY MOTORS IR THERMO | 30 | 24 | 4 - Cond Monitoring | 0100830GB | CORE FAN PUMP MOTOR NO. 2 | 010-0830-PUM-008-M2 |  |  |  | Motor | IRD | EXT | Perform a thermography analysis on motor | Overheat |  |  | 28 |  |  |  | AMS |  | IR THERMOGRAPHY | Data created/will be sent for upload | 0830-EXT-IRD-28-PULP MIX & APP MONTHLY MOTORS IR THERMO | 4660369
5876 | 0830-EXT-IRD-28-PULP MIX & APP | MONTHLY MOTORS IR THERMO | 30 | 24 | 4 - Cond Monitoring | 0100830KA | YANKEE FAN PUMP MOTOR NO. 1 | 010-0830-PUM-007-M1 |  |  |  | Motor | IRD | EXT | Perform a thermography analysis on motor | Overheat |  |  | 28 |  |  |  | AMS |  | IR THERMOGRAPHY | Data created/will be sent for upload | 0830-EXT-IRD-28-PULP MIX & APP MONTHLY MOTORS IR THERMO | 4660369
5877 | 0830-EXT-IRD-28-PULP MIX & APP | MONTHLY MOTORS IR THERMO | 30 | 24 | 4 - Cond Monitoring | 0100830KB | YANKEE FAN PUMP MOTOR NO. 2 | 010-0830-PUM-007-M2 |  |  |  | Motor | IRD | EXT | Perform a thermography analysis on motor | Overheat |  |  | 28 |  |  |  | AMS |  | IR THERMOGRAPHY | Data created/will be sent for upload | 0830-EXT-IRD-28-PULP MIX & APP MONTHLY MOTORS IR THERMO | 4660369
5879 | 0830-EXT-IRD-28-PULP MIX & APP | MONTHLY MOTORS IR THERMO | 30 | 24 | 4 - Cond Monitoring | 0100830NA | DILUTION PUMP MOTOR | 010-0830-PUM-010-M1 |  |  |  | Motor | IRD | EXT | Perform a thermography analysis on motor | Overheat |  |  | 28 |  |  |  | AMS |  | IR THERMOGRAPHY | Data created/will be sent for upload | 0830-EXT-IRD-28-PULP MIX & APP MONTHLY MOTORS IR THERMO | 4660369
5880 | 0832-EXT-IRD-56-WHITE WATER | SYSTEM PUMP MOTORS IR THERMO | 27 | 28 | 4 - Cond Monitoring | 0100832GA | CONSISTENCY CONTROL PUMP MOTOR | 010-0832-PUM-006-M1 |  |  |  | Motor | IRD | EXT | Perform a thermography analysis on motor | Overheat |  |  | 56 |  |  |  | AMS |  | IR THERMOGRAPHY | Data created/will be sent for upload | 0832-EXT-IRD-56-WHITE WATER SYSTEM PUMP MOTORS IR THERMO | 4660370
5881 | 0832-EXT-IRD-56-WHITE WATER | SYSTEM PUMP MOTORS IR THERMO | 27 | 28 | 4 - Cond Monitoring | 0100832HEA | DAF FEED PUMP MOTOR | 010-0832-PUM-008-M1 |  |  |  | Motor | IRD | EXT | Perform a thermography analysis on motor | Overheat |  |  | 56 |  |  |  | AMS |  | IR THERMOGRAPHY | Data created/will be sent for upload | 0832-EXT-IRD-56-WHITE WATER SYSTEM PUMP MOTORS IR THERMO | 4660370
5882 | 0832-EXT-IRD-56-WHITE WATER | SYSTEM PUMP MOTORS IR THERMO | 27 | 28 | 4 - Cond Monitoring | 0100832HFA | DAF RECIRCULATION PUMP MOTOR | 010-0832-PUM-009-M1 |  |  |  | Motor | IRD | EXT | Perform a thermography analysis on motor | Overheat |  |  | 56 |  |  |  | AMS |  | IR THERMOGRAPHY | Data created/will be sent for upload | 0832-EXT-IRD-56-WHITE WATER SYSTEM PUMP MOTORS IR THERMO | 4660370
5883 | 0832-EXT-IRD-56-WHITE WATER | SYSTEM PUMP MOTORS IR THERMO | 27 | 28 | 4 - Cond Monitoring | 0100832KA | BALE PULPER FILL PUMP MOTOR | 010-0832-PUM-004-M1 |  |  |  | Motor | IRD | EXT | Perform a thermography analysis on motor | Overheat |  |  | 56 |  |  |  | AMS |  | IR THERMOGRAPHY | Data created/will be sent for upload | 0832-EXT-IRD-56-WHITE WATER SYSTEM PUMP MOTORS IR THERMO | 4660370
5884 | 0832-EXT-IRD-28-WHITE WATER | SYSTEM PUMP MOTORS IR THERMO | 27 | 29 | 4 - Cond Monitoring | 0100832LA | UTM & BROKE PULPER FILL PUMP MOTOR | 010-0832-PUM-005-M1 |  |  |  | Motor | IRD | EXT | Perform a thermography analysis on motor | Overheat |  |  | 28 |  |  |  | AMS |  | IR THERMOGRAPHY | Data created/will be sent for upload | 0832-EXT-IRD-28-WHITE WATER SYSTEM PUMP MOTORS IR THERMO | 4660371
5885 | 0832-EXT-IRD-28-WHITE WATER | SYSTEM PUMP MOTORS IR THERMO | 27 | 29 | 4 - Cond Monitoring | 0100832NBA | WIRE PIT PUMP MOTOR | 010-0832-PUM-002-M1 |  |  |  | Motor | IRD | EXT | Perform a thermography analysis on motor | Overheat |  |  | 28 |  |  |  | AMS |  | IR THERMOGRAPHY | Data created/will be sent for upload | 0832-EXT-IRD-28-WHITE WATER SYSTEM PUMP MOTORS IR THERMO | 4660371
5886 | 0833-EXT-IRD-56-TAD WATER SYS | TAD PUMP MOTORS IR THERMO | 29 | 25 | 4 - Cond Monitoring | 0100833BA | TAD TRAY WATER PUMP MOTOR | 010-0833-PUM-001-M1 |  |  |  | Motor | IRD | EXT | Perform a thermography analysis on motor | Overheat |  |  | 56 |  |  |  | AMS |  | IR THERMOGRAPHY | Data created/will be sent for upload | 0833-EXT-IRD-56-TAD WATER SYS TAD PUMP MOTORS IR THERMO | 4660372
5887 | 0833-EXT-IRD-56-TAD WATER SYS | TAD PUMP MOTORS IR THERMO | 29 | 25 | 4 - Cond Monitoring | 0100833CA | TAD TRAY WATER SCREEN MOTOR | 010-0833-SCR-001-M1 |  |  |  | Motor | IRD | EXT | Perform a thermography analysis on motor | Overheat |  |  | 56 |  |  |  | AMS |  | IR THERMOGRAPHY | Data created/will be sent for upload | 0833-EXT-IRD-56-TAD WATER SYS TAD PUMP MOTORS IR THERMO | 4660372
5888 | 0833-EXT-IRD-56-TAD WATER SYS | TAD PUMP MOTORS IR THERMO | 29 | 25 | 4 - Cond Monitoring | 0100833DA | CLARIFIED TAD TRAY WATER PUMP MOTOR | 010-0833-PUM-002-M1 |  |  |  | Motor | IRD | EXT | Perform a thermography analysis on motor | Overheat |  |  | 56 |  |  |  | AMS |  | IR THERMOGRAPHY | Data created/will be sent for upload | 0833-EXT-IRD-56-TAD WATER SYS TAD PUMP MOTORS IR THERMO | 4660372
5889 | 0833-EXT-IRD-56-TAD WATER SYS | TAD PUMP MOTORS IR THERMO | 29 | 25 | 4 - Cond Monitoring | 0100833FA | TAD FABRIC FLOODED NIP SHOWER PUMP MOTOR | 010-0833-PUM-004-M1 |  |  |  | Motor | IRD | EXT | Perform a thermography analysis on motor | Overheat |  |  | 56 |  |  |  | AMS |  | IR THERMOGRAPHY | Data created/will be sent for upload | 0833-EXT-IRD-56-TAD WATER SYS TAD PUMP MOTORS IR THERMO | 4660372
5890 | 0833-EXT-IRD-28-TAD WATER SYS | FAN SHOWR PUMP MOTOR IR THERMO | 29 | 30 | 4 - Cond Monitoring | 0100833GA | TAD FABRIC HP FAN SHOWER PUMP MOTOR | 010-0833-PUM-003-M1 |  |  |  | Motor | IRD | EXT | Perform a thermography analysis on motor | Overheat |  |  | 28 |  |  |  | AMS |  | IR THERMOGRAPHY | Data created/will be sent for upload | 0833-EXT-IRD-28-TAD WATER SYS FAN SHOWR PUMP MOTOR IR THERMO | 4660373
5891 | 0834-EXT-IRD-28-SHOWER WATER | SYSTEM PUMP MOTORS IR THERMO | 29 | 28 | 4 - Cond Monitoring | 0100834BA | CLARIFIED WHITE WATER PUMP MOTOR | 010-0834-PUM-002-M1 |  |  |  | Motor | IRD | EXT | Perform a thermography analysis on motor | Overheat |  |  | 28 |  |  |  | AMS |  | IR THERMOGRAPHY | Data created/will be sent for upload | 0834-EXT-IRD-28-SHOWER WATER SYSTEM PUMP MOTORS IR THERMO | 4660374
5895 | 0834-EXT-IRD-28-SHOWER WATER | SYSTEM PUMP MOTORS IR THERMO | 29 | 28 | 4 - Cond Monitoring | 0100834HA | CWW MP SHOWER PUMP MOTOR | 010-0834-PUM-005-M1 |  |  |  | Motor | IRD | EXT | Perform a thermography analysis on motor | Overheat |  |  | 28 |  |  |  | AMS |  | IR THERMOGRAPHY | Data created/will be sent for upload | 0834-EXT-IRD-28-SHOWER WATER SYSTEM PUMP MOTORS IR THERMO | 4660374
5892 | 0834-EXT-IRD-56-SHOWER WATER | SYSTEM PUMP MOTORS IR THERMO | 29 | 28 | 4 - Cond Monitoring | 0100834EA | CWW HP SHOWER PUMP NO.1 MOTOR | 010-0834-PUM-003-M1 |  |  |  | Motor | IRD | EXT | Perform a thermography analysis on motor | Overheat |  |  | 56 |  |  |  | AMS |  | IR THERMOGRAPHY | Data created/will be sent for upload | 0834-EXT-IRD-56-SHOWER WATER SYSTEM PUMP MOTORS IR THERMO | 4660375
5893 | 0834-EXT-IRD-56-SHOWER WATER | SYSTEM PUMP MOTORS IR THERMO | 29 | 28 | 4 - Cond Monitoring | 0100834FA | CWW HP SHOWER PUMP NO.2 MOTOR | 010-0834-PUM-004-M1 |  |  |  | Motor | IRD | EXT | Perform a thermography analysis on motor | Overheat |  |  | 56 |  |  |  | AMS |  | IR THERMOGRAPHY | Data created/will be sent for upload | 0834-EXT-IRD-56-SHOWER WATER SYSTEM PUMP MOTORS IR THERMO | 4660375
5894 | 0834-EXT-IRD-56-SHOWER WATER | SYSTEM PUMP MOTORS IR THERMO | 29 | 28 | 4 - Cond Monitoring | 0100834GA | CWW MISC. SHOWER PUMP MOTOR | 010-0834-PUM-001-M1 |  |  |  | Motor | IRD | EXT | Perform a thermography analysis on motor | Overheat |  |  | 56 |  |  |  | AMS |  | IR THERMOGRAPHY | Data created/will be sent for upload | 0834-EXT-IRD-56-SHOWER WATER SYSTEM PUMP MOTORS IR THERMO | 4660375
5896 | 0836-EXT-IRD-28-VACUUM SYSTEM | VACUUM PUMP MOTORS IR THERMO | 29 | 28 | 4 - Cond Monitoring | 0100836HBA | VACUUM SYSTEM NO. 1 MOTOR | 010-0836-VS-001-M1 |  |  |  | Motor | IRD | EXT | Perform a thermography analysis on motor | Overheat |  |  | 28 |  |  |  | AMS |  | IR THERMOGRAPHY | Data created/will be sent for upload | 0836-EXT-IRD-28-VACUUM SYSTEM VACUUM PUMP MOTORS IR THERMO | 4660376
5897 | 0836-EXT-IRD-28-VACUUM SYSTEM | VACUUM PUMP MOTORS IR THERMO | 29 | 28 | 4 - Cond Monitoring | 0100836IBA | VACUUM SYSTEM NO. 2 MOTOR | 010-0836-VS-002-M1 |  |  |  | Motor | IRD | EXT | Perform a thermography analysis on motor | Overheat |  |  | 28 |  |  |  | AMS |  | IR THERMOGRAPHY | Data created/will be sent for upload | 0836-EXT-IRD-28-VACUUM SYSTEM VACUUM PUMP MOTORS IR THERMO | 4660376
5898 | 0836-EXT-IRD-28-VACUUM SYSTEM | VACUUM PUMP MOTORS IR THERMO | 29 | 28 | 4 - Cond Monitoring | 0100836JBA | VACUUM SYSTEM NO. 3 MOTOR | 010-0836-VS-003-M1 |  |  |  | Motor | IRD | EXT | Perform a thermography analysis on motor | Overheat |  |  | 28 |  |  |  | AMS |  | IR THERMOGRAPHY | Data created/will be sent for upload | 0836-EXT-IRD-28-VACUUM SYSTEM VACUUM PUMP MOTORS IR THERMO | 4660376
5899 | 0836-EXT-IRD-28-VACUUM SYSTEM | VACUUM PUMP MOTORS IR THERMO | 29 | 28 | 4 - Cond Monitoring | 0100836KC | VACUUM SYSTEM NO. 4 MOTOR | 010-0836-VS-004-M1 |  |  |  | Motor | IRD | EXT | Perform a thermography analysis on motor | Overheat |  |  | 28 |  |  |  | AMS |  | IR THERMOGRAPHY | Data created/will be sent for upload | 0836-EXT-IRD-28-VACUUM SYSTEM VACUUM PUMP MOTORS IR THERMO | 4660376
5900 | 0836-EXT-IRD-28-VACUUM SYSTEM | VACUUM PUMP MOTORS IR THERMO | 29 | 28 | 4 - Cond Monitoring | 0100836LBA | VACUUM SYSTEM NO. 5 MOTOR | 010-0836-VS-005-M1 |  |  |  | Motor | IRD | EXT | Perform a thermography analysis on motor | Overheat |  |  | 28 |  |  |  | AMS |  | IR THERMOGRAPHY | Data created/will be sent for upload | 0836-EXT-IRD-28-VACUUM SYSTEM VACUUM PUMP MOTORS IR THERMO | 4660376
5901 | 0836-EXT-IRD-28-VACUUM SYSTEM | VACUUM PUMP MOTORS IR THERMO | 29 | 28 | 4 - Cond Monitoring | 0100836MBA | VACUUM SYSTEM NO. 6 MOTOR | 010-0836-VS-006-M1 |  |  |  | Motor | IRD | EXT | Perform a thermography analysis on motor | Overheat |  |  | 28 |  |  |  | AMS |  | IR THERMOGRAPHY | Data created/will be sent for upload | 0836-EXT-IRD-28-VACUUM SYSTEM VACUUM PUMP MOTORS IR THERMO | 4660376
5902 | 0836-EXT-IRD-28-VACUUM SYSTEM | VACUUM PUMP MOTORS IR THERMO | 29 | 28 | 4 - Cond Monitoring | 0100836NBA | VACUUM SYSTEM NO. 7 MOTOR | 010-0836-VS-007-M1 |  |  |  | Motor | IRD | EXT | Perform a thermography analysis on motor | Overheat |  |  | 28 |  |  |  | AMS |  | IR THERMOGRAPHY | Data created/will be sent for upload | 0836-EXT-IRD-28-VACUUM SYSTEM VACUUM PUMP MOTORS IR THERMO | 4660376
5903 | 0836-EXT-IRD-28-VACUUM SYSTEM | VACUUM PUMP MOTORS IR THERMO | 29 | 28 | 4 - Cond Monitoring | 0100836OBA | VACUUM SYSTEM NO. 8 MOTOR | 010-0836-VS-008-M1 |  |  |  | Motor | IRD | EXT | Perform a thermography analysis on motor | Overheat |  |  | 28 |  |  |  | AMS |  | IR THERMOGRAPHY | Data created/will be sent for upload | 0836-EXT-IRD-28-VACUUM SYSTEM VACUUM PUMP MOTORS IR THERMO | 4660376
5904 | 0836-EXT-IRD-28-VACUUM SYSTEM | VACUUM PUMP MOTORS IR THERMO | 29 | 28 | 4 - Cond Monitoring | 0100836PBA | VACUUM SYSTEM NO. 9 MOTOR | 010-0836-VS-009-M1 |  |  |  | Motor | IRD | EXT | Perform a thermography analysis on motor | Overheat |  |  | 28 |  |  |  | AMS |  | IR THERMOGRAPHY | Data created/will be sent for upload | 0836-EXT-IRD-28-VACUUM SYSTEM VACUUM PUMP MOTORS IR THERMO | 4660376
5905 | 0836-EXT-IRD-56-VACUUM SYSTEM | EXH FAN/PIT PUMP MTR IR THERMO | 29 | 30 | 4 - Cond Monitoring | 0100836QBA | COOLING TOWER NO. 1 EXHAUST FAN MOTOR | 010-0836-FAN-001-M1 |  |  |  | Motor | IRD | EXT | Perform a thermography analysis on motor | Overheat |  |  | 56 |  |  |  | AMS |  | IR THERMOGRAPHY | Data created/will be sent for upload | 0836-EXT-IRD-56-VACUUM SYSTEM EXH FAN/PIT PUMP MTR IR THERMO | 4660377
5906 | 0836-EXT-IRD-56-VACUUM SYSTEM | EXH FAN/PIT PUMP MTR IR THERMO | 29 | 30 | 4 - Cond Monitoring | 0100836RBA | COOLING TOWER NO. 2 EXHAUST FAN MOTOR | 010-0836-FAN-002-M1 |  |  |  | Motor | IRD | EXT | Perform a thermography analysis on motor | Overheat |  |  | 56 |  |  |  | AMS |  | IR THERMOGRAPHY | Data created/will be sent for upload | 0836-EXT-IRD-56-VACUUM SYSTEM EXH FAN/PIT PUMP MTR IR THERMO | 4660377
5907 | 0836-EXT-IRD-56-VACUUM SYSTEM | EXH FAN/PIT PUMP MTR IR THERMO | 29 | 30 | 4 - Cond Monitoring | 0100836ZA | VACUUM PIT PUMP MOTOR | 010-0836-PUM-002-M1 |  |  |  | Motor | IRD | EXT | Perform a thermography analysis on motor | Overheat |  |  | 56 |  |  |  | AMS |  | IR THERMOGRAPHY | Data created/will be sent for upload | 0836-EXT-IRD-56-VACUUM SYSTEM EXH FAN/PIT PUMP MTR IR THERMO | 4660377
5908 | 0860-EXT-IRD-28-MIST REMOVAL | SYSTEM FAN MOTORS IR THERMO | 28 | 27 | 4 - Cond Monitoring | 0100860AAA | FORMING SECTION MIST REMOVAL FAN MOTOR | 010-0860-FAN-001-M1 |  |  |  | Motor | IRD | EXT | Perform a thermography analysis on motor | Overheat |  |  | 28 |  |  |  | AMS |  | IR THERMOGRAPHY | Data created/will be sent for upload | 0860-EXT-IRD-28-MIST REMOVAL SYSTEM FAN MOTORS IR THERMO | 4660378
5909 | 0860-EXT-IRD-28-MIST REMOVAL | SYSTEM FAN MOTORS IR THERMO | 28 | 27 | 4 - Cond Monitoring | 0100860BBA | GLUE CONTAINMENT EXHAUST FAN MOTOR | 010-0860-FAN-003-M1 |  |  |  | Motor | IRD | EXT | Perform a thermography analysis on motor | Overheat |  |  | 56 |  |  |  | AMS |  | IR THERMOGRAPHY | Data created/will be sent for upload | 0860-EXT-IRD-28-MIST REMOVAL SYSTEM FAN MOTORS IR THERMO | 4660378
5910 | 0860-EXT-IRD-28-MIST REMOVAL | SYSTEM FAN MOTORS IR THERMO | 28 | 27 | 4 - Cond Monitoring | 0100860CAA | TAD SECTION MIST REMOVAL FAN MOTOR | 010-0860-FAN-002-M1 |  |  |  | Motor | IRD | EXT | Perform a thermography analysis on motor | Overheat |  |  | 56 |  |  |  | AMS |  | IR THERMOGRAPHY | Data created/will be sent for upload | 0860-EXT-IRD-28-MIST REMOVAL SYSTEM FAN MOTORS IR THERMO | 4660378
5911 | 0864-EXT-IRD-28-WET DUST SYS | FAN MOTOR IR THERMO | 28 | 19 | 4 - Cond Monitoring | 0100864AYA | WET DUST EXHAUST FAN MOTOR | 010-0864-FAN-001-M1 |  |  |  | Motor | IRD | EXT | Perform a thermography analysis on motor | Overheat |  |  | 28 |  |  |  | AMS |  | IR THERMOGRAPHY | Data created/will be sent for upload | 0864-EXT-IRD-28-WET DUST SYS FAN MOTOR IR THERMO | 4660379
5912 | 0864-EXT-IRD-56-WET DUST SYS | BLOWER MOTOR IR THERMO | 28 | 22 | 4 - Cond Monitoring | 0100864DDCA | ACTIVE AIRFOIL SUPPLY BLOWER MOTOR | 010-0864-BLR-100-M1 |  |  |  | Motor | IRD | EXT | Perform a thermography analysis on motor | Overheat |  |  | 56 |  |  |  | AMS |  | IR THERMOGRAPHY | Data created/will be sent for upload | 0864-EXT-IRD-56-WET DUST SYS BLOWER MOTOR IR THERMO | 4660380
5913 | 0868-EXT-IRD-56-HALL VENT | MAKE-UP FAN MOTOR IR THERMO | 25 | 27 | 4 - Cond Monitoring | 0100868ABA | MAKE-UP AIR UNIT NO. 1 FAN MOTOR | 010-0868-FAN-018-M1 |  |  |  | Motor | IRD | EXT | Perform a thermography analysis on motor | Overheat |  |  | 56 |  |  |  | AMS |  | IR THERMOGRAPHY | Data created/will be sent for upload | 0868-EXT-IRD-56-HALL VENT MAKE-UP FAN MOTOR IR THERMO | 4660381
5914 | 0868-EXT-IRD-56-HALL VENT | MAKE-UP FAN MOTOR IR THERMO | 25 | 27 | 4 - Cond Monitoring | 0100868BBA | MAKE-UP AIR UNIT NO. 2 FAN MOTOR | 010-0868-FAN-019-M1 |  |  |  | Motor | IRD | EXT | Perform a thermography analysis on motor | Overheat |  |  | 56 |  |  |  | AMS |  | IR THERMOGRAPHY | Data created/will be sent for upload | 0868-EXT-IRD-56-HALL VENT MAKE-UP FAN MOTOR IR THERMO | 4660381
5915 | 0868-EXT-IRD-56-HALL VENT | MAKE-UP FAN MOTOR IR THERMO | 25 | 27 | 4 - Cond Monitoring | 0100868CBA | MAKE-UP AIR UNIT NO. 3 FAN MOTOR | 010-0868-FAN-020-M1 |  |  |  | Motor | IRD | EXT | Perform a thermography analysis on motor | Overheat |  |  | 56 |  |  |  | AMS |  | IR THERMOGRAPHY | Data created/will be sent for upload | 0868-EXT-IRD-56-HALL VENT MAKE-UP FAN MOTOR IR THERMO | 4660381
5916 | 0868-EXT-IRD-56-HALL VENT | MAKE-UP FAN MOTOR IR THERMO | 25 | 27 | 4 - Cond Monitoring | 0100868DBA | MAKE-UP AIR UNIT NO. 4 FAN MOTOR | 010-0868-FAN-021-M1 |  |  |  | Motor | IRD | EXT | Perform a thermography analysis on motor | Overheat |  |  | 56 |  |  |  | AMS |  | IR THERMOGRAPHY | Data created/will be sent for upload | 0868-EXT-IRD-56-HALL VENT MAKE-UP FAN MOTOR IR THERMO | 4660381
5917 | 0868-EXT-IRD-56-HALL VENT | MAKE-UP FAN MOTOR IR THERMO | 25 | 27 | 4 - Cond Monitoring | 0100868EBA | MAKE-UP AIR UNIT NO. 5 FAN MOTOR | 010-0868-FAN-022-M1 |  |  |  | Motor | IRD | EXT | Perform a thermography analysis on motor | Overheat |  |  | 56 |  |  |  | AMS |  | IR THERMOGRAPHY | Data created/will be sent for upload | 0868-EXT-IRD-56-HALL VENT MAKE-UP FAN MOTOR IR THERMO | 4660381
5918 | 0868-EXT-IRD-56-HALL VENT | MAKE-UP FAN MOTOR IR THERMO | 25 | 27 | 4 - Cond Monitoring | 0100868FBA | MAKE-UP AIR UNIT NO. 6 FAN MOTOR | 010-0868-FAN-023-M1 |  |  |  | Motor | IRD | EXT | Perform a thermography analysis on motor | Overheat |  |  | 56 |  |  |  | AMS |  | IR THERMOGRAPHY | Data created/will be sent for upload | 0868-EXT-IRD-56-HALL VENT MAKE-UP FAN MOTOR IR THERMO | 4660381
5919 | 0868-EXT-IRD-56-HALL VENT | MAKE-UP FAN MOTOR IR THERMO | 25 | 27 | 4 - Cond Monitoring | 0100868GBA | MAKE-UP AIR UNIT NO. 7 FAN MOTOR | 010-0868-FAN-024-M1 |  |  |  | Motor | IRD | EXT | Perform a thermography analysis on motor | Overheat |  |  | 56 |  |  |  | AMS |  | IR THERMOGRAPHY | Data created/will be sent for upload | 0868-EXT-IRD-56-HALL VENT MAKE-UP FAN MOTOR IR THERMO | 4660381
5920 | 0868-EXT-IRD-56-HALL VENT | MAKE-UP FAN MOTOR IR THERMO | 25 | 27 | 4 - Cond Monitoring | 0100868HBA | FALSE CEILING SUPPLY UNIT FAN MOTOR | 010-0868-FAN-025-M1 |  |  |  | Motor | IRD | EXT | Perform a thermography analysis on motor | Overheat |  |  | 56 |  |  |  | AMS |  | IR THERMOGRAPHY | Data created/will be sent for upload | 0868-EXT-IRD-56-HALL VENT MAKE-UP FAN MOTOR IR THERMO | 4660381
5921 | 0870-EXT-IRD-28-FORMING SEC | ROLL MOTOR IR THERMO | 27 | 20 | 4 - Cond Monitoring | 0100870BFB | FORMING ROLL MOTOR | 010-0870-ROL-006-M1 |  |  |  | Motor | IRD | EXT | Perform a thermography analysis on motor | Overheat |  |  | 28 |  |  |  | AMS |  | IR THERMOGRAPHY | Data created/will be sent for upload | 0870-EXT-IRD-28-FORMING SEC ROLL MOTOR IR THERMO | 4660382
5922 | 0870-EXT-IRD-28-FORMING SEC | ROLL MOTOR IR THERMO | 27 | 20 | 4 - Cond Monitoring | 0100870BIA | INNER WIRE DRIVE ROLL MOTOR | 010-0870-ROL-009-M1 |  |  |  | Motor | IRD | EXT | Perform a thermography analysis on motor | Overheat |  |  | 28 |  |  |  | AMS |  | IR THERMOGRAPHY | Data created/will be sent for upload | 0870-EXT-IRD-28-FORMING SEC ROLL MOTOR IR THERMO | 4660382
5923 | 0870-EXT-IRD-28-TAD SECTION | CYL/ROLL/FAN MOTORS IR THERMO | 27 | 29 | 4 - Cond Monitoring | 0100870CADB | TAD CYLINDER NO. 1 MOTOR | 010-0870-TAD-001-M1 |  |  |  | Motor | IRD | EXT | Perform a thermography analysis on motor | Overheat |  |  | 28 |  |  |  | AMS |  | IR THERMOGRAPHY | Data created/will be sent for upload | 0870-EXT-IRD-28-TAD SECTION CYL/ROLL/FAN MOTORS IR THERMO | 4660383
5924 | 0870-EXT-IRD-28-TAD SECTION | CYL/ROLL/FAN MOTORS IR THERMO | 27 | 29 | 4 - Cond Monitoring | 0100870CDDB | TAD CYLINDER NO. 2 MOTOR | 010-0870-TAD-002-M1 |  |  |  | Motor | IRD | EXT | Perform a thermography analysis on motor | Overheat |  |  | 28 |  |  |  | AMS |  | IR THERMOGRAPHY | Data created/will be sent for upload | 0870-EXT-IRD-28-TAD SECTION CYL/ROLL/FAN MOTORS IR THERMO | 4660383
5925 | 0870-EXT-IRD-28-TAD SECTION | CYL/ROLL/FAN MOTORS IR THERMO | 27 | 29 | 4 - Cond Monitoring | 0100870CGAB | TAD FABRIC PRESS ROLL MOTOR | 010-0870-ROL-017-M1 |  |  |  | Motor | IRD | EXT | Perform a thermography analysis on motor | Overheat |  |  | 28 |  |  |  | AMS |  | IR THERMOGRAPHY | Data created/will be sent for upload | 0870-EXT-IRD-28-TAD SECTION CYL/ROLL/FAN MOTORS IR THERMO | 4660383
5927 | 0870-EXT-IRD-28-TAD SECTION | CYL/ROLL/FAN MOTORS IR THERMO | 27 | 29 | 4 - Cond Monitoring | 0100870COAAA | TAD 1 COMBUSTION AIR FAN MOTOR | 010-0871-FAN-001-M1 |  |  |  | Motor | IRD | EXT | Perform a thermography analysis on motor | Overheat |  |  | 28 |  |  |  | AMS |  | IR THERMOGRAPHY | Data created/will be sent for upload | 0870-EXT-IRD-28-TAD SECTION CYL/ROLL/FAN MOTORS IR THERMO | 4660383
5928 | 0870-EXT-IRD-28-TAD SECTION | CYL/ROLL/FAN MOTORS IR THERMO | 27 | 29 | 4 - Cond Monitoring | 0100870COABA | TAD 1 EXHAUST FAN MOTOR | 010-0871-FAN-003-M1 |  |  |  | Motor | IRD | EXT | Perform a thermography analysis on motor | Overheat |  |  | 28 |  |  |  | AMS |  | IR THERMOGRAPHY | Data created/will be sent for upload | 0870-EXT-IRD-28-TAD SECTION CYL/ROLL/FAN MOTORS IR THERMO | 4660383
5929 | 0870-EXT-IRD-28-TAD SECTION | CYL/ROLL/FAN MOTORS IR THERMO | 27 | 29 | 4 - Cond Monitoring | 0100870COACA | TAD 1 MAIN SUPPLY FAN MOTOR | 010-0871-FAN-002-M1 |  |  |  | Motor | IRD | EXT | Perform a thermography analysis on motor | Overheat |  |  | 28 |  |  |  | AMS |  | IR THERMOGRAPHY | Data created/will be sent for upload | 0870-EXT-IRD-28-TAD SECTION CYL/ROLL/FAN MOTORS IR THERMO | 4660383
5930 | 0870-EXT-IRD-28-TAD SECTION | CYL/ROLL/FAN MOTORS IR THERMO | 27 | 29 | 4 - Cond Monitoring | 0100870CPAAA | TAD 2 COMBUSTION AIR FAN MOTOR | 010-0872-FAN-001-M1 |  |  |  | Motor | IRD | EXT | Perform a thermography analysis on motor | Overheat |  |  | 28 |  |  |  | AMS |  | IR THERMOGRAPHY | Data created/will be sent for upload | 0870-EXT-IRD-28-TAD SECTION CYL/ROLL/FAN MOTORS IR THERMO | 4660383
5931 | 0870-EXT-IRD-28-TAD SECTION | CYL/ROLL/FAN MOTORS IR THERMO | 27 | 29 | 4 - Cond Monitoring | 0100870CPABA | TAD 2 EXHAUST FAN MOTOR | 010-0872-FAN-003-M1 |  |  |  | Motor | IRD | EXT | Perform a thermography analysis on motor | Overheat |  |  | 28 |  |  |  | AMS |  | IR THERMOGRAPHY | Data created/will be sent for upload | 0870-EXT-IRD-28-TAD SECTION CYL/ROLL/FAN MOTORS IR THERMO | 4660383
5932 | 0870-EXT-IRD-28-TAD SECTION | CYL/ROLL/FAN MOTORS IR THERMO | 27 | 29 | 4 - Cond Monitoring | 0100870CPACA | TAD 2 MAIN SUPPLY FAN MOTOR | 010-0872-FAN-002-M1 |  |  |  | Motor | IRD | EXT | Perform a thermography analysis on motor | Overheat |  |  | 28 |  |  |  | AMS |  | IR THERMOGRAPHY | Data created/will be sent for upload | 0870-EXT-IRD-28-TAD SECTION CYL/ROLL/FAN MOTORS IR THERMO | 4660383
5926 | 0870-EXT-IRD-56-TAD SECTION | RELEASE ROLL MOTOR IR THERMO | 27 | 28 | 4 - Cond Monitoring | 0100870CLAB | TAD RELEASE ROLL MOTOR | 010-0870-ROL-022-M1 |  |  |  | Motor | IRD | EXT | Perform a thermography analysis on motor | Overheat |  |  | 56 |  |  |  | AMS |  | IR THERMOGRAPHY | Data created/will be sent for upload | 0870-EXT-IRD-56-TAD SECTION RELEASE ROLL MOTOR IR THERMO | 4660384
5933 | 0870-EXT-IRD-28-YANKEE SECTION | YANKEE ROLL MOTORS IR THERMO | 30 | 28 | 4 - Cond Monitoring | 0100870DAB | YANKEE ROLL MOTOR NO. 1 | 010-0870-YDS-001-M1 |  |  |  | Motor | IRD | EXT | Perform a thermography analysis on motor | Overheat |  |  | 28 |  |  |  | AMS |  | IR THERMOGRAPHY | Data created/will be sent for upload | 0870-EXT-IRD-28-YANKEE SECTION YANKEE ROLL MOTORS IR THERMO | 4660385
5934 | 0870-EXT-IRD-28-YANKEE SECTION | YANKEE ROLL MOTORS IR THERMO | 30 | 28 | 4 - Cond Monitoring | 0100870DAC | YANKEE ROLL MOTOR NO. 2 | 010-0870-YDS-001-M2 |  |  |  | Motor | IRD | EXT | Perform a thermography analysis on motor | Overheat |  |  | 28 |  |  |  | AMS |  | IR THERMOGRAPHY | Data created/will be sent for upload | 0870-EXT-IRD-28-YANKEE SECTION YANKEE ROLL MOTORS IR THERMO | 4660385
5935 | 0870-EXT-IRD-56-CALENDER | CALENDER MOTORS IR THERMO | 24 | 25 | 4 - Cond Monitoring | 0100870FFAAB | LOWER CALENDER MOTOR | 010-0870-CAL-001-M1 |  |  |  | Motor | IRD | EXT | Perform a thermography analysis on motor | Overheat |  |  | 56 |  |  |  | AMS |  | IR THERMOGRAPHY | Data created/will be sent for upload | 0870-EXT-IRD-56-CALENDER CALENDER MOTORS IR THERMO | 4660386
5936 | 0870-EXT-IRD-56-CALENDER | CALENDER MOTORS IR THERMO | 24 | 25 | 4 - Cond Monitoring | 0100870FFBAB | UPPER CALENDER MOTOR | 010-0870-CAL-002-M1 |  |  |  | Motor | IRD | EXT | Perform a thermography analysis on motor | Overheat |  |  | 56 |  |  |  | AMS |  | IR THERMOGRAPHY | Data created/will be sent for upload | 0870-EXT-IRD-56-CALENDER CALENDER MOTORS IR THERMO | 4660386
5937 | 0870-EXT-IRD-56-REEL SECTION | REEL MOTORS THERMO INEPSCTION | 28 | 29 | 4 - Cond Monitoring | 0100870HDB | REEL SPOOL STARTER MOTOR | 010-0870-ROL-027-M1 |  |  |  | Motor | IRD | EXT | Perform a thermography analysis on motor | Overheat |  |  | 56 |  |  |  | AMS |  | IR THERMOGRAPHY | Data created/will be sent for upload | 0870-EXT-IRD-56-REEL SECTION REEL MOTORS THERMO INEPSCTION | 4660387
5938 | 0870-EXT-IRD-56-REEL SECTION | REEL MOTORS THERMO INEPSCTION | 28 | 29 | 4 - Cond Monitoring | 0100870HFD | CENTER WIND ASSIST MOTOR | 010-0870-ROL-032-M1 |  |  |  | Motor | IRD | EXT | Perform a thermography analysis on motor | Overheat |  |  | 56 |  |  |  | AMS |  | IR THERMOGRAPHY | Data created/will be sent for upload | 0870-EXT-IRD-56-REEL SECTION REEL MOTORS THERMO INEPSCTION | 4660387
5939 | 0870-EXT-IRD-56-REEL SECTION | REEL MOTORS THERMO INEPSCTION | 28 | 29 | 4 - Cond Monitoring | 0100870HLAAB | REEL DRUM MOTOR | 010-0870-ROL-028-M1 |  |  |  | Motor | IRD | EXT | Perform a thermography analysis on motor | Overheat |  |  | 56 |  |  |  | AMS |  | IR THERMOGRAPHY | Data created/will be sent for upload | 0870-EXT-IRD-56-REEL SECTION REEL MOTORS THERMO INEPSCTION | 4660387
5940 | 0870-EXT-IRD-56-HYDRAULIC SYS | HYD UNIT PUMP MOTORS IR THERMO | 29 | 30 | 4 - Cond Monitoring | 0100870KACA | HYDRAULIC UNIT NO. 1 PRESS ROLL PUMP MOTOR | 010-0870-PUM-018-M1 |  |  |  | Motor | IRD | EXT | Perform a thermography analysis on motor | Overheat |  |  | 56 |  |  |  | AMS |  | IR THERMOGRAPHY | Data created/will be sent for upload | 0870-EXT-IRD-56-HYDRAULIC SYS HYD UNIT PUMP MOTORS IR THERMO | 4660388
5941 | 0870-EXT-IRD-56-HYDRAULIC SYS | HYD UNIT PUMP MOTORS IR THERMO | 29 | 30 | 4 - Cond Monitoring | 0100870KADA | HYDRAULIC UNIT NO. 1 SPARE PUMP STATION MOTOR | 010-0870-PUM-019-M1 |  |  |  | Motor | IRD | EXT | Perform a thermography analysis on motor | Overheat |  |  | 56 |  |  |  | AMS |  | IR THERMOGRAPHY | Data created/will be sent for upload | 0870-EXT-IRD-56-HYDRAULIC SYS HYD UNIT PUMP MOTORS IR THERMO | 4660388
5942 | 0870-EXT-IRD-56-HYDRAULIC SYS | HYD UNIT PUMP MOTORS IR THERMO | 29 | 30 | 4 - Cond Monitoring | 0100870KAEA | HYDRAULIC UNIT NO. 1 CANTILEVER PUMP MOTOR | 010-0870-PUM-020-M1 |  |  |  | Motor | IRD | EXT | Perform a thermography analysis on motor | Overheat |  |  | 56 |  |  |  | AMS |  | IR THERMOGRAPHY | Data created/will be sent for upload | 0870-EXT-IRD-56-HYDRAULIC SYS HYD UNIT PUMP MOTORS IR THERMO | 4660388
5943 | 0870-EXT-IRD-56-HYDRAULIC SYS | HYD UNIT PUMP MOTORS IR THERMO | 29 | 30 | 4 - Cond Monitoring | 0100870KBCA | HYDRAULIC UNIT NO. 2 REEL & CALENDER LIFTING PUMP MOTOR | 010-0870-PUM-021-M1 |  |  |  | Motor | IRD | EXT | Perform a thermography analysis on motor | Overheat |  |  | 56 |  |  |  | AMS |  | IR THERMOGRAPHY | Data created/will be sent for upload | 0870-EXT-IRD-56-HYDRAULIC SYS HYD UNIT PUMP MOTORS IR THERMO | 4660388
5944 | 0870-EXT-IRD-56-HYDRAULIC SYS | HYD UNIT PUMP MOTORS IR THERMO | 29 | 30 | 4 - Cond Monitoring | 0100870KBDA | HYDRAULIC UNIT NO. 2 SPARE PUMP MOTOR | 010-0870-PUM-022-M1 |  |  |  | Motor | IRD | EXT | Perform a thermography analysis on motor | Overheat |  |  | 56 |  |  |  | AMS |  | IR THERMOGRAPHY | Data created/will be sent for upload | 0870-EXT-IRD-56-HYDRAULIC SYS HYD UNIT PUMP MOTORS IR THERMO | 4660388
5945 | 0870-EXT-IRD-56-HYDRAULIC SYS | HYD UNIT PUMP MOTORS IR THERMO | 29 | 30 | 4 - Cond Monitoring | 0100870KBEA | HYDRAULIC UNIT NO. 2 LIFTING STATION & OFF MACHINE ROLL H. PUMP MOTOR | 010-0870-PUM-023-M1 |  |  |  | Motor | IRD | EXT | Perform a thermography analysis on motor | Overheat |  |  | 56 |  |  |  | AMS |  | IR THERMOGRAPHY | Data created/will be sent for upload | 0870-EXT-IRD-56-HYDRAULIC SYS HYD UNIT PUMP MOTORS IR THERMO | 4660388
5946 | 0020-EXT-IRD-56-CONV BLDG EXH | FAN MOTORS IR THERMO | 29 | 20 | 4 - Cond Monitoring | 3050020BA | CONVERTING EXHAUST FAN NO. 1A MOTOR | 305-0020-FAN-001-M1 |  |  |  | Motor | IRD | EXT | Perform a thermography analysis on motor | Overheat |  |  | 56 |  |  |  | AMS |  | IR THERMOGRAPHY | Data created/will be sent for upload | 0020-EXT-IRD-56-CONV BLDG EXH FAN MOTORS IR THERMO | 4660389
5947 | 0020-EXT-IRD-56-CONV BLDG EXH | FAN MOTORS IR THERMO | 29 | 20 | 4 - Cond Monitoring | 3050020CA | CONVERTING EXHAUST FAN NO. 2A MOTOR | 305-0020-FAN-002-M1 |  |  |  | Motor | IRD | EXT | Perform a thermography analysis on motor | Overheat |  |  | 56 |  |  |  | AMS |  | IR THERMOGRAPHY | Data created/will be sent for upload | 0020-EXT-IRD-56-CONV BLDG EXH FAN MOTORS IR THERMO | 4660389
5948 | 0020-EXT-IRD-56-CONV BLDG EXH | FAN MOTORS IR THERMO | 29 | 20 | 4 - Cond Monitoring | 3050020DA | CONVERTING EXHAUST FAN NO. 3A MOTOR | 305-0020-FAN-003-M1 |  |  |  | Motor | IRD | EXT | Perform a thermography analysis on motor | Overheat |  |  | 56 |  |  |  | AMS |  | IR THERMOGRAPHY | Data created/will be sent for upload | 0020-EXT-IRD-56-CONV BLDG EXH FAN MOTORS IR THERMO | 4660389
5949 | 0020-EXT-IRD-56-CONV BLDG EXH | FAN MOTORS IR THERMO | 29 | 20 | 4 - Cond Monitoring | 3050020EA | CONVERTING EXHAUST FAN NO. 6B MOTOR | 305-0020-FAN-004-M1 |  |  |  | Motor | IRD | EXT | Perform a thermography analysis on motor | Overheat |  |  | 56 |  |  |  | AMS |  | IR THERMOGRAPHY | Data created/will be sent for upload | 0020-EXT-IRD-56-CONV BLDG EXH FAN MOTORS IR THERMO | 4660389
5950 | 0020-EXT-IRD-56-CONV BLDG EXH | FAN MOTORS IR THERMO | 29 | 20 | 4 - Cond Monitoring | 3050020FA | CONVERTING EXHAUST FAN NO. 7B MOTOR | 305-0020-FAN-005-M1 |  |  |  | Motor | IRD | EXT | Perform a thermography analysis on motor | Overheat |  |  | 56 |  |  |  | AMS |  | IR THERMOGRAPHY | Data created/will be sent for upload | 0020-EXT-IRD-56-CONV BLDG EXH FAN MOTORS IR THERMO | 4660389
5951 | 0020-EXT-IRD-56-CONV BLDG EXH | FAN MOTORS IR THERMO | 29 | 20 | 4 - Cond Monitoring | 3050020GA | CONVERTING EXHAUST FAN NO. 8B MOTOR | 305-0020-FAN-006-M1 |  |  |  | Motor | IRD | EXT | Perform a thermography analysis on motor | Overheat |  |  | 56 |  |  |  | AMS |  | IR THERMOGRAPHY | Data created/will be sent for upload | 0020-EXT-IRD-56-CONV BLDG EXH FAN MOTORS IR THERMO | 4660389
5952 | 0020-EXT-IRD-56-CV BLDG HANDLR | AIR HANDLER MOTOR IR THERMO | 30 | 27 | 4 - Cond Monitoring | 3050020HA | EVAPORATIVE COOLING AIR HANDLER NO. 1 MOTOR | 305-0020-AHU-001-M1 |  |  |  | Motor | IRD | EXT | Perform a thermography analysis on motor | Overheat |  |  | 56 |  |  |  | AMS |  | IR THERMOGRAPHY | Data created/will be sent for upload | 0020-EXT-IRD-56-CV BLDG HANDLR AIR HANDLER MOTOR IR THERMO | 4660390
5953 | 0020-EXT-IRD-56-CV BLDG HANDLR | AIR HANDLER MOTOR IR THERMO | 30 | 27 | 4 - Cond Monitoring | 3050020IA | EVAPORATIVE COOLING AIR HANDLER NO. 2 MOTOR | 305-0020-AHU-002-M1 |  |  |  | Motor | IRD | EXT | Perform a thermography analysis on motor | Overheat |  |  | 56 |  |  |  | AMS |  | IR THERMOGRAPHY | Data created/will be sent for upload | 0020-EXT-IRD-56-CV BLDG HANDLR AIR HANDLER MOTOR IR THERMO | 4660390
5954 | 0020-EXT-IRD-56-CV BLDG HANDLR | AIR HANDLER MOTOR IR THERMO | 30 | 27 | 4 - Cond Monitoring | 3050020JA | EVAPORATIVE COOLING AIR HANDLER NO. 3 MOTOR | 305-0020-AHU-003-M1 |  |  |  | Motor | IRD | EXT | Perform a thermography analysis on motor | Overheat |  |  | 56 |  |  |  | AMS |  | IR THERMOGRAPHY | Data created/will be sent for upload | 0020-EXT-IRD-56-CV BLDG HANDLR AIR HANDLER MOTOR IR THERMO | 4660390
5955 | 0020-EXT-IRD-56-CV BLDG HANDLR | AIR HANDLER MOTOR IR THERMO | 30 | 27 | 4 - Cond Monitoring | 3050020KA | EVAPORATIVE COOLING AIR HANDLER NO. 4 MOTOR | 305-0020-AHU-004-M1 |  |  |  | Motor | IRD | EXT | Perform a thermography analysis on motor | Overheat |  |  | 56 |  |  |  | AMS |  | IR THERMOGRAPHY | Data created/will be sent for upload | 0020-EXT-IRD-56-CV BLDG HANDLR AIR HANDLER MOTOR IR THERMO | 4660390
5956 | 0020-EXT-IRD-56-CV BLDG HANDLR | AIR HANDLER MOTOR IR THERMO | 30 | 27 | 4 - Cond Monitoring | 3050020LA | EVAPORATIVE COOLING AIR HANDLER NO. 5 MOTOR | 305-0020-AHU-005-M1 |  |  |  | Motor | IRD | EXT | Perform a thermography analysis on motor | Overheat |  |  | 56 |  |  |  | AMS |  | IR THERMOGRAPHY | Data created/will be sent for upload | 0020-EXT-IRD-56-CV BLDG HANDLR AIR HANDLER MOTOR IR THERMO | 4660390
5957 | 0020-EXT-IRD-56-CV BLDG HANDLR | AIR HANDLER MOTOR IR THERMO | 30 | 27 | 4 - Cond Monitoring | 3050020QA | PARENT ROLL STORAGE AIR HANDLER MOTOR | 305-0020-AHU-010-M1 |  |  |  | Motor | IRD | EXT | Perform a thermography analysis on motor | Overheat |  |  | 56 |  |  |  | AMS |  | IR THERMOGRAPHY | Data created/will be sent for upload | 0020-EXT-IRD-56-CV BLDG HANDLR AIR HANDLER MOTOR IR THERMO | 4660390
5958 | 0061-EXT-IRD-56-CHLR BLDG PRIM | /SC/COOL TWR PMP MTR IR THERMO | 30 | 30 | 4 - Cond Monitoring | 3050061AA | CHILLED PRIMARY PUMP NO. 1 MOTOR | 305-0061-PUM-003-M1 |  |  |  | Motor | IRD | EXT | Perform a thermography analysis on motor | Overheat |  |  | 56 |  |  |  | AMS |  | IR THERMOGRAPHY | Data created/will be sent for upload | 0061-EXT-IRD-56-CHLR BLDG PRIM /SC/COOL TWR PMP MTR IR THERMO | 4660391
5959 | 0061-EXT-IRD-56-CHLR BLDG PRIM | /SC/COOL TWR PMP MTR IR THERMO | 30 | 30 | 4 - Cond Monitoring | 3050061BA | CHILLED PRIMARY PUMP NO. 2 MOTOR | 305-0061-PUM-004-M1 |  |  |  | Motor | IRD | EXT | Perform a thermography analysis on motor | Overheat |  |  | 56 |  |  |  | AMS |  | IR THERMOGRAPHY | Data created/will be sent for upload | 0061-EXT-IRD-56-CHLR BLDG PRIM /SC/COOL TWR PMP MTR IR THERMO | 4660391
5960 | 0061-EXT-IRD-56-CHLR BLDG PRIM | /SC/COOL TWR PMP MTR IR THERMO | 30 | 30 | 4 - Cond Monitoring | 3050061CA | CHILLED PRIMARY PUMP NO. 3 MOTOR | 305-0061-PUM-005-M1 |  |  |  | Motor | IRD | EXT | Perform a thermography analysis on motor | Overheat |  |  | 56 |  |  |  | AMS |  | IR THERMOGRAPHY | Data created/will be sent for upload | 0061-EXT-IRD-56-CHLR BLDG PRIM /SC/COOL TWR PMP MTR IR THERMO | 4660391
5961 | 0061-EXT-IRD-56-CHLR BLDG PRIM | /SC/COOL TWR PMP MTR IR THERMO | 30 | 30 | 4 - Cond Monitoring | 3050061DA | CHILLED PRIMARY PUMP NO. 4 MOTOR | 305-0061-PUM-006-M1 |  |  |  | Motor | IRD | EXT | Perform a thermography analysis on motor | Overheat |  |  | 56 |  |  |  | AMS |  | IR THERMOGRAPHY | Data created/will be sent for upload | 0061-EXT-IRD-56-CHLR BLDG PRIM /SC/COOL TWR PMP MTR IR THERMO | 4660391
5962 | 0061-EXT-IRD-56-CHLR BLDG PRIM | /SC/COOL TWR PMP MTR IR THERMO | 30 | 30 | 4 - Cond Monitoring | 3050061HA | CHILLED WATER SECONDARY PUMP NO. 1 MOTOR | 305-0061-PUM-010-M1 |  |  |  | Motor | IRD | EXT | Perform a thermography analysis on motor | Overheat |  |  | 28 |  |  |  | AMS |  | IR THERMOGRAPHY | Data created/will be sent for upload | 0061-EXT-IRD-56-CHLR BLDG PRIM /SC/COOL TWR PMP MTR IR THERMO | 4660391
5963 | 0061-EXT-IRD-56-CHLR BLDG PRIM | /SC/COOL TWR PMP MTR IR THERMO | 30 | 30 | 4 - Cond Monitoring | 3050061IA | CHILLED WATER SECONDARY PUMP NO. 2 MOTOR | 305-0061-PUM-011-M1 |  |  |  | Motor | IRD | EXT | Perform a thermography analysis on motor | Overheat |  |  | 28 |  |  |  | AMS |  | IR THERMOGRAPHY | Data created/will be sent for upload | 0061-EXT-IRD-56-CHLR BLDG PRIM /SC/COOL TWR PMP MTR IR THERMO | 4660391
5964 | 0061-EXT-IRD-56-CHLR BLDG PRIM | /SC/COOL TWR PMP MTR IR THERMO | 30 | 30 | 4 - Cond Monitoring | 3050061MA | CONVERTING HALL CW PUMP NO. 1 MOTOR | 305-0061-PUM-001-M1 |  |  |  | Motor | IRD | EXT | Perform a thermography analysis on motor | Overheat |  |  | 56 |  |  |  | AMS |  | IR THERMOGRAPHY | Data created/will be sent for upload | 0061-EXT-IRD-56-CHLR BLDG PRIM /SC/COOL TWR PMP MTR IR THERMO | 4660391
5965 | 0061-EXT-IRD-56-CHLR BLDG PRIM | /SC/COOL TWR PMP MTR IR THERMO | 30 | 30 | 4 - Cond Monitoring | 3050061NA | CONVERTING HALL CW PUMP NO. 2 MOTOR | 305-0061-PUM-002-M1 |  |  |  | Motor | IRD | EXT | Perform a thermography analysis on motor | Overheat |  |  | 56 |  |  |  | AMS |  | IR THERMOGRAPHY | Data created/will be sent for upload | 0061-EXT-IRD-56-CHLR BLDG PRIM /SC/COOL TWR PMP MTR IR THERMO | 4660391
5966 | 0061-EXT-IRD-56-CHLR BLDG PRIM | /SC/COOL TWR PMP MTR IR THERMO | 30 | 30 | 4 - Cond Monitoring | 3050061OA | COOLING TOWER WATER PUMP NO. 1 MOTOR | 305-0010-PUM-007-M1 |  |  |  | Motor | IRD | EXT | Perform a thermography analysis on motor | Overheat |  |  | 56 |  |  |  | AMS |  | IR THERMOGRAPHY | Data created/will be sent for upload | 0061-EXT-IRD-56-CHLR BLDG PRIM /SC/COOL TWR PMP MTR IR THERMO | 4660391
5967 | 0061-EXT-IRD-56-CHLR BLDG PRIM | /SC/COOL TWR PMP MTR IR THERMO | 30 | 30 | 4 - Cond Monitoring | 3050061PA | COOLING TOWER WATER PUMP NO. 2 MOTOR | 305-0061-PUM-008-M1 |  |  |  | Motor | IRD | EXT | Perform a thermography analysis on motor | Overheat |  |  | 56 |  |  |  | AMS |  | IR THERMOGRAPHY | Data created/will be sent for upload | 0061-EXT-IRD-56-CHLR BLDG PRIM /SC/COOL TWR PMP MTR IR THERMO | 4660391
5968 | 0061-EXT-IRD-56-CHLR BLDG PRIM | /SC/COOL TWR PMP MTR IR THERMO | 30 | 30 | 4 - Cond Monitoring | 3050061QA | COOLING TOWER WATER PUMP NO. 3 MOTOR | 305-0061-PUM-009-M1 |  |  |  | Motor | IRD | EXT | Perform a thermography analysis on motor | Overheat |  |  | 56 |  |  |  | AMS |  | IR THERMOGRAPHY | Data created/will be sent for upload | 0061-EXT-IRD-56-CHLR BLDG PRIM /SC/COOL TWR PMP MTR IR THERMO | 4660391
5969 | 0061-EXT-IRD-56-BOILER FEED | PMP & DRAFT FAN MTRS IR THERMO | 28 | 30 | 4 - Cond Monitoring | 5050030DBA | BOILER FEED PUMP NO. 1 MOTOR | 505-0030-PUM-003-M1 |  |  |  | Motor | IRD | EXT | Perform a thermography analysis on motor | Overheat |  |  | 56 |  |  |  | AMS |  | IR THERMOGRAPHY | Data created/will be sent for upload | 0061-EXT-IRD-56-BOILER FEED PMP & DRAFT FAN MTRS IR THERMO | 4660392
5970 | 0061-EXT-IRD-56-BOILER FEED | PMP & DRAFT FAN MTRS IR THERMO | 28 | 30 | 4 - Cond Monitoring | 5050030DCA | BOILER FEED PUMP NO. 2 MOTOR | 505-0030-PUM-004-M1 |  |  |  | Motor | IRD | EXT | Perform a thermography analysis on motor | Overheat |  |  | 56 |  |  |  | AMS |  | IR THERMOGRAPHY | Data created/will be sent for upload | 0061-EXT-IRD-56-BOILER FEED PMP & DRAFT FAN MTRS IR THERMO | 4660392
5971 | 0061-EXT-IRD-56-BOILER FEED | PMP & DRAFT FAN MTRS IR THERMO | 28 | 30 | 4 - Cond Monitoring | 5050030ECA | BOILER FORCED DRAFT FAN MOTOR | 505-0030-FAN-001-M1 |  |  |  | Motor | IRD | EXT | Perform a thermography analysis on motor | Overheat |  |  | 56 |  |  |  | AMS |  | IR THERMOGRAPHY | Data created/will be sent for upload | 0061-EXT-IRD-56-BOILER FEED PMP & DRAFT FAN MTRS IR THERMO | 4660392
5972 | 0045-EXT-IRD-56-SLUDGE TREAT | SCREW PRESS MOTORS IR THERMO | 28 | 28 | 4 - Cond Monitoring | 5050045AHA | SCREW PRESS NO. 1 MOTOR | 505-0045-FIL-002-M1 |  |  |  | Motor | IRD | EXT | Perform a thermography analysis on motor | Overheat |  |  | 56 |  |  |  | AMS |  | IR THERMOGRAPHY | Data created/will be sent for upload | 0045-EXT-IRD-56-SLUDGE TREAT SCREW PRESS MOTORS IR THERMO | 4660393
5973 | 0045-EXT-IRD-56-SLUDGE TREAT | SCREW PRESS MOTORS IR THERMO | 28 | 28 | 4 - Cond Monitoring | 5050045AIA | SCREW PRESS NO. 2 MOTOR | 505-0045-FIL-004-M1 |  |  |  | Motor | IRD | EXT | Perform a thermography analysis on motor | Overheat |  |  | 56 |  |  |  | AMS |  | IR THERMOGRAPHY | Data created/will be sent for upload | 0045-EXT-IRD-56-SLUDGE TREAT SCREW PRESS MOTORS IR THERMO | 4660393
5974 | 0045-EXT-IRD-56-ML EFLNT TREAT | SYS ETP PUMP MOTORS IR THERMO | 30 | 29 | 4 - Cond Monitoring | 5050045BBA | EQUALIZATION TANK DISCHARGE PUMP NO. 1 MOTOR | 505-0045-PUM-004-M1 |  |  |  | Motor | IRD | EXT | Perform a thermography analysis on motor | Overheat |  |  | 56 |  |  |  | AMS |  | IR THERMOGRAPHY | Data created/will be sent for upload | 0045-EXT-IRD-56-ML EFLNT TREAT SYS ETP PUMP MOTORS IR THERMO | 4660394
5975 | 0045-EXT-IRD-56-ML EFLNT TREAT | SYS ETP PUMP MOTORS IR THERMO | 30 | 29 | 4 - Cond Monitoring | 5050045BCA | EQUALIZATION TANK DISCHARGE PUMP NO. 2 MOTOR | 505-0045-PUM-005-M1 |  |  |  | Motor | IRD | EXT | Perform a thermography analysis on motor | Overheat |  |  | 56 |  |  |  | AMS |  | IR THERMOGRAPHY | Data created/will be sent for upload | 0045-EXT-IRD-56-ML EFLNT TREAT SYS ETP PUMP MOTORS IR THERMO | 4660394
5976 | 0045-EXT-IRD-56-ML EFLNT TREAT | SYS ETP PUMP MOTORS IR THERMO | 30 | 29 | 4 - Cond Monitoring | 5050045BDEB | ETP DAF NO. 1 RECIRCULATION PUMP MOTOR | 505-0045-PUM-006-M1 |  |  |  | Motor | IRD | EXT | Perform a thermography analysis on motor | Overheat |  |  | 56 |  |  |  | AMS |  | IR THERMOGRAPHY | Data created/will be sent for upload | 0045-EXT-IRD-56-ML EFLNT TREAT SYS ETP PUMP MOTORS IR THERMO | 4660394
5977 | 0045-EXT-IRD-56-ML EFLNT TREAT | SYS ETP PUMP MOTORS IR THERMO | 30 | 29 | 4 - Cond Monitoring | 5050045BIA | RECYCLE WATER PUMP NO. 1 MOTOR | 505-0045-PUM-009-M1 |  |  |  | Motor | IRD | EXT | Perform a thermography analysis on motor | Overheat |  |  | 56 |  |  |  | AMS |  | IR THERMOGRAPHY | Data created/will be sent for upload | 0045-EXT-IRD-56-ML EFLNT TREAT SYS ETP PUMP MOTORS IR THERMO | 4660394
5978 | 0045-EXT-IRD-56-ML EFLNT TREAT | SYS ETP PUMP MOTORS IR THERMO | 30 | 29 | 4 - Cond Monitoring | 5050045BJA | RECYCLE WATER PUMP NO. 2 MOTOR | 505-0045-PUM-010-M1 |  |  |  | Motor | IRD | EXT | Perform a thermography analysis on motor | Overheat |  |  | 56 |  |  |  | AMS |  | IR THERMOGRAPHY | Data created/will be sent for upload | 0045-EXT-IRD-56-ML EFLNT TREAT SYS ETP PUMP MOTORS IR THERMO | 4660394
5979 | 0045-EXT-IRD-56-ML EFLNT TREAT | SYS ETP PUMP MOTORS IR THERMO | 30 | 29 | 4 - Cond Monitoring | 5050045BNA | WASTEWATER COLLECTION SUMP PUMP NO. 1 MOTOR | 505-0045-PUM-011-M1 |  |  |  | Motor | IRD | EXT | Perform a thermography analysis on motor | Overheat |  |  | 56 |  |  |  | AMS |  | IR THERMOGRAPHY | Data created/will be sent for upload | 0045-EXT-IRD-56-ML EFLNT TREAT SYS ETP PUMP MOTORS IR THERMO | 4660394
5980 | 0045-EXT-IRD-56-ML EFLNT TREAT | SYS ETP PUMP MOTORS IR THERMO | 30 | 29 | 4 - Cond Monitoring | 5050045BOA | WASTEWATER COLLECTION SUMP PUMP NO. 2 MOTOR | 505-0045-PUM-012-M1 |  |  |  | Motor | IRD | EXT | Perform a thermography analysis on motor | Overheat |  |  | 56 |  |  |  | AMS |  | IR THERMOGRAPHY | Data created/will be sent for upload | 0045-EXT-IRD-56-ML EFLNT TREAT SYS ETP PUMP MOTORS IR THERMO | 4660394
5981 | 0050-EXT-IRD-28-COMPRESSED AIR | COMPRESSOR MTR IR THERMOGRAPHY | 30 | 30 | 4 - Cond Monitoring | 5050050AA | AIR COMPRESSOR NO. 1 MOTOR | 505-0050-COM-001-M1 |  |  |  | Motor | IRD | EXT | Perform a thermography analysis on motor | Overheat |  |  | 28 |  |  |  | AMS |  | IR THERMOGRAPHY | Data created/will be sent for upload | 0050-EXT-IRD-28-COMPRESSED AIR COMPRESSOR MTR IR THERMOGRAPHY | 4660395
5982 | 0050-EXT-IRD-28-COMPRESSED AIR | COMPRESSOR MTR IR THERMOGRAPHY | 30 | 30 | 4 - Cond Monitoring | 5050050BA | AIR COMPRESSOR NO. 2 MOTOR | 505-0050-COM-002-M1 |  |  |  | Motor | IRD | EXT | Perform a thermography analysis on motor | Overheat |  |  | 28 |  |  |  | AMS |  | IR THERMOGRAPHY | Data created/will be sent for upload | 0050-EXT-IRD-28-COMPRESSED AIR COMPRESSOR MTR IR THERMOGRAPHY | 4660395
5983 | 0050-EXT-IRD-28-COMPRESSED AIR | COMPRESSOR MTR IR THERMOGRAPHY | 30 | 30 | 4 - Cond Monitoring | 5050050CA | AIR COMPRESSOR NO. 3 MOTOR | 505-0050-COM-003-M1 |  |  |  | Motor | IRD | EXT | Perform a thermography analysis on motor | Overheat |  |  | 28 |  |  |  | AMS |  | IR THERMOGRAPHY | Data created/will be sent for upload | 0050-EXT-IRD-28-COMPRESSED AIR COMPRESSOR MTR IR THERMOGRAPHY | 4660395
5984 | VPP-EXT-IRD-28-VACCUM PIT | PUMP VIBRATION ANALYSIS WEEK 1 | 26 | 30 | 4 - Cond Monitoring | 0100815QG | VACUUM PUMP NO 1 SS 5KV 400A | 010-0815-MSS-113A-6A |  |  |  | Vaccum Pump 1 | IRD | EXT | Perform vibration analysis. | Out of tolerance |  |  | 28 |  |  |  | JDE |  | VIBRATION ROUTES | Data created/will be sent for upload | VPP-EXT-IRD-28-VACCUM PIT PUMP VIBRATION ANALYSIS WEEK 1 | 4660396
5985 | VPP-EXT-IRD-28-VACCUM PIT | PUMP VIBRATION ANALYSIS WEEK 1 | 26 | 30 | 4 - Cond Monitoring | 0100815QH | VACUUM PUMP NO 2 SS 5KV 400A | 010-0815-MSS-113A-7A |  |  |  | Vaccum Pump 2 | IRD | EXT | Perform vibration analysis. | Out of tolerance |  |  | 28 |  |  |  | JDE |  | VIBRATION ROUTES | Data created/will be sent for upload | VPP-EXT-IRD-28-VACCUM PIT PUMP VIBRATION ANALYSIS WEEK 1 | 4660396
5986 | VPP-EXT-IRD-28-VACCUM PIT | PUMP VIBRATION ANALYSIS WEEK 1 | 26 | 30 | 4 - Cond Monitoring | 0100815QI | VACUUM PUMP NO 3 SS 5KV 400A | 010-0815-MSS-113A-8A |  |  |  | Vaccum Pump 3 | IRD | EXT | Perform vibration analysis. | Out of tolerance |  |  | 28 |  |  |  | JDE |  | VIBRATION ROUTES | Data created/will be sent for upload | VPP-EXT-IRD-28-VACCUM PIT PUMP VIBRATION ANALYSIS WEEK 1 | 4660396
5987 | VPP-EXT-IRD-28-VACCUM PIT | PUMP VIBRATION ANALYSIS WEEK 1 | 26 | 30 | 4 - Cond Monitoring | 0100815QJ | VACUUM PUMP NO 4 SS 5KV 400A | 010-0815-MSS-113A-9A |  |  |  | Vaccum Pump 4 | IRD | EXT | Perform vibration analysis. | Out of tolerance |  |  | 28 |  |  |  | JDE |  | VIBRATION ROUTES | Data created/will be sent for upload | VPP-EXT-IRD-28-VACCUM PIT PUMP VIBRATION ANALYSIS WEEK 1 | 4660396
5988 | VPP-EXT-IRD-28-VACCUM PIT | PUMP VIBRATION ANALYSIS WEEK 1 | 26 | 30 | 4 - Cond Monitoring | 0100815QK | VACUUM PUMP NO 5 SS 5KV 400A | 010-0815-MSS-113A-10A |  |  |  | Vaccum Pump 5 | IRD | EXT | Perform vibration analysis. | Out of tolerance |  |  | 28 |  |  |  | JDE |  | VIBRATION ROUTES | Data created/will be sent for upload | VPP-EXT-IRD-28-VACCUM PIT PUMP VIBRATION ANALYSIS WEEK 1 | 4660396
5989 | VPP-EXT-IRD-28-VACCUM PIT | PUMP VIBRATION ANALYSIS WEEK 1 | 26 | 30 | 4 - Cond Monitoring | 0100815QL | VACUUM PUMP NO 6 SS 5KV 400A | 010-0815-MSS-113A-11A |  |  |  | Vaccum Pump 6 | IRD | EXT | Perform vibration analysis. | Out of tolerance |  |  | 28 |  |  |  | JDE |  | VIBRATION ROUTES | Data created/will be sent for upload | VPP-EXT-IRD-28-VACCUM PIT PUMP VIBRATION ANALYSIS WEEK 1 | 4660396
5990 | VPP-EXT-IRD-28-VACCUM PIT | PUMP VIBRATION ANALYSIS WEEK 1 | 26 | 30 | 4 - Cond Monitoring | 0100815QM | VACUUM PUMP NO 7 SS 5KV 400A | 010-0815-MSS-113A-12A |  |  |  | Vaccum Pump 7 | IRD | EXT | Perform vibration analysis. | Out of tolerance |  |  | 28 |  |  |  | JDE |  | VIBRATION ROUTES | Data created/will be sent for upload | VPP-EXT-IRD-28-VACCUM PIT PUMP VIBRATION ANALYSIS WEEK 1 | 4660396
5991 | VPP-EXT-IRD-28-VACCUM PIT | PUMP VIBRATION ANALYSIS WEEK 1 | 26 | 30 | 4 - Cond Monitoring | 0100815QN | VACUUM PUMP NO 8 SS 5KV 400A | 010-0815-MSS-113A-13A |  |  |  | Vaccum Pump 8 | IRD | EXT | Perform vibration analysis. | Out of tolerance |  |  | 28 |  |  |  | JDE |  | VIBRATION ROUTES | Data created/will be sent for upload | VPP-EXT-IRD-28-VACCUM PIT PUMP VIBRATION ANALYSIS WEEK 1 | 4660396
5992 | VPP-EXT-IRD-28-VACCUM PIT | PUMP VIBRATION ANALYSIS WEEK 1 | 26 | 30 | 4 - Cond Monitoring | 0100815QO | VACUUM PUMP NO 9 SS 5KV 400A | 010-0815-MSS-113A-14A |  |  |  | Vaccum Pump 9 | IRD | EXT | Perform vibration analysis. | Out of tolerance |  |  | 28 |  |  |  | JDE |  | VIBRATION ROUTES | Data created/will be sent for upload | VPP-EXT-IRD-28-VACCUM PIT PUMP VIBRATION ANALYSIS WEEK 1 | 4660396
5993 | VPP-EXT-IRD-28-VACCUM PIT | PUMP VIBRATION ANALYSIS WEEK 1 | 26 | 30 | 4 - Cond Monitoring | 0100836Z | VACUUM PIT PUMP | 010-0836-PUM-002-00 |  |  |  | Vaccum Pit Pump | IRD | EXT | Perform vibration analysis. | Out of tolerance |  |  | 28 |  |  |  | JDE |  | VIBRATION ROUTES | Data created/will be sent for upload | VPP-EXT-IRD-28-VACCUM PIT PUMP VIBRATION ANALYSIS WEEK 1 | 4660396
5994 | VPP-EXT-IRD-28-VACCUM PIT | PUMP VIBRATION ANALYSIS WEEK 1 | 26 | 30 | 4 - Cond Monitoring | 0100836S | LIQUID RING WATER PUMP | 010-0836-PUM-003-00 |  |  |  | Liquid Ring Water Pump | IRD | EXT | Perform vibration analysis. | Out of tolerance |  |  | 28 |  |  |  | JDE |  | VIBRATION ROUTES | Data created/will be sent for upload | VPP-EXT-IRD-28-VACCUM PIT PUMP VIBRATION ANALYSIS WEEK 1 | 4660396
5995 | M8B1-EXT-IRD-28- BASEMENT 1 | VIBRATION ANALYSIS WEEK 1 | 28 | 25 | 4 - Cond Monitoring | 5050030DF | CONDENSATE RETURN PUMP NO. 1 | 505-0030-PUM-005-00 |  |  |  | Condensate Return Pump 1 | IRD | EXT | Perform vibration analysis. | Out of tolerance |  |  | 28 |  |  |  | JDE |  | VIBRATION ROUTES | Data created/will be sent for upload | M8B1-EXT-IRD-28- BASEMENT 1 VIBRATION ANALYSIS WEEK 1 | 4660397
5996 | M8B1-EXT-IRD-28- BASEMENT 1 | VIBRATION ANALYSIS WEEK 1 | 28 | 25 | 4 - Cond Monitoring | 5050030DG | CONDENSATE RETURN PUMP NO. 2 | 505-0030-PUM-006-00 |  |  |  | Condensate Return Pump 2 | IRD | EXT | Perform vibration analysis. | Out of tolerance |  |  | 28 |  |  |  | JDE |  | VIBRATION ROUTES | Data created/will be sent for upload | M8B1-EXT-IRD-28- BASEMENT 1 VIBRATION ANALYSIS WEEK 1 | 4660397
5997 | M8B1-EXT-IRD-28- BASEMENT 1 | VIBRATION ANALYSIS WEEK 1 | 28 | 25 | 4 - Cond Monitoring | 5050030DB | BOILER FEED PUMP NO. 1 | 505-0030-PUM-003-00 |  |  |  | Boiler Feed Pump 1 | IRD | EXT | Perform vibration analysis. | Out of tolerance |  |  | 28 |  |  |  | JDE |  | VIBRATION ROUTES | Data created/will be sent for upload | M8B1-EXT-IRD-28- BASEMENT 1 VIBRATION ANALYSIS WEEK 1 | 4660397
5998 | M8B1-EXT-IRD-28- BASEMENT 1 | VIBRATION ANALYSIS WEEK 1 | 28 | 25 | 4 - Cond Monitoring | 5050030DC | BOILER FEED PUMP NO. 2 | 505-0030-PUM-004-00 |  |  |  | Boiler Feed Pump 2 | IRD | EXT | Perform vibration analysis. | Out of tolerance |  |  | 28 |  |  |  | JDE |  | VIBRATION ROUTES | Data created/will be sent for upload | M8B1-EXT-IRD-28- BASEMENT 1 VIBRATION ANALYSIS WEEK 1 | 4660397
5999 | M8B1-EXT-IRD-28- BASEMENT 1 | VIBRATION ANALYSIS WEEK 1 | 28 | 25 | 4 - Cond Monitoring | 5050030CB | MAKE-UP WATER PUMP NO. 1 | 505-0030-PUM-001-00 |  |  |  | Make Up Water Pump 1 | IRD | EXT | Perform vibration analysis. | Out of tolerance |  |  | 28 |  |  |  | JDE |  | VIBRATION ROUTES | Data created/will be sent for upload | M8B1-EXT-IRD-28- BASEMENT 1 VIBRATION ANALYSIS WEEK 1 | 4660397
6000 | M8B1-EXT-IRD-28- BASEMENT 1 | VIBRATION ANALYSIS WEEK 1 | 28 | 25 | 4 - Cond Monitoring | 5050030CC | MAKE-UP WATER PUMP NO. 2 | 505-0030-PUM-002-00 |  |  |  | Make Up Water Pump 2 | IRD | EXT | Perform vibration analysis. | Out of tolerance |  |  | 28 |  |  |  | JDE |  | VIBRATION ROUTES | Data created/will be sent for upload | M8B1-EXT-IRD-28- BASEMENT 1 VIBRATION ANALYSIS WEEK 1 | 4660397
6001 | M8B1-EXT-IRD-28- BASEMENT 1 | VIBRATION ANALYSIS WEEK 1 | 28 | 25 | 4 - Cond Monitoring | 0100880E | WARM FRESH WATER MAKE-UP PUMP | 010-0880-PUM-003-00 |  |  |  | Warm Fresh Water Makeup Pump | IRD | EXT | Perform vibration analysis. | Out of tolerance |  |  | 28 |  |  |  | JDE |  | VIBRATION ROUTES | Data created/will be sent for upload | M8B1-EXT-IRD-28- BASEMENT 1 VIBRATION ANALYSIS WEEK 1 | 4660397
6002 | M8B1-EXT-IRD-28- BASEMENT 1 | VIBRATION ANALYSIS WEEK 1 | 28 | 25 | 4 - Cond Monitoring | 0100880D | WARM FRESH WATER LOW PRESSURE SHOWER PUMP | 010-0880-PUM-002-00 |  |  |  | WFW LP Shower Pump | IRD | EXT | Perform vibration analysis. | Out of tolerance |  |  | 28 |  |  |  | JDE |  | VIBRATION ROUTES | Data created/will be sent for upload | M8B1-EXT-IRD-28- BASEMENT 1 VIBRATION ANALYSIS WEEK 1 | 4660397
6003 | M8B1-EXT-IRD-28- BASEMENT 1 | VIBRATION ANALYSIS WEEK 1 | 28 | 25 | 4 - Cond Monitoring | 0100880C | WARM FRESH WATER HIGH PRESSURE SHOWER PUMP | 010-0880-PUM-001-00 |  |  |  | WFW LP Shower Pump | IRD | EXT | Perform vibration analysis. | Out of tolerance |  |  | 28 |  |  |  | JDE |  | VIBRATION ROUTES | Data created/will be sent for upload | M8B1-EXT-IRD-28- BASEMENT 1 VIBRATION ANALYSIS WEEK 1 | 4660397
6004 | M8B1-EXT-IRD-28- BASEMENT 1 | VIBRATION ANALYSIS WEEK 1 | 28 | 25 | 4 - Cond Monitoring | 0100880B | WARM FRESH WATER CHEMICAL DILUTION PUMP | 010-0880-PUM-004-00 |  |  |  | WFW Chimical Dilution Pump | IRD | EXT | Perform vibration analysis. | Out of tolerance |  |  | 28 |  |  |  | JDE |  | VIBRATION ROUTES | Data created/will be sent for upload | M8B1-EXT-IRD-28- BASEMENT 1 VIBRATION ANALYSIS WEEK 1 | 4660397
6005 | M8B1-EXT-IRD-28- BASEMENT 1 | VIBRATION ANALYSIS WEEK 1 | 28 | 25 | 4 - Cond Monitoring | 0100880A | EDGE TRIM AND TAIL SQUIRT SHOWER PUMP | 010-0880-PUM-011-00 |  |  |  | Edge Trim and Tail Squirt Pump | IRD | EXT | Perform vibration analysis. | Out of tolerance |  |  | 28 |  |  |  | JDE |  | VIBRATION ROUTES | Data created/will be sent for upload | M8B1-EXT-IRD-28- BASEMENT 1 VIBRATION ANALYSIS WEEK 1 | 4660397
6006 | M8B1-EXT-IRD-28- BASEMENT 1 | VIBRATION ANALYSIS WEEK 1 | 28 | 25 | 4 - Cond Monitoring | 0100844BC | ATMOSPHERIC CONDENSATE RECEIVER PUMP NO. 1 | 010-0844-PUM-001-00 |  |  |  | Atmospheric Condensate Rec 1 | IRD | EXT | Perform vibration analysis. | Out of tolerance |  |  | 28 |  |  |  | JDE |  | VIBRATION ROUTES | Data created/will be sent for upload | M8B1-EXT-IRD-28- BASEMENT 1 VIBRATION ANALYSIS WEEK 1 | 4660397
6007 | M8B1-EXT-IRD-28- BASEMENT 1 | VIBRATION ANALYSIS WEEK 1 | 28 | 25 | 4 - Cond Monitoring | 0100844BD | ATMOSPHERIC CONDENSATE RECEIVER PUMP NO. 2 | 010-0844-PUM-002-00 |  |  |  | Atmospheric Condensate Rec 2 | IRD | EXT | Perform vibration analysis. | Out of tolerance |  |  | 28 |  |  |  | JDE |  | VIBRATION ROUTES | Data created/will be sent for upload | M8B1-EXT-IRD-28- BASEMENT 1 VIBRATION ANALYSIS WEEK 1 | 4660397
6008 | M8B1-EXT-IRD-28- BASEMENT 1 | VIBRATION ANALYSIS WEEK 1 | 28 | 25 | 4 - Cond Monitoring | 0100828B | BROKE PULPER DUMP PUMP | 010-0828-PUM-001-00 |  |  |  | Broke Pulper Dump Pump | IRD | EXT | Perform vibration analysis. | Out of tolerance |  |  | 28 |  |  |  | JDE |  | VIBRATION ROUTES | Data created/will be sent for upload | M8B1-EXT-IRD-28- BASEMENT 1 VIBRATION ANALYSIS WEEK 1 | 4660397
6009 | M8B1-EXT-IRD-28- BASEMENT 1 | VIBRATION ANALYSIS WEEK 1 | 28 | 25 | 4 - Cond Monitoring | 0100828AB | BROKE PULPER MOTOR | 010-0828-PLP-001-M1 |  |  |  | Broke Pulper Motor | IRD | EXT | Perform vibration analysis. | Out of tolerance |  |  | 28 |  |  |  | JDE |  | VIBRATION ROUTES | Data created/will be sent for upload | M8B1-EXT-IRD-28- BASEMENT 1 VIBRATION ANALYSIS WEEK 1 | 4660397
6010 | M8B1-EXT-IRD-28- BASEMENT 1 | VIBRATION ANALYSIS WEEK 1 | 28 | 25 | 4 - Cond Monitoring | 0100833B | TAD TRAY WATER PUMP | 010-0833-PUM-001-00 |  |  |  | Tad Tray Water Pump | IRD | EXT | Perform vibration analysis. | Out of tolerance |  |  | 28 |  |  |  | JDE |  | VIBRATION ROUTES | Data created/will be sent for upload | M8B1-EXT-IRD-28- BASEMENT 1 VIBRATION ANALYSIS WEEK 1 | 4660397
6011 | M8B1-EXT-IRD-28- BASEMENT 1 | VIBRATION ANALYSIS WEEK 1 | 28 | 25 | 4 - Cond Monitoring | 0100833AA | TAD TRAY WATER TANK AGITATOR | 010-0833-AGT-001-00 |  |  |  | Tad Tray Water Agitator | IRD | EXT | Perform vibration analysis. | Out of tolerance |  |  | 28 |  |  |  | JDE |  | VIBRATION ROUTES | Data created/will be sent for upload | M8B1-EXT-IRD-28- BASEMENT 1 VIBRATION ANALYSIS WEEK 1 | 4660397
6012 | M8B1-EXT-IRD-28- BASEMENT 1 | VIBRATION ANALYSIS WEEK 1 | 28 | 25 | 4 - Cond Monitoring | 0100833C | TAD TRAY WATER SCREEN | 010-0833-SCR-001-00 |  |  |  | Tad Tray Water Screen | IRD | EXT | Perform vibration analysis. | Out of tolerance |  |  | 28 |  |  |  | JDE |  | VIBRATION ROUTES | Data created/will be sent for upload | M8B1-EXT-IRD-28- BASEMENT 1 VIBRATION ANALYSIS WEEK 1 | 4660397
6013 | M8B1-EXT-IRD-28- BASEMENT 1 | VIBRATION ANALYSIS WEEK 1 | 28 | 25 | 4 - Cond Monitoring | 0100833EA | CLARIFIED TAD TRAY WATER TANK AGITATOR | 010-0833-AGT-002-00 |  |  |  | Clarified Tad Tray Water Agitator | IRD | EXT | Perform vibration analysis. | Out of tolerance |  |  | 28 |  |  |  | JDE |  | VIBRATION ROUTES | Data created/will be sent for upload | M8B1-EXT-IRD-28- BASEMENT 1 VIBRATION ANALYSIS WEEK 1 | 4660397
6014 | M8B1-EXT-IRD-28- BASEMENT 1 | VIBRATION ANALYSIS WEEK 1 | 28 | 25 | 4 - Cond Monitoring | 0100833D | CLARIFIED TAD TRAY WATER PUMP | 010-0833-PUM-002-00 |  |  |  | Clarified Tad Tray Water Pump | IRD | EXT | Perform vibration analysis. | Out of tolerance |  |  | 28 |  |  |  | JDE |  | VIBRATION ROUTES | Data created/will be sent for upload | M8B1-EXT-IRD-28- BASEMENT 1 VIBRATION ANALYSIS WEEK 1 | 4660397
6015 | M8B1-EXT-IRD-28- BASEMENT 1 | VIBRATION ANALYSIS WEEK 1 | 28 | 25 | 4 - Cond Monitoring | 0100833F | TAD FABRIC FLOODED NIP SHOWER PUMP | 010-0833-PUM-004-00 |  |  |  | Tad Fabric Flooded Nip Pump | IRD | EXT | Perform vibration analysis. | Out of tolerance |  |  | 28 |  |  |  | JDE |  | VIBRATION ROUTES | Data created/will be sent for upload | M8B1-EXT-IRD-28- BASEMENT 1 VIBRATION ANALYSIS WEEK 1 | 4660397
6016 | M8B1-EXT-IRD-28- BASEMENT 1 | VIBRATION ANALYSIS WEEK 1 | 28 | 25 | 4 - Cond Monitoring | 0100833G | TAD FABRIC HP FAN SHOWER PUMP | 010-0833-PUM-003-00 |  |  |  | Tad Fabric HP Shower Pump | IRD | EXT | Perform vibration analysis. | Out of tolerance |  |  | 28 |  |  |  | JDE |  | VIBRATION ROUTES | Data created/will be sent for upload | M8B1-EXT-IRD-28- BASEMENT 1 VIBRATION ANALYSIS WEEK 1 | 4660397
6017 | M8B2-EXT-IRD-28-BASEMENT 2 | VIBRATION ANALYSIS WEEK 1 | 26 | 25 | 4 - Cond Monitoring | 010083627 | VACUUM SYSTEM SEAL PIT PUMP | 010-0836-PUM-001-00 |  |  |  | Vaccum System Seal Pump | IRD | EXT | Perform vibration analysis. | Out of tolerance |  |  | 28 |  |  |  | JDE |  | VIBRATION ROUTES | Data created/will be sent for upload | M8B2-EXT-IRD-28-BASEMENT 2 VIBRATION ANALYSIS WEEK 1 | 4660398
6018 | M8B2-EXT-IRD-28-BASEMENT 2 | VIBRATION ANALYSIS WEEK 1 | 26 | 25 | 4 - Cond Monitoring | 0100836XA | DB TAD SEAL PIT PUMP | 010-0836-PUM-004-00 |  |  |  | DB Tad Seal Pit Pump | IRD | EXT | Perform vibration analysis. | Out of tolerance |  |  | 28 |  |  |  | JDE |  | VIBRATION ROUTES | Data created/will be sent for upload | M8B2-EXT-IRD-28-BASEMENT 2 VIBRATION ANALYSIS WEEK 1 | 4660398
6019 | M8B2-EXT-IRD-28-BASEMENT 2 | VIBRATION ANALYSIS WEEK 1 | 26 | 25 | 4 - Cond Monitoring | 0100830O | DILUTION PRIMARY SCREEN | 010-0830-SCR-004-00 |  |  |  | Dilution Primary Screen | IRD | EXT | Perform vibration analysis. | Out of tolerance |  |  | 28 |  |  |  | JDE |  | VIBRATION ROUTES | Data created/will be sent for upload | M8B2-EXT-IRD-28-BASEMENT 2 VIBRATION ANALYSIS WEEK 1 | 4660398
6020 | M8B2-EXT-IRD-28-BASEMENT 2 | VIBRATION ANALYSIS WEEK 1 | 26 | 25 | 4 - Cond Monitoring | 0100830N | DILUTION PUMP | 010-0830-PUM-010-00 |  |  |  | Dilution Pump | IRD | EXT | Perform vibration analysis. | Out of tolerance |  |  | 28 |  |  |  | JDE |  | VIBRATION ROUTES | Data created/will be sent for upload | M8B2-EXT-IRD-28-BASEMENT 2 VIBRATION ANALYSIS WEEK 1 | 4660398
6021 | M8B2-EXT-IRD-28-BASEMENT 2 | VIBRATION ANALYSIS WEEK 1 | 26 | 25 | 4 - Cond Monitoring | 0100826AD | BROKE DUMP CHEST PUMP NO.1 | 010-0826-PUM-001-00 |  |  |  | Broke Dump Chest Pump 1 | IRD | EXT | Perform vibration analysis. | Out of tolerance |  |  | 28 |  |  |  | JDE |  | VIBRATION ROUTES | Data created/will be sent for upload | M8B2-EXT-IRD-28-BASEMENT 2 VIBRATION ANALYSIS WEEK 1 | 4660398
6022 | M8B2-EXT-IRD-28-BASEMENT 2 | VIBRATION ANALYSIS WEEK 1 | 26 | 25 | 4 - Cond Monitoring | 0100826AA | BROKE DUMP CHEST AGITATOR | 010-0826-AGT-001-00 |  |  |  | Broke Dump Chest Agitator | IRD | EXT | Perform vibration analysis. | Out of tolerance |  |  | 28 |  |  |  | JDE |  | VIBRATION ROUTES | Data created/will be sent for upload | M8B2-EXT-IRD-28-BASEMENT 2 VIBRATION ANALYSIS WEEK 1 | 4660398
6023 | M8B2-EXT-IRD-28-BASEMENT 2 | VIBRATION ANALYSIS WEEK 1 | 26 | 25 | 4 - Cond Monitoring | 0100826AE | BROKE DUMP CHEST PUMP NO.2 | 010-0826-PUM-002-00 |  |  |  | Broke Dump Chest Pump 2 | IRD | EXT | Perform vibration analysis. | Out of tolerance |  |  | 28 |  |  |  | JDE |  | VIBRATION ROUTES | Data created/will be sent for upload | M8B2-EXT-IRD-28-BASEMENT 2 VIBRATION ANALYSIS WEEK 1 | 4660398
6024 | M8B2-EXT-IRD-28-BASEMENT 2 | VIBRATION ANALYSIS WEEK 1 | 26 | 25 | 4 - Cond Monitoring | 0100826D | BROKE DEFLAKER NO. 1 | 010-0826-DFL-001-00 |  |  |  | Broke Deflaker 1 | IRD | EXT | Perform vibration analysis. | Out of tolerance |  |  | 28 |  |  |  | JDE |  | VIBRATION ROUTES | Data created/will be sent for upload | M8B2-EXT-IRD-28-BASEMENT 2 VIBRATION ANALYSIS WEEK 1 | 4660398
6025 | M8B2-EXT-IRD-28-BASEMENT 2 | VIBRATION ANALYSIS WEEK 1 | 26 | 25 | 4 - Cond Monitoring | 0100826E | BROKE DEFLAKER NO. 2 | 010-0826-DFL-002-00 |  |  |  | Broke Deflaker 2 | IRD | EXT | Perform vibration analysis. | Out of tolerance |  |  | 28 |  |  |  | JDE |  | VIBRATION ROUTES | Data created/will be sent for upload | M8B2-EXT-IRD-28-BASEMENT 2 VIBRATION ANALYSIS WEEK 1 | 4660398
6026 | M8B2-EXT-IRD-28-BASEMENT 2 | VIBRATION ANALYSIS WEEK 1 | 26 | 25 | 4 - Cond Monitoring | 0100826FB | DEFLAKED BROKE CHEST PUMP NO. 1 | 010-0826-PUM-003-00 |  |  |  | Deflaked Broke Chest Pump 1 | IRD | EXT | Perform vibration analysis. | Out of tolerance |  |  | 28 |  |  |  | JDE |  | VIBRATION ROUTES | Data created/will be sent for upload | M8B2-EXT-IRD-28-BASEMENT 2 VIBRATION ANALYSIS WEEK 1 | 4660398
6027 | M8B2-EXT-IRD-28-BASEMENT 2 | VIBRATION ANALYSIS WEEK 1 | 26 | 25 | 4 - Cond Monitoring | 0100826FA | DEFLAKED BROKE CHEST AGITATOR | 010-0826-AGT-002-00 |  |  |  | Deflaked Broke Chest Agitator | IRD | EXT | Perform vibration analysis. | Out of tolerance |  |  | 28 |  |  |  | JDE |  | VIBRATION ROUTES | Data created/will be sent for upload | M8B2-EXT-IRD-28-BASEMENT 2 VIBRATION ANALYSIS WEEK 1 | 4660398
6028 | M8B2-EXT-IRD-28-BASEMENT 2 | VIBRATION ANALYSIS WEEK 1 | 26 | 25 | 4 - Cond Monitoring | 0100826FC | DEFLAKED BROKE CHEST PUMP NO. 2 | 010-0826-PUM-004-00 |  |  |  | Deflaked Broke Chest Pump 2 | IRD | EXT | Perform vibration analysis. | Out of tolerance |  |  | 28 |  |  |  | JDE |  | VIBRATION ROUTES | Data created/will be sent for upload | M8B2-EXT-IRD-28-BASEMENT 2 VIBRATION ANALYSIS WEEK 1 | 4660398
6029 | M8B2-EXT-IRD-28-BASEMENT 2 | VIBRATION ANALYSIS WEEK 1 | 26 | 25 | 4 - Cond Monitoring | 0100826L | BROKE TO ETP PUMP | 010-0826-PUM-009-00 |  |  |  | Broke and ETP Pump | IRD | EXT | Perform vibration analysis. | Out of tolerance |  |  | 28 |  |  |  | JDE |  | VIBRATION ROUTES | Data created/will be sent for upload | M8B2-EXT-IRD-28-BASEMENT 2 VIBRATION ANALYSIS WEEK 1 | 4660398
6030 | M8B2-EXT-IRD-28-BASEMENT 2 | VIBRATION ANALYSIS WEEK 1 | 26 | 25 | 4 - Cond Monitoring | 0100826G | BROKE SCREEN NO. 1 | 010-0826-SCR-001-00 |  |  |  | Broke Screen 1 | IRD | EXT | Perform vibration analysis. | Out of tolerance |  |  | 28 |  |  |  | JDE |  | VIBRATION ROUTES | Data created/will be sent for upload | M8B2-EXT-IRD-28-BASEMENT 2 VIBRATION ANALYSIS WEEK 1 | 4660398
6031 | M8B2-EXT-IRD-28-BASEMENT 2 | VIBRATION ANALYSIS WEEK 1 | 26 | 25 | 4 - Cond Monitoring | 0100826H | BROKE SCREEN NO. 2 | 010-0826-SCR-002-00 |  |  |  | Broke Screen 2 | IRD | EXT | Perform vibration analysis. | Out of tolerance |  |  | 28 |  |  |  | JDE |  | VIBRATION ROUTES | Data created/will be sent for upload | M8B2-EXT-IRD-28-BASEMENT 2 VIBRATION ANALYSIS WEEK 1 | 4660398
6032 | M8B2-EXT-IRD-28-BASEMENT 2 | VIBRATION ANALYSIS WEEK 1 | 26 | 25 | 4 - Cond Monitoring | 0100826I | BROKE SCREEN NO. 3 | 010-0826-SCR-003-00 |  |  |  | Broke Screen 3 | IRD | EXT | Perform vibration analysis. | Out of tolerance |  |  | 28 |  |  |  | JDE |  | VIBRATION ROUTES | Data created/will be sent for upload | M8B2-EXT-IRD-28-BASEMENT 2 VIBRATION ANALYSIS WEEK 1 | 4660398
6033 | M8B2-EXT-IRD-28-BASEMENT 2 | VIBRATION ANALYSIS WEEK 1 | 26 | 25 | 4 - Cond Monitoring | 0100826JA | BROKE ACCEPTS TANK AGITATOR | 010-0826-AGT-004-00 |  |  |  | Broke Accepts Tank Agitator | IRD | EXT | Perform vibration analysis. | Out of tolerance |  |  | 28 |  |  |  | JDE |  | VIBRATION ROUTES | Data created/will be sent for upload | M8B2-EXT-IRD-28-BASEMENT 2 VIBRATION ANALYSIS WEEK 1 | 4660398
6034 | M8B2-EXT-IRD-28-BASEMENT 2 | VIBRATION ANALYSIS WEEK 1 | 26 | 25 | 4 - Cond Monitoring | 0100826JB | BROKE ACCEPTS TANK PUMP | 010-0826-PUM-006-00 |  |  |  | Broke Accepts Tank Pump | IRD | EXT | Perform vibration analysis. | Out of tolerance |  |  | 28 |  |  |  | JDE |  | VIBRATION ROUTES | Data created/will be sent for upload | M8B2-EXT-IRD-28-BASEMENT 2 VIBRATION ANALYSIS WEEK 1 | 4660398
6035 | M8B2-EXT-IRD-28-BASEMENT 2 | VIBRATION ANALYSIS WEEK 1 | 26 | 25 | 4 - Cond Monitoring | 0100834E | CWW HP SHOWER PUMP NO.1 | 010-0834-PUM-003-00 |  |  |  | CWW HP Shower Pump 2 | IRD | EXT | Perform vibration analysis. | Out of tolerance |  |  | 28 |  |  |  | JDE |  | VIBRATION ROUTES | Data created/will be sent for upload | M8B2-EXT-IRD-28-BASEMENT 2 VIBRATION ANALYSIS WEEK 1 | 4660398
6036 | M8B2-EXT-IRD-28-BASEMENT 2 | VIBRATION ANALYSIS WEEK 1 | 26 | 25 | 4 - Cond Monitoring | 0100834F | CWW HP SHOWER PUMP NO.2 | 010-0834-PUM-004-00 |  |  |  | CWW HP Shower Pump 1 | IRD | EXT | Perform vibration analysis. | Out of tolerance |  |  | 28 |  |  |  | JDE |  | VIBRATION ROUTES | Data created/will be sent for upload | M8B2-EXT-IRD-28-BASEMENT 2 VIBRATION ANALYSIS WEEK 1 | 4660398
6037 | M8B2-EXT-IRD-28-BASEMENT 2 | VIBRATION ANALYSIS WEEK 1 | 26 | 25 | 4 - Cond Monitoring | 0100834H | CWW MP SHOWER PUMP | 010-0834-PUM-005-00 |  |  |  | CWW MP Shower Pump | IRD | EXT | Perform vibration analysis. | Out of tolerance |  |  | 28 |  |  |  | JDE |  | VIBRATION ROUTES | Data created/will be sent for upload | M8B2-EXT-IRD-28-BASEMENT 2 VIBRATION ANALYSIS WEEK 1 | 4660398
6038 | M8B2-EXT-IRD-28-BASEMENT 2 | VIBRATION ANALYSIS WEEK 1 | 26 | 25 | 4 - Cond Monitoring | 0100832E | BOW SCREEN RECOVERED FIBER PUMP | 010-0832-PUM-003-00 |  |  |  | Bow Screean Recov Fiber Pump | IRD | EXT | Perform vibration analysis. | Out of tolerance |  |  | 28 |  |  |  | JDE |  | VIBRATION ROUTES | Data created/will be sent for upload | M8B2-EXT-IRD-28-BASEMENT 2 VIBRATION ANALYSIS WEEK 1 | 4660398
6039 | M8B2-EXT-IRD-28-BASEMENT 2 | VIBRATION ANALYSIS WEEK 1 | 26 | 25 | 4 - Cond Monitoring | 0100832FA | BOW SCREEN RECOVERED FIBER TANK AGITATOR | 010-0832-AGT-002-00 |  |  |  | Bow Screean Recov Fiber Agitator | IRD | EXT | Perform vibration analysis. | Out of tolerance |  |  | 28 |  |  |  | JDE |  | VIBRATION ROUTES | Data created/will be sent for upload | M8B2-EXT-IRD-28-BASEMENT 2 VIBRATION ANALYSIS WEEK 1 | 4660398
6040 | M8B2-EXT-IRD-28-BASEMENT 2 | VIBRATION ANALYSIS WEEK 1 | 26 | 25 | 4 - Cond Monitoring | 0100826KA | BROKE REJECTS TANK AGITATOR | 010-0826-AGT-003-00 |  |  |  | Broke Rejects Tank Agitator | IRD | EXT | Perform vibration analysis. | Out of tolerance |  |  | 28 |  |  |  | JDE |  | VIBRATION ROUTES | Data created/will be sent for upload | M8B2-EXT-IRD-28-BASEMENT 2 VIBRATION ANALYSIS WEEK 1 | 4660398
6041 | M8B2-EXT-IRD-28-BASEMENT 2 | VIBRATION ANALYSIS WEEK 1 | 26 | 25 | 4 - Cond Monitoring | 0100826KB | BROKE REJECTS TANK PUMP | 010-0826-PUM-005-00 |  |  |  | Broke Rejects Tank Pump | IRD | EXT | Perform vibration analysis. | Out of tolerance |  |  | 28 |  |  |  | JDE |  | VIBRATION ROUTES | Data created/will be sent for upload | M8B2-EXT-IRD-28-BASEMENT 2 VIBRATION ANALYSIS WEEK 1 | 4660398
6042 | M8B3-EXT-IRD-28-BASEMENT 3 | VIBRATION ANALYSIS WEEK 1 | 26 | 25 | 4 - Cond Monitoring | 0100832G | CONSISTENCY CONTROL PUMP | 010-0832-PUM-006-00 |  |  |  | Consistency Control Pump | IRD | EXT | Perform vibration analysis. | Out of tolerance |  |  | 28 |  |  |  | JDE |  | VIBRATION ROUTES | Data created/will be sent for upload | M8B3-EXT-IRD-28-BASEMENT 3 VIBRATION ANALYSIS WEEK 1 | 4660399
6043 | M8B3-EXT-IRD-28-BASEMENT 3 | VIBRATION ANALYSIS WEEK 1 | 26 | 25 | 4 - Cond Monitoring | 0100832HE | DAF FEED PUMP | 010-0832-PUM-008-00 |  |  |  | DAF Feed Pump | IRD | EXT | Perform vibration analysis. | Out of tolerance |  |  | 28 |  |  |  | JDE |  | VIBRATION ROUTES | Data created/will be sent for upload | M8B3-EXT-IRD-28-BASEMENT 3 VIBRATION ANALYSIS WEEK 1 | 4660399
6044 | M8B3-EXT-IRD-28-BASEMENT 3 | VIBRATION ANALYSIS WEEK 1 | 26 | 25 | 4 - Cond Monitoring | 0100834G | CWW MISC. SHOWER PUMP | 010-0834-PUM-001-00 |  |  |  | CWW Misc. Shower Pump | IRD | EXT | Perform vibration analysis. | Out of tolerance |  |  | 28 |  |  |  | JDE |  | VIBRATION ROUTES | Data created/will be sent for upload | M8B3-EXT-IRD-28-BASEMENT 3 VIBRATION ANALYSIS WEEK 1 | 4660399
6045 | M8B3-EXT-IRD-28-BASEMENT 3 | VIBRATION ANALYSIS WEEK 1 | 26 | 25 | 4 - Cond Monitoring | 0100834B | CLARIFIED WHITE WATER PUMP | 010-0834-PUM-002-00 |  |  |  | CWW Pump | IRD | EXT | Perform vibration analysis. | Out of tolerance |  |  | 28 |  |  |  | JDE |  | VIBRATION ROUTES | Data created/will be sent for upload | M8B3-EXT-IRD-28-BASEMENT 3 VIBRATION ANALYSIS WEEK 1 | 4660399
6046 | M8B3-EXT-IRD-28-BASEMENT 3 | VIBRATION ANALYSIS WEEK 1 | 26 | 25 | 4 - Cond Monitoring | 0100830C | TAD FAN PUMP | 010-0830-PUM-009-00 |  |  |  | TAD Fan Pump | IRD | EXT | Perform vibration analysis. | Out of tolerance |  |  | 28 |  |  |  | JDE |  | VIBRATION ROUTES | Data created/will be sent for upload | M8B3-EXT-IRD-28-BASEMENT 3 VIBRATION ANALYSIS WEEK 1 | 4660399
6047 | M8B3-EXT-IRD-28-BASEMENT 3 | VIBRATION ANALYSIS WEEK 1 | 26 | 25 | 4 - Cond Monitoring | 0100830G | CORE FAN PUMP | 010-0830-PUM-008-00 |  |  |  | Core Fan Pump | IRD | EXT | Perform vibration analysis. | Out of tolerance |  |  | 28 |  |  |  | JDE |  | VIBRATION ROUTES | Data created/will be sent for upload | M8B3-EXT-IRD-28-BASEMENT 3 VIBRATION ANALYSIS WEEK 1 | 4660399
6048 | M8B3-EXT-IRD-28-BASEMENT 3 | VIBRATION ANALYSIS WEEK 1 | 26 | 25 | 4 - Cond Monitoring | 0100830K | YANKEE FAN PUMP | 010-0830-PUM-007-00 |  |  |  | Yankee Fan Pump | IRD | EXT | Perform vibration analysis. | Out of tolerance |  |  | 28 |  |  |  | JDE |  | VIBRATION ROUTES | Data created/will be sent for upload | M8B3-EXT-IRD-28-BASEMENT 3 VIBRATION ANALYSIS WEEK 1 | 4660399
6049 | M8B3-EXT-IRD-28-BASEMENT 3 | VIBRATION ANALYSIS WEEK 1 | 26 | 25 | 4 - Cond Monitoring | 0100832NB | WIRE PIT PUMP | 010-0832-PUM-002-00 |  |  |  | Wire Pit Pump | IRD | EXT | Perform vibration analysis. | Out of tolerance |  |  | 28 |  |  |  | JDE |  | VIBRATION ROUTES | Data created/will be sent for upload | M8B3-EXT-IRD-28-BASEMENT 3 VIBRATION ANALYSIS WEEK 1 | 4660399
6050 | M8B3-EXT-IRD-28-BASEMENT 3 | VIBRATION ANALYSIS WEEK 1 | 26 | 25 | 4 - Cond Monitoring | 0100830L | YANKEE PRIMARY SCREEN | 010-0830-SCR-001-00 |  |  |  | Yankee Primary Screen | IRD | EXT | Perform vibration analysis. | Out of tolerance |  |  | 28 |  |  |  | JDE |  | VIBRATION ROUTES | Data created/will be sent for upload | M8B3-EXT-IRD-28-BASEMENT 3 VIBRATION ANALYSIS WEEK 1 | 4660399
6051 | M8B3-EXT-IRD-28-BASEMENT 3 | VIBRATION ANALYSIS WEEK 1 | 26 | 25 | 4 - Cond Monitoring | 0100830H | CORE PRIMARY SCREEN | 010-0830-SCR-002-00 |  |  |  | Core Primary Screen | IRD | EXT | Perform vibration analysis. | Out of tolerance |  |  | 28 |  |  |  | JDE |  | VIBRATION ROUTES | Data created/will be sent for upload | M8B3-EXT-IRD-28-BASEMENT 3 VIBRATION ANALYSIS WEEK 1 | 4660399
6052 | M8B3-EXT-IRD-28-BASEMENT 3 | VIBRATION ANALYSIS WEEK 1 | 26 | 25 | 4 - Cond Monitoring | 0100830D | TAD PRIMARY SCREEN | 010-0830-SCR-003-00 |  |  |  | TAD Primary Screen | IRD | EXT | Perform vibration analysis. | Out of tolerance |  |  | 28 |  |  |  | JDE |  | VIBRATION ROUTES | Data created/will be sent for upload | M8B3-EXT-IRD-28-BASEMENT 3 VIBRATION ANALYSIS WEEK 1 | 4660399
6053 | M8B3-EXT-IRD-28-BASEMENT 3 | VIBRATION ANALYSIS WEEK 1 | 26 | 25 | 4 - Cond Monitoring | 0100821BE | DUMP PUMP | 010-0821-PUM-002-00 |  |  |  | Bale Pulper 2 Dump Pump | IRD | EXT | Perform vibration analysis. | Out of tolerance |  |  | 28 |  |  |  | JDE |  | VIBRATION ROUTES | Data created/will be sent for upload | M8B3-EXT-IRD-28-BASEMENT 3 VIBRATION ANALYSIS WEEK 1 | 4660399
6054 | M8B3-EXT-IRD-28-BASEMENT 3 | VIBRATION ANALYSIS WEEK 1 | 26 | 25 | 4 - Cond Monitoring | 0100821AB | ROTOR ASSEMBLY |  |  |  |  | Bale Pulper 2 | IRD | EXT | Perform vibration analysis. | Out of tolerance |  |  | 28 |  |  |  | JDE |  | VIBRATION ROUTES | Data created/will be sent for upload | M8B3-EXT-IRD-28-BASEMENT 3 VIBRATION ANALYSIS WEEK 1 | 4660399
6055 | M8B3-EXT-IRD-28-BASEMENT 3 | VIBRATION ANALYSIS WEEK 1 | 26 | 25 | 4 - Cond Monitoring | 0100821AE | DUMP PUMP | 010-0821-PUM-001-00 |  |  |  | Bale Pulper 1 Dump Pump | IRD | EXT | Perform vibration analysis. | Out of tolerance |  |  | 28 |  |  |  | JDE |  | VIBRATION ROUTES | Data created/will be sent for upload | M8B3-EXT-IRD-28-BASEMENT 3 VIBRATION ANALYSIS WEEK 1 | 4660399
6056 | M8B3-EXT-IRD-28-BASEMENT 3 | VIBRATION ANALYSIS WEEK 1 | 26 | 25 | 4 - Cond Monitoring | 0100821BB | ROTOR UNIT |  |  |  |  | Bale Pulper 1 Dump Pump | IRD | EXT | Perform vibration analysis. | Out of tolerance |  |  | 28 |  |  |  | JDE |  | VIBRATION ROUTES | Data created/will be sent for upload | M8B3-EXT-IRD-28-BASEMENT 3 VIBRATION ANALYSIS WEEK 1 | 4660399
6057 | M8B3-EXT-IRD-28-BASEMENT 3 | VIBRATION ANALYSIS WEEK 1 | 26 | 25 | 4 - Cond Monitoring | 0100832K | BALE PULPER FILL PUMP | 010-0832-PUM-004-00 |  |  |  | Bale Pulper Fill Pump | IRD | EXT | Perform vibration analysis. | Out of tolerance |  |  | 28 |  |  |  | JDE |  | VIBRATION ROUTES | Data created/will be sent for upload | M8B3-EXT-IRD-28-BASEMENT 3 VIBRATION ANALYSIS WEEK 1 | 4660399
6058 | M8B3-EXT-IRD-28-BASEMENT 3 | VIBRATION ANALYSIS WEEK 1 | 26 | 25 | 4 - Cond Monitoring | 0100826MA | UTM PULPER PUMP | 010-0826-PUM-007-00 |  |  |  | UTM and Broke Pulp Fill Pump | IRD | EXT | Perform vibration analysis. | Out of tolerance |  |  | 28 |  |  |  | JDE |  | VIBRATION ROUTES | Data created/will be sent for upload | M8B3-EXT-IRD-28-BASEMENT 3 VIBRATION ANALYSIS WEEK 1 | 4660399
6059 | M8B3-EXT-IRD-28-BASEMENT 3 | VIBRATION ANALYSIS WEEK 1 | 26 | 25 | 4 - Cond Monitoring | 0100830AB | TAD BLEND CHEST PUMP | 010-0830-PUM-005-00 |  |  |  | TAD Blend Chest Pump | IRD | EXT | Perform vibration analysis. | Out of tolerance |  |  | 28 |  |  |  | JDE |  | VIBRATION ROUTES | Data created/will be sent for upload | M8B3-EXT-IRD-28-BASEMENT 3 VIBRATION ANALYSIS WEEK 1 | 4660399
6060 | M8B3-EXT-IRD-28-BASEMENT 3 | VIBRATION ANALYSIS WEEK 1 | 26 | 25 | 4 - Cond Monitoring | 0100830AA | TAD BLEND CHEST AGITATOR | 010-0830-AGT-005-00 |  |  |  | TAD Blend Chest Agitator | IRD | EXT | Perform vibration analysis. | Out of tolerance |  |  | 28 |  |  |  | JDE |  | VIBRATION ROUTES | Data created/will be sent for upload | M8B3-EXT-IRD-28-BASEMENT 3 VIBRATION ANALYSIS WEEK 1 | 4660399
6061 | M8B3-EXT-IRD-28-BASEMENT 3 | VIBRATION ANALYSIS WEEK 1 | 26 | 25 | 4 - Cond Monitoring | 0100832HHA | DAF RECOVERED FIBER TANK AGITATOR | 010-0832-AGT-004-00 |  |  |  | DAF Recov Fiber Agitiator | IRD | EXT | Perform vibration analysis. | Out of tolerance |  |  | 28 |  |  |  | JDE |  | VIBRATION ROUTES | Data created/will be sent for upload | M8B3-EXT-IRD-28-BASEMENT 3 VIBRATION ANALYSIS WEEK 1 | 4660399
6062 | M8B3-EXT-IRD-28-BASEMENT 3 | VIBRATION ANALYSIS WEEK 1 | 26 | 25 | 4 - Cond Monitoring | 0100832HG | DAF RECOVERED FIBER PUMP | 010-0832-PUM-010-00 |  |  |  | DAF Recov Fiber Pump | IRD | EXT | Perform vibration analysis. | Out of tolerance |  |  | 28 |  |  |  | JDE |  | VIBRATION ROUTES | Data created/will be sent for upload | M8B3-EXT-IRD-28-BASEMENT 3 VIBRATION ANALYSIS WEEK 1 | 4660399
6063 | M8B3-EXT-IRD-28-BASEMENT 3 | VIBRATION ANALYSIS WEEK 1 | 26 | 25 | 4 - Cond Monitoring | 0100830EA | CORE BLEND CHEST AGITATOR | 010-0830-AGT-003-00 |  |  |  | Core Blend Chest Agitator | IRD | EXT | Perform vibration analysis. | Out of tolerance |  |  | 28 |  |  |  | JDE |  | VIBRATION ROUTES | Data created/will be sent for upload | M8B3-EXT-IRD-28-BASEMENT 3 VIBRATION ANALYSIS WEEK 1 | 4660399
6064 | M8B3-EXT-IRD-28-BASEMENT 3 | VIBRATION ANALYSIS WEEK 1 | 26 | 25 | 4 - Cond Monitoring | 0100830EB | CORE BLEND CHEST PUMP | 010-0830-PUM-003-00 |  |  |  | Core Blend Chest Pump | IRD | EXT | Perform vibration analysis. | Out of tolerance |  |  | 28 |  |  |  | JDE |  | VIBRATION ROUTES | Data created/will be sent for upload | M8B3-EXT-IRD-28-BASEMENT 3 VIBRATION ANALYSIS WEEK 1 | 4660399
6065 | M8B3-EXT-IRD-28-BASEMENT 3 | VIBRATION ANALYSIS WEEK 1 | 26 | 25 | 4 - Cond Monitoring | 0100830IA | YANKEE BLEND CHEST AGITATOR | 010-0830-AGT-001-00 |  |  |  | Yankee Blend Chest Agitator | IRD | EXT | Perform vibration analysis. | Out of tolerance |  |  | 28 |  |  |  | JDE |  | VIBRATION ROUTES | Data created/will be sent for upload | M8B3-EXT-IRD-28-BASEMENT 3 VIBRATION ANALYSIS WEEK 1 | 4660399
6066 | M8B3-EXT-IRD-28-BASEMENT 3 | VIBRATION ANALYSIS WEEK 1 | 26 | 25 | 4 - Cond Monitoring | 0100830IB | YANKEE BLEND CHEST PUMP | 010-0830-PUM-001-00 |  |  |  | Yankee Blend Chest Pump | IRD | EXT | Perform vibration analysis. | Out of tolerance |  |  | 28 |  |  |  | JDE |  | VIBRATION ROUTES | Data created/will be sent for upload | M8B3-EXT-IRD-28-BASEMENT 3 VIBRATION ANALYSIS WEEK 1 | 4660399
6067 | M8B4-EXT-IRD-28- BASEMENT 4 | VIBRATION ANALYSIS WEEK 1 | 27 | 25 | 4 - Cond Monitoring | 0100830BB | TAD MACHINE CHEST PUMP | 010-0830-PUM-006-00 |  |  |  | TAD Machine Chest Pump | IRD | EXT | Perform vibration analysis. | Out of tolerance |  |  | 28 |  |  |  | JDE |  | VIBRATION ROUTES | Data created/will be sent for upload | M8B4-EXT-IRD-28- BASEMENT 4 VIBRATION ANALYSIS WEEK 1 | 4660400
6068 | M8B4-EXT-IRD-28- BASEMENT 4 | VIBRATION ANALYSIS WEEK 1 | 27 | 25 | 4 - Cond Monitoring | 0100830BA | TAD MACHINE CHEST AGITATOR | 010-0830-AGT-006-00 |  |  |  | TAD Machine Chest Agitator | IRD | EXT | Perform vibration analysis. | Out of tolerance |  |  | 28 |  |  |  | JDE |  | VIBRATION ROUTES | Data created/will be sent for upload | M8B4-EXT-IRD-28- BASEMENT 4 VIBRATION ANALYSIS WEEK 1 | 4660400
6069 | M8B4-EXT-IRD-28- BASEMENT 4 | VIBRATION ANALYSIS WEEK 1 | 27 | 25 | 4 - Cond Monitoring | 0100830FB | CORE MACHINE CHEST PUMP | 010-0830-PUM-004-00 |  |  |  | Core Machine Chest Pump | IRD | EXT | Perform vibration analysis. | Out of tolerance |  |  | 28 |  |  |  | JDE |  | VIBRATION ROUTES | Data created/will be sent for upload | M8B4-EXT-IRD-28- BASEMENT 4 VIBRATION ANALYSIS WEEK 1 | 4660400
6070 | M8B4-EXT-IRD-28- BASEMENT 4 | VIBRATION ANALYSIS WEEK 1 | 27 | 25 | 4 - Cond Monitoring | 0100830FA | CORE MACHINE CHEST AGITATOR | 010-0830-AGT-004-00 |  |  |  | Core Machine Chest Agitator | IRD | EXT | Perform vibration analysis. | Out of tolerance |  |  | 28 |  |  |  | JDE |  | VIBRATION ROUTES | Data created/will be sent for upload | M8B4-EXT-IRD-28- BASEMENT 4 VIBRATION ANALYSIS WEEK 1 | 4660400
6071 | M8B4-EXT-IRD-28- BASEMENT 4 | VIBRATION ANALYSIS WEEK 1 | 27 | 25 | 4 - Cond Monitoring | 0100830JB | YANKEE MACHINE CHEST PUMP | 010-0830-PUM-002-00 |  |  |  | Yankee Machine Chest Pump | IRD | EXT | Perform vibration analysis. | Out of tolerance |  |  | 28 |  |  |  | JDE |  | VIBRATION ROUTES | Data created/will be sent for upload | M8B4-EXT-IRD-28- BASEMENT 4 VIBRATION ANALYSIS WEEK 1 | 4660400
6072 | M8B4-EXT-IRD-28- BASEMENT 4 | VIBRATION ANALYSIS WEEK 1 | 27 | 25 | 4 - Cond Monitoring | 0100830JA | YANKEE MACHINE CHEST AGITATOR | 010-0830-AGT-002-00 |  |  |  | Yankee Machine Chest Agitator | IRD | EXT | Perform vibration analysis. | Out of tolerance |  |  | 28 |  |  |  | JDE |  | VIBRATION ROUTES | Data created/will be sent for upload | M8B4-EXT-IRD-28- BASEMENT 4 VIBRATION ANALYSIS WEEK 1 | 4660400
6073 | M8B4-EXT-IRD-28- BASEMENT 4 | VIBRATION ANALYSIS WEEK 1 | 27 | 25 | 4 - Cond Monitoring | 0100832JA | EXCESS WHITE WATER TANK AGITATOR | 010-0832-AGT-003-00 |  |  |  | Excess White Water Agitator | IRD | EXT | Perform vibration analysis. | Out of tolerance |  |  | 28 |  |  |  | JDE |  | VIBRATION ROUTES | Data created/will be sent for upload | M8B4-EXT-IRD-28- BASEMENT 4 VIBRATION ANALYSIS WEEK 1 | 4660400
6074 | M8B4-EXT-IRD-28- BASEMENT 4 | VIBRATION ANALYSIS WEEK 1 | 27 | 25 | 4 - Cond Monitoring | 0100880M | HOSE STATION BOOSTER PUMP | 010-0880-PUM-008-00 |  |  |  | Hose Station Booster Pump | IRD | EXT | Perform vibration analysis. | Out of tolerance |  |  | 28 |  |  |  | JDE |  | VIBRATION ROUTES | Data created/will be sent for upload | M8B4-EXT-IRD-28- BASEMENT 4 VIBRATION ANALYSIS WEEK 1 | 4660400
6075 | M8B4-EXT-IRD-28- BASEMENT 4 | VIBRATION ANALYSIS WEEK 1 | 27 | 25 | 4 - Cond Monitoring | 0100832I | EXCESS WHITE WATER PUMP | 010-0832-PUM-001-00 |  |  |  | Excess White Water Pump | IRD | EXT | Perform vibration analysis. | Out of tolerance |  |  | 28 |  |  |  | JDE |  | VIBRATION ROUTES | Data created/will be sent for upload | M8B4-EXT-IRD-28- BASEMENT 4 VIBRATION ANALYSIS WEEK 1 | 4660400
6076 | M8B4-EXT-IRD-28- BASEMENT 4 | VIBRATION ANALYSIS WEEK 1 | 27 | 25 | 4 - Cond Monitoring | 0100832NA | WIRE PIT AGITATOR | 010-0832-AGT-001-00 |  |  |  | Wire Pit Agitator | IRD | EXT | Perform vibration analysis. | Out of tolerance |  |  | 28 |  |  |  | JDE |  | VIBRATION ROUTES | Data created/will be sent for upload | M8B4-EXT-IRD-28- BASEMENT 4 VIBRATION ANALYSIS WEEK 1 | 4660400
6077 | M8B4-EXT-IRD-28- BASEMENT 4 | VIBRATION ANALYSIS WEEK 1 | 27 | 25 | 4 - Cond Monitoring | 0100880H | SEAL WATER PUMP NO. 1 | 010-0880-PUM-005-00 |  |  |  | Seal Water Pump 1 | IRD | EXT | Perform vibration analysis. | Out of tolerance |  |  | 28 |  |  |  | JDE |  | VIBRATION ROUTES | Data created/will be sent for upload | M8B4-EXT-IRD-28- BASEMENT 4 VIBRATION ANALYSIS WEEK 1 | 4660400
6078 | M8B4-EXT-IRD-28- BASEMENT 4 | VIBRATION ANALYSIS WEEK 1 | 27 | 25 | 4 - Cond Monitoring | 0100880I | SEAL WATER PUMP NO. 2 | 010-0880-PUM-009-00 |  |  |  | Seal Water Pump 2 | IRD | EXT | Perform vibration analysis. | Out of tolerance |  |  | 28 |  |  |  | JDE |  | VIBRATION ROUTES | Data created/will be sent for upload | M8B4-EXT-IRD-28- BASEMENT 4 VIBRATION ANALYSIS WEEK 1 | 4660400
6079 | M8B4-EXT-IRD-28- BASEMENT 4 | VIBRATION ANALYSIS WEEK 1 | 27 | 25 | 4 - Cond Monitoring | 0100826MB | UTM PULPER ROTOR NO. 1 | 010-0826-AGT-005-00 |  |  |  | UTM Pulper Rotor 1 | IRD | EXT | Perform vibration analysis. | Out of tolerance |  |  | 28 |  |  |  | JDE |  | VIBRATION ROUTES | Data created/will be sent for upload | M8B4-EXT-IRD-28- BASEMENT 4 VIBRATION ANALYSIS WEEK 1 | 4660400
6080 | M8B4-EXT-IRD-28- BASEMENT 4 | VIBRATION ANALYSIS WEEK 1 | 27 | 25 | 4 - Cond Monitoring | 0100826MA | UTM PULPER PUMP |  |  |  |  | UTM PULPER PUMP | IRD | EXT | Perform vibration analysis. | Out of tolerance |  |  | 28 |  |  |  | JDE |  | VIBRATION ROUTES | Data created/will be sent for upload | M8B4-EXT-IRD-28- BASEMENT 4 VIBRATION ANALYSIS WEEK 1 | 4660400
6081 | M8B4-EXT-IRD-28- BASEMENT 4 | VIBRATION ANALYSIS WEEK 1 | 27 | 25 | 4 - Cond Monitoring | 0100826MC | UTM PULPER ROTOR NO. 2 | 010-0826-AGT-006-00 |  |  |  | UTM Pulper Rotor 2 | IRD | EXT | Perform vibration analysis. | Out of tolerance |  |  | 28 |  |  |  | JDE |  | VIBRATION ROUTES | Data created/will be sent for upload | M8B4-EXT-IRD-28- BASEMENT 4 VIBRATION ANALYSIS WEEK 1 | 4660400
6082 | M8B4-EXT-IRD-28- BASEMENT 4 | VIBRATION ANALYSIS WEEK 1 | 27 | 25 | 4 - Cond Monitoring | 0100864AZ | WET DUST RECIRCULATION PUMP | 010-0864-PUM-001-00 |  |  |  | Wet Dust Recirculation Pump | IRD | EXT | Perform vibration analysis. | Out of tolerance |  |  | 28 |  |  |  | JDE |  | VIBRATION ROUTES | Data created/will be sent for upload | M8B4-EXT-IRD-28- BASEMENT 4 VIBRATION ANALYSIS WEEK 1 | 4660400
6083 | M8DM-EXT-IRD-28-DRIVE MOTOR | VIBRATION ANALYSIS WEEK 2 | 27 | 25 | 4 - Cond Monitoring | 0100870BFB | FORMING ROLL MOTOR | 010-0870-ROL-006-M1 |  |  |  | Forming Roll Motor /GB | IRD | EXT | Perform vibration analysis. | Out of tolerance |  |  | 28 |  |  |  | JDE |  | VIBRATION ROUTES | Data created/will be sent for upload | M8DM-EXT-IRD-28-DRIVE MOTOR VIBRATION ANALYSIS WEEK 2 | 4660401
6084 | M8DM-EXT-IRD-28-DRIVE MOTOR | VIBRATION ANALYSIS WEEK 2 | 27 | 25 | 4 - Cond Monitoring | 0100870BIA | INNER WIRE DRIVE ROLL MOTOR | 010-0870-ROL-009-M1 |  |  |  | Wire Turning Roll Motor/GB | IRD | EXT | Perform vibration analysis. | Out of tolerance |  |  | 28 |  |  |  | JDE |  | VIBRATION ROUTES | Data created/will be sent for upload | M8DM-EXT-IRD-28-DRIVE MOTOR VIBRATION ANALYSIS WEEK 2 | 4660401
6085 | M8DM-EXT-IRD-28-DRIVE MOTOR | VIBRATION ANALYSIS WEEK 2 | 27 | 25 | 4 - Cond Monitoring | 0100870CAD | TAD 1 DRIVE |  |  |  |  | TAS Cylinder 1 Motor/GB | IRD | EXT | Perform vibration analysis. | Out of tolerance |  |  | 28 |  |  |  | JDE |  | VIBRATION ROUTES | Data created/will be sent for upload | M8DM-EXT-IRD-28-DRIVE MOTOR VIBRATION ANALYSIS WEEK 2 | 4660401
6086 | M8DM-EXT-IRD-28-DRIVE MOTOR | VIBRATION ANALYSIS WEEK 2 | 27 | 25 | 4 - Cond Monitoring | 0100870CDD | TAD 2 DRIVE |  |  |  |  | TAS Cylinder 2 Motor/GB | IRD | EXT | Perform vibration analysis. | Out of tolerance |  |  | 28 |  |  |  | JDE |  | VIBRATION ROUTES | Data created/will be sent for upload | M8DM-EXT-IRD-28-DRIVE MOTOR VIBRATION ANALYSIS WEEK 2 | 4660401
6087 | M8DM-EXT-IRD-28-DRIVE MOTOR | VIBRATION ANALYSIS WEEK 2 | 27 | 25 | 4 - Cond Monitoring | 0100870CLA | TAD FABRIC RELEASE ROLL DRIVE |  |  |  |  | tad Lead Motor/GB | IRD | EXT | Perform vibration analysis. | Out of tolerance |  |  | 28 |  |  |  | JDE |  | VIBRATION ROUTES | Data created/will be sent for upload | M8DM-EXT-IRD-28-DRIVE MOTOR VIBRATION ANALYSIS WEEK 2 | 4660401
6088 | M8DM-EXT-IRD-28-DRIVE MOTOR | VIBRATION ANALYSIS WEEK 2 | 27 | 25 | 4 - Cond Monitoring | 0100870CGA | PRESSURE ROLL DRIVE |  |  |  |  | Press Roll Motor/GB | IRD | EXT | Perform vibration analysis. | Out of tolerance |  |  | 28 |  |  |  | JDE |  | VIBRATION ROUTES | Data created/will be sent for upload | M8DM-EXT-IRD-28-DRIVE MOTOR VIBRATION ANALYSIS WEEK 2 | 4660401
6089 | M8DM-EXT-IRD-28-DRIVE MOTOR | VIBRATION ANALYSIS WEEK 2 | 27 | 25 | 4 - Cond Monitoring | 0100870DAB | YANKEE ROLL MOTOR NO. 1 | 010-0870-YDS-001-M1 |  |  |  | Yankee Cylinder 1 Motor/GB | IRD | EXT | Perform vibration analysis. | Out of tolerance |  |  | 28 |  |  |  | JDE |  | VIBRATION ROUTES | Data created/will be sent for upload | M8DM-EXT-IRD-28-DRIVE MOTOR VIBRATION ANALYSIS WEEK 2 | 4660401
6090 | M8DM-EXT-IRD-28-DRIVE MOTOR | VIBRATION ANALYSIS WEEK 2 | 27 | 25 | 4 - Cond Monitoring | 0100870DAC | YANKEE ROLL MOTOR NO. 2 | 010-0870-YDS-001-M2 |  |  |  | Yankee Cylinder 2 Motor/GB | IRD | EXT | Perform vibration analysis. | Out of tolerance |  |  | 28 |  |  |  | JDE |  | VIBRATION ROUTES | Data created/will be sent for upload | M8DM-EXT-IRD-28-DRIVE MOTOR VIBRATION ANALYSIS WEEK 2 | 4660401
6091 | M8DM-EXT-IRD-28-DRIVE MOTOR | VIBRATION ANALYSIS WEEK 2 | 27 | 25 | 4 - Cond Monitoring | 0100870FFB | TOP CALENDER ROLL ASSY | 010-0870-CAL-002-00 |  |  |  | Upper Cylinder Roll Motor/GB | IRD | EXT | Perform vibration analysis. | Out of tolerance |  |  | 28 |  |  |  | JDE |  | VIBRATION ROUTES | Data created/will be sent for upload | M8DM-EXT-IRD-28-DRIVE MOTOR VIBRATION ANALYSIS WEEK 2 | 4660401
6092 | M8DM-EXT-IRD-28-DRIVE MOTOR | VIBRATION ANALYSIS WEEK 2 | 27 | 25 | 4 - Cond Monitoring | 0100870FFA | BOTTOM CALENDER ROLL ASSY | 010-0870-CAL-001-00 |  |  |  | Lower Cylinder Roll Motor/GB | IRD | EXT | Perform vibration analysis. | Out of tolerance |  |  | 28 |  |  |  | JDE |  | VIBRATION ROUTES | Data created/will be sent for upload | M8DM-EXT-IRD-28-DRIVE MOTOR VIBRATION ANALYSIS WEEK 2 | 4660401
6093 | M8DM-EXT-IRD-28-DRIVE MOTOR | VIBRATION ANALYSIS WEEK 2 | 27 | 25 | 4 - Cond Monitoring | 0100870HDB | REEL SPOOL STARTER MOTOR | 010-0870-ROL-027-M1 |  |  |  | Spool Starter Motor | IRD | EXT | Perform vibration analysis. | Out of tolerance |  |  | 28 |  |  |  | JDE |  | VIBRATION ROUTES | Data created/will be sent for upload | M8DM-EXT-IRD-28-DRIVE MOTOR VIBRATION ANALYSIS WEEK 2 | 4660401
6094 | M8DM-EXT-IRD-28-DRIVE MOTOR | VIBRATION ANALYSIS WEEK 2 | 27 | 25 | 4 - Cond Monitoring | 0100870HLA | BELT LEAD ROLL #1 | 010-0870-ROL-028-00 |  |  |  | Reel Drum Motor/GB | IRD | EXT | Perform vibration analysis. | Out of tolerance |  |  | 28 |  |  |  | JDE |  | VIBRATION ROUTES | Data created/will be sent for upload | M8DM-EXT-IRD-28-DRIVE MOTOR VIBRATION ANALYSIS WEEK 2 | 4660401
6095 | M8DM-EXT-IRD-28-DRIVE MOTOR | VIBRATION ANALYSIS WEEK 2 | 27 | 25 | 4 - Cond Monitoring | 0100870HFD | CENTER WIND ASSIST MOTOR | 010-0870-ROL-032-M1 |  |  |  | Center Wind Assist Motor | IRD | EXT | Perform vibration analysis. | Out of tolerance |  |  | 28 |  |  |  | JDE |  | VIBRATION ROUTES | Data created/will be sent for upload | M8DM-EXT-IRD-28-DRIVE MOTOR VIBRATION ANALYSIS WEEK 2 | 4660401
6096 | M8BF-EXT-IRD-28-BASEMENT FAN | VIBRATION ANALYSIS WEEK 2 | 28 | 25 | 4 - Cond Monitoring | 0100870COAC | TAD 1 MAIN SUPPLY FAN | 010-0871-FAN-002-00 |  |  |  | TAD 1 Supply Fan Motor | IRD | EXT | Perform vibration analysis. | Out of tolerance |  |  | 28 |  |  |  | JDE |  | VIBRATION ROUTES | Data created/will be sent for upload | M8BF-EXT-IRD-28-BASEMENT FAN VIBRATION ANALYSIS WEEK 2 | 4660402
6097 | M8BF-EXT-IRD-28-BASEMENT FAN | VIBRATION ANALYSIS WEEK 2 | 28 | 25 | 4 - Cond Monitoring | 0100870CPAC | TAD 2 MAIN SUPPLY FAN | 010-0872-FAN-002-00 |  |  |  | TAD 2 Supply Fan Motor | IRD | EXT | Perform vibration analysis. | Out of tolerance |  |  | 28 |  |  |  | JDE |  | VIBRATION ROUTES | Data created/will be sent for upload | M8BF-EXT-IRD-28-BASEMENT FAN VIBRATION ANALYSIS WEEK 2 | 4660402
6098 | M8BF-EXT-IRD-28-BASEMENT FAN | VIBRATION ANALYSIS WEEK 2 | 28 | 25 | 4 - Cond Monitoring | 0100870COAB | TAD 1 EXHAUST FAN | 010-0871-FAN-003-00 |  |  |  | TAD 1 Exhaust Fan Motor | IRD | EXT | Perform vibration analysis. | Out of tolerance |  |  | 28 |  |  |  | JDE |  | VIBRATION ROUTES | Data created/will be sent for upload | M8BF-EXT-IRD-28-BASEMENT FAN VIBRATION ANALYSIS WEEK 2 | 4660402
6099 | M8BF-EXT-IRD-28-BASEMENT FAN | VIBRATION ANALYSIS WEEK 2 | 28 | 25 | 4 - Cond Monitoring | 0100870CPAB | TAD 2 EXHAUST FAN | 010-0872-FAN-003-00 |  |  |  | TAD 2 Exhaust Fan Motor | IRD | EXT | Perform vibration analysis. | Out of tolerance |  |  | 28 |  |  |  | JDE |  | VIBRATION ROUTES | Data created/will be sent for upload | M8BF-EXT-IRD-28-BASEMENT FAN VIBRATION ANALYSIS WEEK 2 | 4660402
6100 | M8BF-EXT-IRD-28-BASEMENT FAN | VIBRATION ANALYSIS WEEK 2 | 28 | 25 | 4 - Cond Monitoring | 0100870COAA | TAD 1 COMBUSTION AIR FAN | 010-0871-FAN-001-00 |  |  |  | TAD 1 Combustion Air Fan | IRD | EXT | Perform vibration analysis. | Out of tolerance |  |  | 28 |  |  |  | JDE |  | VIBRATION ROUTES | Data created/will be sent for upload | M8BF-EXT-IRD-28-BASEMENT FAN VIBRATION ANALYSIS WEEK 2 | 4660402
6101 | M8BF-EXT-IRD-28-BASEMENT FAN | VIBRATION ANALYSIS WEEK 2 | 28 | 25 | 4 - Cond Monitoring | 0100870CPAA | TAD 2 COMBUSTION AIR FAN | 010-0872-FAN-001-00 |  |  |  | TAD 2 Combustion Air Fan | IRD | EXT | Perform vibration analysis. | Out of tolerance |  |  | 28 |  |  |  | JDE |  | VIBRATION ROUTES | Data created/will be sent for upload | M8BF-EXT-IRD-28-BASEMENT FAN VIBRATION ANALYSIS WEEK 2 | 4660402
6102 | M8BF-EXT-IRD-28-BASEMENT FAN | VIBRATION ANALYSIS WEEK 2 | 28 | 25 | 4 - Cond Monitoring | 0100864BB | REEL DRUM VACUUM EXHAUST FAN | 010-0864-FAN-002-00 |  |  |  | Reel Drum Exhaust Fan | IRD | EXT | Perform vibration analysis. | Out of tolerance |  |  | 28 |  |  |  | JDE |  | VIBRATION ROUTES | Data created/will be sent for upload | M8BF-EXT-IRD-28-BASEMENT FAN VIBRATION ANALYSIS WEEK 2 | 4660402
6103 | M8COMP-EXT-IRD-28-COMPRESSOR | VIBRATION ANALYSIS WEEK 2 | 28 | 25 | 4 - Cond Monitoring | 5050050A | AIR COMPRESSOR NO. 1 | 505-0050-COM-001-00 |  |  |  | Air Compressor 1 | IRD | EXT | Perform vibration analysis. | Out of tolerance |  |  | 28 |  |  |  | JDE |  | VIBRATION ROUTES | Data created/will be sent for upload | M8COMP-EXT-IRD-28-COMPRESSOR VIBRATION ANALYSIS WEEK 2 | 4660403
6104 | M8COMP-EXT-IRD-28-COMPRESSOR | VIBRATION ANALYSIS WEEK 2 | 28 | 25 | 4 - Cond Monitoring | 5050050B | AIR COMPRESSOR NO. 2 | 505-0050-COM-002-00 |  |  |  | Air Compressor 2 | IRD | EXT | Perform vibration analysis. | Out of tolerance |  |  | 28 |  |  |  | JDE |  | VIBRATION ROUTES | Data created/will be sent for upload | M8COMP-EXT-IRD-28-COMPRESSOR VIBRATION ANALYSIS WEEK 2 | 4660403
6105 | M8COMP-EXT-IRD-28-COMPRESSOR | VIBRATION ANALYSIS WEEK 2 | 28 | 25 | 4 - Cond Monitoring | 5050050C | AIR COMPRESSOR NO. 3 | 505-0050-COM-003-00 |  |  |  | Air Compressor 3 | IRD | EXT | Perform vibration analysis. | Out of tolerance |  |  | 28 |  |  |  | JDE |  | VIBRATION ROUTES | Data created/will be sent for upload | M8COMP-EXT-IRD-28-COMPRESSOR VIBRATION ANALYSIS WEEK 2 | 4660403
6106 | M8COMP-EXT-IRD-28-COMPRESSOR | VIBRATION ANALYSIS WEEK 2 | 28 | 25 | 4 - Cond Monitoring | 5050050D | DESICCANT AIR DRYER NO. 1 | 505-0050-DRY-001-00 |  |  |  | Air Dryer 1 Blower | IRD | EXT | Perform vibration analysis. | Out of tolerance |  |  | 28 |  |  |  | JDE |  | VIBRATION ROUTES | Data created/will be sent for upload | M8COMP-EXT-IRD-28-COMPRESSOR VIBRATION ANALYSIS WEEK 2 | 4660403
6107 | M8COMP-EXT-IRD-28-COMPRESSOR | VIBRATION ANALYSIS WEEK 2 | 28 | 25 | 4 - Cond Monitoring | 5050050E | DESICCANT AIR DRYER NO. 2 | 505-0050-DRY-002-00 |  |  |  | Air Dryer 2 Blower | IRD | EXT | Perform vibration analysis. | Out of tolerance |  |  | 28 |  |  |  | JDE |  | VIBRATION ROUTES | Data created/will be sent for upload | M8COMP-EXT-IRD-28-COMPRESSOR VIBRATION ANALYSIS WEEK 2 | 4660403
6108 | M8COMP-EXT-IRD-28-COMPRESSOR | VIBRATION ANALYSIS WEEK 2 | 28 | 25 | 4 - Cond Monitoring | 5050050F | DESICCANT AIR DRYER NO. 3 | 505-0050-DRY-003-00 |  |  |  | Air Dryer 3 Blower | IRD | EXT | Perform vibration analysis. | Out of tolerance |  |  | 28 |  |  |  | JDE |  | VIBRATION ROUTES | Data created/will be sent for upload | M8COMP-EXT-IRD-28-COMPRESSOR VIBRATION ANALYSIS WEEK 2 | 4660403
6109 | M8HYD-EXT-IRD-28-HYDRAULIC SYS | VIBRATION ANALYSIS WEEK 2 | 30 | 25 | 4 - Cond Monitoring | 0100870KAE | HYDRAULIC UNIT 001 PUMP STATION CANTILEVER | 010-0870-PUM-020-00 |  |  |  | Hyd 1 Cantilever Pump | IRD | EXT | Perform vibration analysis. | Out of tolerance |  |  | 28 |  |  |  | JDE |  | VIBRATION ROUTES | Data created/will be sent for upload | M8HYD-EXT-IRD-28-HYDRAULIC SYS VIBRATION ANALYSIS WEEK 2 | 4660404
6110 | M8HYD-EXT-IRD-28-HYDRAULIC SYS | VIBRATION ANALYSIS WEEK 2 | 30 | 25 | 4 - Cond Monitoring | 0100870KAD | HYDRAULIC UNIT 001 PUMP STATION SPARE | 010-0870-PUM-019-00 |  |  |  | Hyd 1 Spare Pump | IRD | EXT | Perform vibration analysis. | Out of tolerance |  |  | 28 |  |  |  | JDE |  | VIBRATION ROUTES | Data created/will be sent for upload | M8HYD-EXT-IRD-28-HYDRAULIC SYS VIBRATION ANALYSIS WEEK 2 | 4660404
6111 | M8HYD-EXT-IRD-28-HYDRAULIC SYS | VIBRATION ANALYSIS WEEK 2 | 30 | 25 | 4 - Cond Monitoring | 0100870KAC | HYDRAULIC UNIT 001 PUMP STATION PRESS ROLL | 010-0870-PUM-018-00 |  |  |  | Hyd 1 Press Roll Pump | IRD | EXT | Perform vibration analysis. | Out of tolerance |  |  | 28 |  |  |  | JDE |  | VIBRATION ROUTES | Data created/will be sent for upload | M8HYD-EXT-IRD-28-HYDRAULIC SYS VIBRATION ANALYSIS WEEK 2 | 4660404
6112 | M8HYD-EXT-IRD-28-HYDRAULIC SYS | VIBRATION ANALYSIS WEEK 2 | 30 | 25 | 4 - Cond Monitoring | 0100870KBE | HYDRAULIC UNIT 002 PUMP STATION LIFTING TABLE AND OFF MACHINE ROLL HANDLING | OFF MACHINE ROLL HANDLING PUMP |  |  |  | Hyd 2 Lifting Table Pump | IRD | EXT | Perform vibration analysis. | Out of tolerance |  |  | 28 |  |  |  | JDE |  | VIBRATION ROUTES | Data created/will be sent for upload | M8HYD-EXT-IRD-28-HYDRAULIC SYS VIBRATION ANALYSIS WEEK 2 | 4660404
6113 | M8HYD-EXT-IRD-28-HYDRAULIC SYS | VIBRATION ANALYSIS WEEK 2 | 30 | 25 | 4 - Cond Monitoring | 0100870KBC | HYDRAULIC UNIT 002 PUMP STATION REEL AND CALENDER LIFTING | 010-0870-PUM-021-00 |  |  |  | Hyd 2 Reel and Calender | IRD | EXT | Perform vibration analysis. | Out of tolerance |  |  | 28 |  |  |  | JDE |  | VIBRATION ROUTES | Data created/will be sent for upload | M8HYD-EXT-IRD-28-HYDRAULIC SYS VIBRATION ANALYSIS WEEK 2 | 4660404
6114 | M8HYD-EXT-IRD-28-HYDRAULIC SYS | VIBRATION ANALYSIS WEEK 2 | 30 | 25 | 4 - Cond Monitoring | 0100870KBD | HYDRAULIC UNIT 002 PUMP STATION SPARE | 010-0870-PUM-022-00 |  |  |  | Hyd 2 Spare Pump | IRD | EXT | Perform vibration analysis. | Out of tolerance |  |  | 28 |  |  |  | JDE |  | VIBRATION ROUTES | Data created/will be sent for upload | M8HYD-EXT-IRD-28-HYDRAULIC SYS VIBRATION ANALYSIS WEEK 2 | 4660404
6115 | M8HYD-EXT-IRD-28-HYDRAULIC SYS | VIBRATION ANALYSIS WEEK 2 | 30 | 25 | 4 - Cond Monitoring | 0100870KAB | HYDRAULIC UNIT 001 CIRCULATION PUMP | 010-0870-PUM-016-00 |  |  |  | Hyd 1 Recirculation Pump | IRD | EXT | Perform vibration analysis. | Out of tolerance |  |  | 28 |  |  |  | JDE |  | VIBRATION ROUTES | Data created/will be sent for upload | M8HYD-EXT-IRD-28-HYDRAULIC SYS VIBRATION ANALYSIS WEEK 2 | 4660404
6116 | M8HYD-EXT-IRD-28-HYDRAULIC SYS | VIBRATION ANALYSIS WEEK 2 | 30 | 25 | 4 - Cond Monitoring | 0100870KBB | HYDRAULIC UNIT 002 CIRCULATION PUMP | 010-0870-PUM-017-00 |  |  |  | Hyd 2 Recirculation Pump | IRD | EXT | Perform vibration analysis. | Out of tolerance |  |  | 28 |  |  |  | JDE |  | VIBRATION ROUTES | Data created/will be sent for upload | M8HYD-EXT-IRD-28-HYDRAULIC SYS VIBRATION ANALYSIS WEEK 2 | 4660404
6117 | M8HYD-EXT-IRD-28-HYDRAULIC SYS | VIBRATION ANALYSIS WEEK 2 | 30 | 25 | 4 - Cond Monitoring | 0100870JAAK | MACHINE LUBRICATION UNIT LUBE PUMP NO. 1 | 010-0870-PUM-008-00 |  |  |  | Machine Lube Unit Pump 1 | IRD | EXT | Perform vibration analysis. | Out of tolerance |  |  | 28 |  |  |  | JDE |  | VIBRATION ROUTES | Data created/will be sent for upload | M8HYD-EXT-IRD-28-HYDRAULIC SYS VIBRATION ANALYSIS WEEK 2 | 4660404
6118 | M8HYD-EXT-IRD-28-HYDRAULIC SYS | VIBRATION ANALYSIS WEEK 2 | 30 | 25 | 4 - Cond Monitoring | 0100870JAAL | MACHINE LUBRICATION UNIT LUBE PUMP NO. 2 | 010-0870-PUM-009-00 |  |  |  | Machine Lube Unit Pump 2 | IRD | EXT | Perform vibration analysis. | Out of tolerance |  |  | 28 |  |  |  | JDE |  | VIBRATION ROUTES | Data created/will be sent for upload | M8HYD-EXT-IRD-28-HYDRAULIC SYS VIBRATION ANALYSIS WEEK 2 | 4660404
6119 | M8HYD-EXT-IRD-28-HYDRAULIC SYS | VIBRATION ANALYSIS WEEK 2 | 30 | 25 | 4 - Cond Monitoring | 0100870JABG | TAD FAN LUBRICATION UNIT LUBE PUMP NO. 1 | 010-0870-PUM-010-00 |  |  |  | TAD fan Lube Oil Pump 1 | IRD | EXT | Perform vibration analysis. | Out of tolerance |  |  | 28 |  |  |  | JDE |  | VIBRATION ROUTES | Data created/will be sent for upload | M8HYD-EXT-IRD-28-HYDRAULIC SYS VIBRATION ANALYSIS WEEK 2 | 4660404
6120 | M8HYD-EXT-IRD-28-HYDRAULIC SYS | VIBRATION ANALYSIS WEEK 2 | 30 | 25 | 4 - Cond Monitoring | 0100870JABH | TAD FAN LUBRICATION UNIT LUBE PUMP NO. 2 | 010-0870-PUM-011-00 |  |  |  | TAD fan Lube Oil Pump 2 | IRD | EXT | Perform vibration analysis. | Out of tolerance |  |  | 28 |  |  |  | JDE |  | VIBRATION ROUTES | Data created/will be sent for upload | M8HYD-EXT-IRD-28-HYDRAULIC SYS VIBRATION ANALYSIS WEEK 2 | 4660404
6121 | M8HYD-EXT-IRD-28-HYDRAULIC SYS | VIBRATION ANALYSIS WEEK 2 | 30 | 25 | 4 - Cond Monitoring | 0100870JACA | LUBRICATION RETURN STATION NO. 1 MAIN PUMP | 010-0870-PUM-012-00 |  |  |  | Lube Return 1 Pump 1 | IRD | EXT | Perform vibration analysis. | Out of tolerance |  |  | 28 |  |  |  | JDE |  | VIBRATION ROUTES | Data created/will be sent for upload | M8HYD-EXT-IRD-28-HYDRAULIC SYS VIBRATION ANALYSIS WEEK 2 | 4660404
6122 | M8HYD-EXT-IRD-28-HYDRAULIC SYS | VIBRATION ANALYSIS WEEK 2 | 30 | 25 | 4 - Cond Monitoring | 0100870JACB | LUBRICATION RETURN STATION NO. 1 LUBRICATION SPARE PUMP | 010-0870-PUM-013-00 |  |  |  | Lube Return 1 Pump 2 | IRD | EXT | Perform vibration analysis. | Out of tolerance |  |  | 28 |  |  |  | JDE |  | VIBRATION ROUTES | Data created/will be sent for upload | M8HYD-EXT-IRD-28-HYDRAULIC SYS VIBRATION ANALYSIS WEEK 2 | 4660404
6123 | M8HYD-EXT-IRD-28-HYDRAULIC SYS | VIBRATION ANALYSIS WEEK 2 | 30 | 25 | 4 - Cond Monitoring | 0100870JADA | LUBRICATION RETURN STATION NO. 2 MAIN PUMP | 010-0870-PUM-014-00 |  |  |  | Lube Return 2 Pump 1 | IRD | EXT | Perform vibration analysis. | Out of tolerance |  |  | 28 |  |  |  | JDE |  | VIBRATION ROUTES | Data created/will be sent for upload | M8HYD-EXT-IRD-28-HYDRAULIC SYS VIBRATION ANALYSIS WEEK 2 | 4660404
6124 | M8HYD-EXT-IRD-28-HYDRAULIC SYS | VIBRATION ANALYSIS WEEK 2 | 30 | 25 | 4 - Cond Monitoring | 0100870JADB | LUBRICATION RETURN STATION NO. 2 SPARE PUMP | 010-0870-PUM-015-00 |  |  |  | Lube Return 2 Pump 2 | IRD | EXT | Perform vibration analysis. | Out of tolerance |  |  | 28 |  |  |  | JDE |  | VIBRATION ROUTES | Data created/will be sent for upload | M8HYD-EXT-IRD-28-HYDRAULIC SYS VIBRATION ANALYSIS WEEK 2 | 4660404
6125 | M8HYD-EXT-IRD-28-HYDRAULIC SYS | VIBRATION ANALYSIS WEEK 2 | 30 | 25 | 4 - Cond Monitoring | 0100870FHA | CALENDER HEATING UNIT CIRCULATING PUMP | 010-0870-PUM-002-00 |  |  |  | Cal Heating Unit Pump | IRD | EXT | Perform vibration analysis. | Out of tolerance |  |  | 28 |  |  |  | JDE |  | VIBRATION ROUTES | Data created/will be sent for upload | M8HYD-EXT-IRD-28-HYDRAULIC SYS VIBRATION ANALYSIS WEEK 2 | 4660404
6126 | M8MM-EXT-IRD-28-MACH LV & MEZZ | VIBRATION ANALYSIS WEEK 2 | 30 | 25 | 4 - Cond Monitoring | 0100864E | REEL AND TAD SCANNER SUPPLY SYSTEM |  |  |  |  | Tad and Reel Scanner Supply | IRD | EXT | Perform vibration analysis. | Out of tolerance |  |  | 28 |  |  |  | JDE |  | VIBRATION ROUTES | Data created/will be sent for upload | M8MM-EXT-IRD-28-MACH LV & MEZZ VIBRATION ANALYSIS WEEK 2 | 4660405
6127 | M8MM-EXT-IRD-28-MACH LV & MEZZ | VIBRATION ANALYSIS WEEK 2 | 30 | 25 | 4 - Cond Monitoring | 0100864DD | ACTIVE AIRFOIL SUPPLY BLOWER SKID | 010-0864-SKD-100-00 |  |  |  | Active Air Foil | IRD | EXT | Perform vibration analysis. | Out of tolerance |  |  | 28 |  |  |  | JDE |  | VIBRATION ROUTES | Data created/will be sent for upload | M8MM-EXT-IRD-28-MACH LV & MEZZ VIBRATION ANALYSIS WEEK 2 | 4660405
6128 | M8MM-EXT-IRD-28-MACH LV & MEZZ | VIBRATION ANALYSIS WEEK 2 | 30 | 25 | 4 - Cond Monitoring | 0100824D | REFINER NO. 3 | 010-0824-REF-001-00 |  |  |  | Line 2 Refiner 3 | IRD | EXT | Perform vibration analysis. | Out of tolerance |  |  | 28 |  |  |  | JDE |  | VIBRATION ROUTES | Data created/will be sent for upload | M8MM-EXT-IRD-28-MACH LV & MEZZ VIBRATION ANALYSIS WEEK 2 | 4660405
6129 | M8MM-EXT-IRD-28-MACH LV & MEZZ | VIBRATION ANALYSIS WEEK 2 | 30 | 25 | 4 - Cond Monitoring | 0100824C | LINE 2 DEFLAKER | 010-0824-DFL-001-00 |  |  |  | Line 2 Deflaker | IRD | EXT | Perform vibration analysis. | Out of tolerance |  |  | 28 |  |  |  | JDE |  | VIBRATION ROUTES | Data created/will be sent for upload | M8MM-EXT-IRD-28-MACH LV & MEZZ VIBRATION ANALYSIS WEEK 2 | 4660405
6130 | M8MM-EXT-IRD-28-MACH LV & MEZZ | VIBRATION ANALYSIS WEEK 2 | 30 | 25 | 4 - Cond Monitoring | 0100824B | LINE 2 COARSE SCREEN | 010-0824-SCR-001-00 |  |  |  | Line 2 Coarse Screen | IRD | EXT | Perform vibration analysis. | Out of tolerance |  |  | 28 |  |  |  | JDE |  | VIBRATION ROUTES | Data created/will be sent for upload | M8MM-EXT-IRD-28-MACH LV & MEZZ VIBRATION ANALYSIS WEEK 2 | 4660405
6131 | M8MM-EXT-IRD-28-MACH LV & MEZZ | VIBRATION ANALYSIS WEEK 2 | 30 | 25 | 4 - Cond Monitoring | 0100821BE | DUMP PUMP | 010-0821-PUM-002-00 |  |  |  | Line 2 Dump Pump | IRD | EXT | Perform vibration analysis. | Out of tolerance |  |  | 28 |  |  |  | JDE |  | VIBRATION ROUTES | Data created/will be sent for upload | M8MM-EXT-IRD-28-MACH LV & MEZZ VIBRATION ANALYSIS WEEK 2 | 4660405
6132 | M8MM-EXT-IRD-28-MACH LV & MEZZ | VIBRATION ANALYSIS WEEK 2 | 30 | 25 | 4 - Cond Monitoring | 0100824AA | DUMP CHEST NO. 2 AGITATOR | 010-0824-AGT-001-00 |  |  |  | Line 2 Agitator | IRD | EXT | Perform vibration analysis. | Out of tolerance |  |  | 28 |  |  |  | JDE |  | VIBRATION ROUTES | Data created/will be sent for upload | M8MM-EXT-IRD-28-MACH LV & MEZZ VIBRATION ANALYSIS WEEK 2 | 4660405
6133 | M8MM-EXT-IRD-28-MACH LV & MEZZ | VIBRATION ANALYSIS WEEK 2 | 30 | 25 | 4 - Cond Monitoring | 0100822C | LINE 1 REFINER NO. 1 | 010-0822-REF-001-00 |  |  |  | Line 1 Refiner 1 | IRD | EXT | Perform vibration analysis. | Out of tolerance |  |  | 28 |  |  |  | JDE |  | VIBRATION ROUTES | Data created/will be sent for upload | M8MM-EXT-IRD-28-MACH LV & MEZZ VIBRATION ANALYSIS WEEK 2 | 4660405
6134 | M8MM-EXT-IRD-28-MACH LV & MEZZ | VIBRATION ANALYSIS WEEK 2 | 30 | 25 | 4 - Cond Monitoring | 0100822D | LINE 1 REFINER NO. 2 | 010-0822-REF-002-00 |  |  |  | Line 1 Refiner 2 | IRD | EXT | Perform vibration analysis. | Out of tolerance |  |  | 28 |  |  |  | JDE |  | VIBRATION ROUTES | Data created/will be sent for upload | M8MM-EXT-IRD-28-MACH LV & MEZZ VIBRATION ANALYSIS WEEK 2 | 4660405
6135 | M8MM-EXT-IRD-28-MACH LV & MEZZ | VIBRATION ANALYSIS WEEK 2 | 30 | 25 | 4 - Cond Monitoring | 0100822B | LINE 1 COARSE SCREEN | 010-0822-SCR-001-00 |  |  |  | Line 1 Coarse Screen | IRD | EXT | Perform vibration analysis. | Out of tolerance |  |  | 28 |  |  |  | JDE |  | VIBRATION ROUTES | Data created/will be sent for upload | M8MM-EXT-IRD-28-MACH LV & MEZZ VIBRATION ANALYSIS WEEK 2 | 4660405
6136 | M8MM-EXT-IRD-28-MACH LV & MEZZ | VIBRATION ANALYSIS WEEK 2 | 30 | 25 | 4 - Cond Monitoring | 0100822AA | DUMP CHEST NO. 1 AGITATOR | 010-0822-AGT-001-00 |  |  |  | Line 1 Agitator | IRD | EXT | Perform vibration analysis. | Out of tolerance |  |  | 28 |  |  |  | JDE |  | VIBRATION ROUTES | Data created/will be sent for upload | M8MM-EXT-IRD-28-MACH LV & MEZZ VIBRATION ANALYSIS WEEK 2 | 4660405
6137 | M8MM-EXT-IRD-28-MACH LV & MEZZ | VIBRATION ANALYSIS WEEK 2 | 30 | 25 | 4 - Cond Monitoring | 0100821AE | DUMP PUMP | 010-0821-PUM-001-00 |  |  |  | Line 1 Dump Pump | IRD | EXT | Perform vibration analysis. | Out of tolerance |  |  | 28 |  |  |  | JDE |  | VIBRATION ROUTES | Data created/will be sent for upload | M8MM-EXT-IRD-28-MACH LV & MEZZ VIBRATION ANALYSIS WEEK 2 | 4660405
6138 | M8MM-EXT-IRD-28-MACH LV & MEZZ | VIBRATION ANALYSIS WEEK 2 | 30 | 25 | 4 - Cond Monitoring | 0100832HF | DAF RECIRCULATION PUMP | 010-0832-PUM-009-00 |  |  |  | DAF Recirculation Pump | IRD | EXT | Perform vibration analysis. | Out of tolerance |  |  | 28 |  |  |  | JDE |  | VIBRATION ROUTES | Data created/will be sent for upload | M8MM-EXT-IRD-28-MACH LV & MEZZ VIBRATION ANALYSIS WEEK 2 | 4660405
6139 | M8MM-EXT-IRD-28-MACH LV & MEZZ | VIBRATION ANALYSIS WEEK 2 | 30 | 25 | 4 - Cond Monitoring | 0100860A | FORMING SECTION EXHAUST SYSTEM |  |  |  |  | Former Exhaust Fan | IRD | EXT | Perform vibration analysis. | Out of tolerance |  |  | 28 |  |  |  | JDE |  | VIBRATION ROUTES | Data created/will be sent for upload | M8MM-EXT-IRD-28-MACH LV & MEZZ VIBRATION ANALYSIS WEEK 2 | 4660405
6140 | M8MM-EXT-IRD-28-MACH LV & MEZZ | VIBRATION ANALYSIS WEEK 2 | 30 | 25 | 4 - Cond Monitoring | 0100860CA | TAD SECTION MIST REMOVAL FAN | 010-0860-FAN-002-00 |  |  |  | TAD Mist Exhaust Fan | IRD | EXT | Perform vibration analysis. | Out of tolerance |  |  | 28 |  |  |  | JDE |  | VIBRATION ROUTES | Data created/will be sent for upload | M8MM-EXT-IRD-28-MACH LV & MEZZ VIBRATION ANALYSIS WEEK 2 | 4660405
6141 | M8MM-EXT-IRD-28-MACH LV & MEZZ | VIBRATION ANALYSIS WEEK 2 | 30 | 25 | 4 - Cond Monitoring | 0100868HB | FALSE CEILING SUPPLY UNIT FAN | 010-0868-FAN-025-00 |  |  |  | False Ceiling Supply Fan | IRD | EXT | Perform vibration analysis. | Out of tolerance |  |  | 28 |  |  |  | JDE |  | VIBRATION ROUTES | Data created/will be sent for upload | M8MM-EXT-IRD-28-MACH LV & MEZZ VIBRATION ANALYSIS WEEK 2 | 4660405
6142 | M8MM-EXT-IRD-28-MACH LV & MEZZ | VIBRATION ANALYSIS WEEK 2 | 30 | 25 | 4 - Cond Monitoring | 0100860BB | GLUE CONTAINMENT EXHAUST FAN | 010-0860-FAN-003-00 |  |  |  | Glue Containment Exhaust Fan | IRD | EXT | Perform vibration analysis. | Out of tolerance |  |  | 28 |  |  |  | JDE |  | VIBRATION ROUTES | Data created/will be sent for upload | M8MM-EXT-IRD-28-MACH LV & MEZZ VIBRATION ANALYSIS WEEK 2 | 4660405
6143 | M8MM-EXT-IRD-28-MACH LV & MEZZ | VIBRATION ANALYSIS WEEK 2 | 30 | 25 | 4 - Cond Monitoring | 0100864F | UNDERSHEET AIR CURTAIN AND WATERJET TURN-UP SUPPLY |  |  |  |  | WJTB Air Curtain Supply Fan | IRD | EXT | Perform vibration analysis. | Out of tolerance |  |  | 28 |  |  |  | JDE |  | VIBRATION ROUTES | Data created/will be sent for upload | M8MM-EXT-IRD-28-MACH LV & MEZZ VIBRATION ANALYSIS WEEK 2 | 4660405
6144 | M8MM-EXT-IRD-28-MACH LV & MEZZ | VIBRATION ANALYSIS WEEK 2 | 30 | 25 | 4 - Cond Monitoring | 0100864CA | ADVANTAGE BLOW BOX SUPPLY FAN | 010-0864-FAN-003-00 |  |  |  | Adv. Run Blow Box Supply Fan | IRD | EXT | Perform vibration analysis. | Out of tolerance |  |  | 28 |  |  |  | JDE |  | VIBRATION ROUTES | Data created/will be sent for upload | M8MM-EXT-IRD-28-MACH LV & MEZZ VIBRATION ANALYSIS WEEK 2 | 4660405
6145 | M8MM-EXT-IRD-28-MACH LV & MEZZ | VIBRATION ANALYSIS WEEK 2 | 30 | 25 | 4 - Cond Monitoring | 0100864AY | WET DUST EXHAUST FAN | 010-0864-FAN-001-00 |  |  |  | Wet Dust Exhaust Fan | IRD | EXT | Perform vibration analysis. | Out of tolerance |  |  | 28 |  |  |  | JDE |  | VIBRATION ROUTES | Data created/will be sent for upload | M8MM-EXT-IRD-28-MACH LV & MEZZ VIBRATION ANALYSIS WEEK 2 | 4660405
6146 | L161-EXT-IRD-28-CONV LINE 161 | VIBRATION ANALYSIS WEEK 3 | 29 | 25 | 4 - Cond Monitoring | 1106115AA | MOTOR UNIT |  |  |  |  | UNWINDER 1 | IRD | EXT | Perform vibration analysis. | Out of tolerance |  |  | 28 |  |  |  | JDE |  | VIBRATION ROUTES | Data created/will be sent for upload | L161-EXT-IRD-28-CONV LINE 161 VIBRATION ANALYSIS WEEK 3 | 4660406
6147 | L161-EXT-IRD-28-CONV LINE 161 | VIBRATION ANALYSIS WEEK 3 | 29 | 25 | 4 - Cond Monitoring | 1106115BA | MOTOR UNIT |  |  |  |  | UNWINDER 2 | IRD | EXT | Perform vibration analysis. | Out of tolerance |  |  | 28 |  |  |  | JDE |  | VIBRATION ROUTES | Data created/will be sent for upload | L161-EXT-IRD-28-CONV LINE 161 VIBRATION ANALYSIS WEEK 3 | 4660406
6148 | L161-EXT-IRD-28-CONV LINE 161 | VIBRATION ANALYSIS WEEK 3 | 29 | 25 | 4 - Cond Monitoring | 1106115CA | MOTOR UNIT |  |  |  |  | UNWINDER 3 | IRD | EXT | Perform vibration analysis. | Out of tolerance |  |  | 28 |  |  |  | JDE |  | VIBRATION ROUTES | Data created/will be sent for upload | L161-EXT-IRD-28-CONV LINE 161 VIBRATION ANALYSIS WEEK 3 | 4660406
6149 | L161-EXT-IRD-28-CONV LINE 161 | VIBRATION ANALYSIS WEEK 3 | 29 | 25 | 4 - Cond Monitoring | 1106115DA | MOTOR UNIT |  |  |  |  | UNWINDER 4 | IRD | EXT | Perform vibration analysis. | Out of tolerance |  |  | 28 |  |  |  | JDE |  | VIBRATION ROUTES | Data created/will be sent for upload | L161-EXT-IRD-28-CONV LINE 161 VIBRATION ANALYSIS WEEK 3 | 4660406
6150 | L161-EXT-IRD-28-CONV LINE 161 | VIBRATION ANALYSIS WEEK 3 | 29 | 25 | 4 - Cond Monitoring | 1106110AB | DRIVEN ROLLS UNIT |  |  |  |  | Driven Roll Unit | IRD | EXT | Perform vibration analysis. | Out of tolerance |  |  | 28 |  |  |  | JDE |  | VIBRATION ROUTES | Data created/will be sent for upload | L161-EXT-IRD-28-CONV LINE 161 VIBRATION ANALYSIS WEEK 3 | 4660406
6151 | L161-EXT-IRD-28-CONV LINE 161 | VIBRATION ANALYSIS WEEK 3 | 29 | 25 | 4 - Cond Monitoring | 1106110AC | DRIVEN ROLL |  |  |  |  | Unwinder 1 Spreader Roll | IRD | EXT | Perform vibration analysis. | Out of tolerance |  |  | 28 |  |  |  | JDE |  | VIBRATION ROUTES | Data created/will be sent for upload | L161-EXT-IRD-28-CONV LINE 161 VIBRATION ANALYSIS WEEK 3 | 4660406
6152 | L161-EXT-IRD-28-CONV LINE 161 | VIBRATION ANALYSIS WEEK 3 | 29 | 25 | 4 - Cond Monitoring | 1106110AD | LOWER DRAW ROLL |  |  |  |  | Lower Draw Roll | IRD | EXT | Perform vibration analysis. | Out of tolerance |  |  | 28 |  |  |  | JDE |  | VIBRATION ROUTES | Data created/will be sent for upload | L161-EXT-IRD-28-CONV LINE 161 VIBRATION ANALYSIS WEEK 3 | 4660406
6153 | L161-EXT-IRD-28-CONV LINE 161 | VIBRATION ANALYSIS WEEK 3 | 29 | 25 | 4 - Cond Monitoring | 1106120AB | DRAW ROLL UNIT |  |  |  |  | Embrosser Top Unwind Side | IRD | EXT | Perform vibration analysis. | Out of tolerance |  |  | 28 |  |  |  | JDE |  | VIBRATION ROUTES | Data created/will be sent for upload | L161-EXT-IRD-28-CONV LINE 161 VIBRATION ANALYSIS WEEK 3 | 4660406
6154 | L161-EXT-IRD-28-CONV LINE 161 | VIBRATION ANALYSIS WEEK 3 | 29 | 25 | 4 - Cond Monitoring | 1106120AB | DRAW ROLL UNIT |  |  |  |  | Embrosser Top Rewind Side | IRD | EXT | Perform vibration analysis. | Out of tolerance |  |  | 28 |  |  |  | JDE |  | VIBRATION ROUTES | Data created/will be sent for upload | L161-EXT-IRD-28-CONV LINE 161 VIBRATION ANALYSIS WEEK 3 | 4660406
6155 | L161-EXT-IRD-28-CONV LINE 161 | VIBRATION ANALYSIS WEEK 3 | 29 | 25 | 4 - Cond Monitoring | 1106120AOA | ANILOX ROLL |  |  |  |  | Anilox Roll Drive Motor | IRD | EXT | Perform vibration analysis. | Out of tolerance |  |  | 28 |  |  |  | JDE |  | VIBRATION ROUTES | Data created/will be sent for upload | L161-EXT-IRD-28-CONV LINE 161 VIBRATION ANALYSIS WEEK 3 | 4660406
6156 | L161-EXT-IRD-28-CONV LINE 161 | VIBRATION ANALYSIS WEEK 3 | 29 | 25 | 4 - Cond Monitoring | 1106120AOB | APPLICATOR ROLL |  |  |  |  | Applicator Roll Drive Motor | IRD | EXT | Perform vibration analysis. | Out of tolerance |  |  | 28 |  |  |  | JDE |  | VIBRATION ROUTES | Data created/will be sent for upload | L161-EXT-IRD-28-CONV LINE 161 VIBRATION ANALYSIS WEEK 3 | 4660406
6157 | L161-EXT-IRD-28-CONV LINE 161 | VIBRATION ANALYSIS WEEK 3 | 29 | 25 | 4 - Cond Monitoring | 1106120ARA | MOTOR ASSY |  |  |  |  | Motor Assy | IRD | EXT | Perform vibration analysis. | Out of tolerance |  |  | 28 |  |  |  | JDE |  | VIBRATION ROUTES | Data created/will be sent for upload | L161-EXT-IRD-28-CONV LINE 161 VIBRATION ANALYSIS WEEK 3 | 4660406
6158 | L161-EXT-IRD-28-CONV LINE 161 | VIBRATION ANALYSIS WEEK 3 | 29 | 25 | 4 - Cond Monitoring | 1106125AE | UPPER PERFORATION UNIT |  |  |  |  | Upper Pref Unit | IRD | EXT | Perform vibration analysis. | Out of tolerance |  |  | 28 |  |  |  | JDE |  | VIBRATION ROUTES | Data created/will be sent for upload | L161-EXT-IRD-28-CONV LINE 161 VIBRATION ANALYSIS WEEK 3 | 4660406
6159 | L161-EXT-IRD-28-CONV LINE 161 | VIBRATION ANALYSIS WEEK 3 | 29 | 25 | 4 - Cond Monitoring | 1106125AF | LOWER PERFORATION UNIT |  |  |  |  | Lower Pref Unit | IRD | EXT | Perform vibration analysis. | Out of tolerance |  |  | 28 |  |  |  | JDE |  | VIBRATION ROUTES | Data created/will be sent for upload | L161-EXT-IRD-28-CONV LINE 161 VIBRATION ANALYSIS WEEK 3 | 4660406
6160 | L161-EXT-IRD-28-CONV LINE 161 | VIBRATION ANALYSIS WEEK 3 | 29 | 25 | 4 - Cond Monitoring | 1106125AK | LOWER ROLL |  |  |  |  | Lower Rewinding Roll | IRD | EXT | Perform vibration analysis. | Out of tolerance |  |  | 28 |  |  |  | JDE |  | VIBRATION ROUTES | Data created/will be sent for upload | L161-EXT-IRD-28-CONV LINE 161 VIBRATION ANALYSIS WEEK 3 | 4660406
6161 | L161-EXT-IRD-28-CONV LINE 161 | VIBRATION ANALYSIS WEEK 3 | 29 | 25 | 4 - Cond Monitoring | 1106125AA | MOTOR UNIT |  |  |  |  | Motorization Unit | IRD | EXT | Perform vibration analysis. | Out of tolerance |  |  | 28 |  |  |  | JDE |  | VIBRATION ROUTES | Data created/will be sent for upload | L161-EXT-IRD-28-CONV LINE 161 VIBRATION ANALYSIS WEEK 3 | 4660406
6162 | L161-EXT-IRD-28-CONV LINE 161 | VIBRATION ANALYSIS WEEK 3 | 29 | 25 | 4 - Cond Monitoring | 1106135BM | BLADE UNIT |  |  |  |  | Blade Unit (Op. Side) | IRD | EXT | Perform vibration analysis. | Out of tolerance |  |  | 28 |  |  |  | JDE |  | VIBRATION ROUTES | Data created/will be sent for upload | L161-EXT-IRD-28-CONV LINE 161 VIBRATION ANALYSIS WEEK 3 | 4660406
6163 | L161-EXT-IRD-28-CONV LINE 161 | VIBRATION ANALYSIS WEEK 3 | 29 | 25 | 4 - Cond Monitoring | 1106135BM | BLADE UNIT |  |  |  |  | Blade Unit (Drice Side) | IRD | EXT | Perform vibration analysis. | Out of tolerance |  |  | 28 |  |  |  | JDE |  | VIBRATION ROUTES | Data created/will be sent for upload | L161-EXT-IRD-28-CONV LINE 161 VIBRATION ANALYSIS WEEK 3 | 4660406
6164 | L161-EXT-IRD-28-CONV LINE 161 | VIBRATION ANALYSIS WEEK 3 | 29 | 25 | 4 - Cond Monitoring | 1106140AF | MOTOR UNIT |  |  |  |  | Motor Orbit Unit LS 1 | IRD | EXT | Perform vibration analysis. | Out of tolerance |  |  | 28 |  |  |  | JDE |  | VIBRATION ROUTES | Data created/will be sent for upload | L161-EXT-IRD-28-CONV LINE 161 VIBRATION ANALYSIS WEEK 3 | 4660406
6165 | L161-EXT-IRD-28-CONV LINE 161 | VIBRATION ANALYSIS WEEK 3 | 29 | 25 | 4 - Cond Monitoring | 1106140AG | MOTOR UNIT |  |  |  |  | Motor Blade Drive Unit LS 1 | IRD | EXT | Perform vibration analysis. | Out of tolerance |  |  | 28 |  |  |  | JDE |  | VIBRATION ROUTES | Data created/will be sent for upload | L161-EXT-IRD-28-CONV LINE 161 VIBRATION ANALYSIS WEEK 3 | 4660406
6166 | L161-EXT-IRD-28-CONV LINE 161 | VIBRATION ANALYSIS WEEK 3 | 29 | 25 | 4 - Cond Monitoring | 1106140BF | MOTOR UNIT |  |  |  |  | Motor Orbit Unit LS 2 | IRD | EXT | Perform vibration analysis. | Out of tolerance |  |  | 28 |  |  |  | JDE |  | VIBRATION ROUTES | Data created/will be sent for upload | L161-EXT-IRD-28-CONV LINE 161 VIBRATION ANALYSIS WEEK 3 | 4660406
6167 | L161-EXT-IRD-28-CONV LINE 161 | VIBRATION ANALYSIS WEEK 3 | 29 | 25 | 4 - Cond Monitoring | 1106140BP | MOTOR UNIT |  |  |  |  | Motor Blade Drive Unit LS 2 | IRD | EXT | Perform vibration analysis. | Out of tolerance |  |  | 28 |  |  |  | JDE |  | VIBRATION ROUTES | Data created/will be sent for upload | L161-EXT-IRD-28-CONV LINE 161 VIBRATION ANALYSIS WEEK 3 | 4660406
6168 | L161-EXT-IRD-28-CONV LINE 161 | VIBRATION ANALYSIS WEEK 3 | 29 | 25 | 4 - Cond Monitoring | 1106125AN | UPPER REWINDING ROLL UNIT |  |  |  |  | Upper Rewinding Roll | IRD | EXT | Perform vibration analysis. | Out of tolerance |  |  | 28 |  |  |  | JDE |  | VIBRATION ROUTES | Data created/will be sent for upload | L161-EXT-IRD-28-CONV LINE 161 VIBRATION ANALYSIS WEEK 3 | 4660406
6169 | L161-EXT-IRD-28-CONV LINE 161 | VIBRATION ANALYSIS WEEK 3 | 29 | 25 | 4 - Cond Monitoring | 1106125AQ | REWINDING DRAW ROLL |  |  |  |  | Rewinding Draw Roll | IRD | EXT | Perform vibration analysis. | Out of tolerance |  |  | 28 |  |  |  | JDE |  | VIBRATION ROUTES | Data created/will be sent for upload | L161-EXT-IRD-28-CONV LINE 161 VIBRATION ANALYSIS WEEK 3 | 4660406
6170 | L161-EXT-IRD-28-CONV LINE 161 | VIBRATION ANALYSIS WEEK 3 | 29 | 25 | 4 - Cond Monitoring | 1106120AN | MOTOR UNIT |  |  |  |  | Embosser Drive Motor Unit | IRD | EXT | Perform vibration analysis. | Out of tolerance |  |  | 28 |  |  |  | JDE |  | VIBRATION ROUTES | Data created/will be sent for upload | L161-EXT-IRD-28-CONV LINE 161 VIBRATION ANALYSIS WEEK 3 | 4660406
6171 | L162-EXT-IRD-28-CONV LINE 162 | VIBRATION ANALYSIS WEEK 3 | 29 | 25 | 4 - Cond Monitoring | 1106215AA | MOTOR UNIT |  |  |  |  | UNWINDER 1 | IRD | EXT | Perform vibration analysis. | Out of tolerance |  |  | 28 |  |  |  | JDE |  | VIBRATION ROUTES | Data created/will be sent for upload | L162-EXT-IRD-28-CONV LINE 162 VIBRATION ANALYSIS WEEK 3 | 4660407
6172 | L162-EXT-IRD-28-CONV LINE 162 | VIBRATION ANALYSIS WEEK 3 | 29 | 25 | 4 - Cond Monitoring | 1106215BA | MOTOR UNIT |  |  |  |  | UNWINDER 2 | IRD | EXT | Perform vibration analysis. | Out of tolerance |  |  | 28 |  |  |  | JDE |  | VIBRATION ROUTES | Data created/will be sent for upload | L162-EXT-IRD-28-CONV LINE 162 VIBRATION ANALYSIS WEEK 3 | 4660407
6173 | L162-EXT-IRD-28-CONV LINE 162 | VIBRATION ANALYSIS WEEK 3 | 29 | 25 | 4 - Cond Monitoring | 1106215CA | MOTOR UNIT |  |  |  |  | UNWINDER 3 | IRD | EXT | Perform vibration analysis. | Out of tolerance |  |  | 28 |  |  |  | JDE |  | VIBRATION ROUTES | Data created/will be sent for upload | L162-EXT-IRD-28-CONV LINE 162 VIBRATION ANALYSIS WEEK 3 | 4660407
6174 | L162-EXT-IRD-28-CONV LINE 162 | VIBRATION ANALYSIS WEEK 3 | 29 | 25 | 4 - Cond Monitoring | 1106215DA | MOTOR UNIT |  |  |  |  | UNWINDER 4 | IRD | EXT | Perform vibration analysis. | Out of tolerance |  |  | 28 |  |  |  | JDE |  | VIBRATION ROUTES | Data created/will be sent for upload | L162-EXT-IRD-28-CONV LINE 162 VIBRATION ANALYSIS WEEK 3 | 4660407
6175 | L162-EXT-IRD-28-CONV LINE 162 | VIBRATION ANALYSIS WEEK 3 | 29 | 25 | 4 - Cond Monitoring | 1106210AB | DRIVEN ROLLS UNIT |  |  |  |  | Driven Roll Unit | IRD | EXT | Perform vibration analysis. | Out of tolerance |  |  | 28 |  |  |  | JDE |  | VIBRATION ROUTES | Data created/will be sent for upload | L162-EXT-IRD-28-CONV LINE 162 VIBRATION ANALYSIS WEEK 3 | 4660407
6176 | L162-EXT-IRD-28-CONV LINE 162 | VIBRATION ANALYSIS WEEK 3 | 29 | 25 | 4 - Cond Monitoring | 1106210AC | DRIVEN ROLL |  |  |  |  | Unwinder 1 Spreader Roll | IRD | EXT | Perform vibration analysis. | Out of tolerance |  |  | 28 |  |  |  | JDE |  | VIBRATION ROUTES | Data created/will be sent for upload | L162-EXT-IRD-28-CONV LINE 162 VIBRATION ANALYSIS WEEK 3 | 4660407
6177 | L162-EXT-IRD-28-CONV LINE 162 | VIBRATION ANALYSIS WEEK 3 | 29 | 25 | 4 - Cond Monitoring | 1106210AD | LOWER DRAW ROLL |  |  |  |  | Lower Draw Roll | IRD | EXT | Perform vibration analysis. | Out of tolerance |  |  | 28 |  |  |  | JDE |  | VIBRATION ROUTES | Data created/will be sent for upload | L162-EXT-IRD-28-CONV LINE 162 VIBRATION ANALYSIS WEEK 3 | 4660407
6178 | L162-EXT-IRD-28-CONV LINE 162 | VIBRATION ANALYSIS WEEK 3 | 29 | 25 | 4 - Cond Monitoring | 1106220AB | DRAW ROLL UNIT |  |  |  |  | Embrosser Top Unwind Side | IRD | EXT | Perform vibration analysis. | Out of tolerance |  |  | 28 |  |  |  | JDE |  | VIBRATION ROUTES | Data created/will be sent for upload | L162-EXT-IRD-28-CONV LINE 162 VIBRATION ANALYSIS WEEK 3 | 4660407
6179 | L162-EXT-IRD-28-CONV LINE 162 | VIBRATION ANALYSIS WEEK 3 | 29 | 25 | 4 - Cond Monitoring | 1106220AB | DRAW ROLL UNIT |  |  |  |  | Embrosser Top Rewind Side | IRD | EXT | Perform vibration analysis. | Out of tolerance |  |  | 28 |  |  |  | JDE |  | VIBRATION ROUTES | Data created/will be sent for upload | L162-EXT-IRD-28-CONV LINE 162 VIBRATION ANALYSIS WEEK 3 | 4660407
6180 | L162-EXT-IRD-28-CONV LINE 162 | VIBRATION ANALYSIS WEEK 3 | 29 | 25 | 4 - Cond Monitoring | 1106220AN | MOTOR UNIT |  |  |  |  | Embosser Drive Motor Unit | IRD | EXT | Perform vibration analysis. | Out of tolerance |  |  | 28 |  |  |  | JDE |  | VIBRATION ROUTES | Data created/will be sent for upload | L162-EXT-IRD-28-CONV LINE 162 VIBRATION ANALYSIS WEEK 3 | 4660407
6181 | L162-EXT-IRD-28-CONV LINE 162 | VIBRATION ANALYSIS WEEK 3 | 29 | 25 | 4 - Cond Monitoring | 1106220AOA | ANILOX ROLL |  |  |  |  | Anilox Roll Drive Motor | IRD | EXT | Perform vibration analysis. | Out of tolerance |  |  | 28 |  |  |  | JDE |  | VIBRATION ROUTES | Data created/will be sent for upload | L162-EXT-IRD-28-CONV LINE 162 VIBRATION ANALYSIS WEEK 3 | 4660407
6182 | L162-EXT-IRD-28-CONV LINE 162 | VIBRATION ANALYSIS WEEK 3 | 29 | 25 | 4 - Cond Monitoring | 1106220AOB | APPLICATOR ROLL |  |  |  |  | Applicator Roll Drive Motor | IRD | EXT | Perform vibration analysis. | Out of tolerance |  |  | 28 |  |  |  | JDE |  | VIBRATION ROUTES | Data created/will be sent for upload | L162-EXT-IRD-28-CONV LINE 162 VIBRATION ANALYSIS WEEK 3 | 4660407
6183 | L162-EXT-IRD-28-CONV LINE 162 | VIBRATION ANALYSIS WEEK 3 | 29 | 25 | 4 - Cond Monitoring | 1106220ARA | MOTOR ASSY |  |  |  |  | Motor Assy | IRD | EXT | Perform vibration analysis. | Out of tolerance |  |  | 28 |  |  |  | JDE |  | VIBRATION ROUTES | Data created/will be sent for upload | L162-EXT-IRD-28-CONV LINE 162 VIBRATION ANALYSIS WEEK 3 | 4660407
6184 | L162-EXT-IRD-28-CONV LINE 162 | VIBRATION ANALYSIS WEEK 3 | 29 | 25 | 4 - Cond Monitoring | 1106225AE | UPPER PERFORATION UNIT |  |  |  |  | Upper Pref Unit | IRD | EXT | Perform vibration analysis. | Out of tolerance |  |  | 28 |  |  |  | JDE |  | VIBRATION ROUTES | Data created/will be sent for upload | L162-EXT-IRD-28-CONV LINE 162 VIBRATION ANALYSIS WEEK 3 | 4660407
6185 | L162-EXT-IRD-28-CONV LINE 162 | VIBRATION ANALYSIS WEEK 3 | 29 | 25 | 4 - Cond Monitoring | 1106225AF | LOWER PERFORATION UNIT |  |  |  |  | Lower Pref Unit | IRD | EXT | Perform vibration analysis. | Out of tolerance |  |  | 28 |  |  |  | JDE |  | VIBRATION ROUTES | Data created/will be sent for upload | L162-EXT-IRD-28-CONV LINE 162 VIBRATION ANALYSIS WEEK 3 | 4660407
6186 | L162-EXT-IRD-28-CONV LINE 162 | VIBRATION ANALYSIS WEEK 3 | 29 | 25 | 4 - Cond Monitoring | 1106225AK | LOWER ROLL |  |  |  |  | Lower Rewinding Roll | IRD | EXT | Perform vibration analysis. | Out of tolerance |  |  | 28 |  |  |  | JDE |  | VIBRATION ROUTES | Data created/will be sent for upload | L162-EXT-IRD-28-CONV LINE 162 VIBRATION ANALYSIS WEEK 3 | 4660407
6187 | L162-EXT-IRD-28-CONV LINE 162 | VIBRATION ANALYSIS WEEK 3 | 29 | 25 | 4 - Cond Monitoring | 1106225AN | UPPER REWINDING ROLL UNIT |  |  |  |  | Upper Rewinding Roll | IRD | EXT | Perform vibration analysis. | Out of tolerance |  |  | 28 |  |  |  | JDE |  | VIBRATION ROUTES | Data created/will be sent for upload | L162-EXT-IRD-28-CONV LINE 162 VIBRATION ANALYSIS WEEK 3 | 4660407
6188 | L162-EXT-IRD-28-CONV LINE 162 | VIBRATION ANALYSIS WEEK 3 | 29 | 25 | 4 - Cond Monitoring | 1106225AQ | REWINDING DRAW ROLL |  |  |  |  | Rewinding Draw Roll | IRD | EXT | Perform vibration analysis. | Out of tolerance |  |  | 28 |  |  |  | JDE |  | VIBRATION ROUTES | Data created/will be sent for upload | L162-EXT-IRD-28-CONV LINE 162 VIBRATION ANALYSIS WEEK 3 | 4660407
6189 | L162-EXT-IRD-28-CONV LINE 162 | VIBRATION ANALYSIS WEEK 3 | 29 | 25 | 4 - Cond Monitoring | 1106225AA | MOTOR UNIT |  |  |  |  | Motorization Unit | IRD | EXT | Perform vibration analysis. | Out of tolerance |  |  | 28 |  |  |  | JDE |  | VIBRATION ROUTES | Data created/will be sent for upload | L162-EXT-IRD-28-CONV LINE 162 VIBRATION ANALYSIS WEEK 3 | 4660407
6190 | L162-EXT-IRD-28-CONV LINE 162 | VIBRATION ANALYSIS WEEK 3 | 29 | 25 | 4 - Cond Monitoring | 1106235BM | BLADE UNIT |  |  |  |  | Blade Unit (Op. Side) | IRD | EXT | Perform vibration analysis. | Out of tolerance |  |  | 28 |  |  |  | JDE |  | VIBRATION ROUTES | Data created/will be sent for upload | L162-EXT-IRD-28-CONV LINE 162 VIBRATION ANALYSIS WEEK 3 | 4660407
6191 | L162-EXT-IRD-28-CONV LINE 162 | VIBRATION ANALYSIS WEEK 3 | 29 | 25 | 4 - Cond Monitoring | 1106235BM | BLADE UNIT |  |  |  |  | Blade Unit (Drice Side) | IRD | EXT | Perform vibration analysis. | Out of tolerance |  |  | 28 |  |  |  | JDE |  | VIBRATION ROUTES | Data created/will be sent for upload | L162-EXT-IRD-28-CONV LINE 162 VIBRATION ANALYSIS WEEK 3 | 4660407
6192 | L162-EXT-IRD-28-CONV LINE 162 | VIBRATION ANALYSIS WEEK 3 | 29 | 25 | 4 - Cond Monitoring | 1106240AF | MOTOR UNIT |  |  |  |  | Motor Orbit Unit LS 1 | IRD | EXT | Perform vibration analysis. | Out of tolerance |  |  | 28 |  |  |  | JDE |  | VIBRATION ROUTES | Data created/will be sent for upload | L162-EXT-IRD-28-CONV LINE 162 VIBRATION ANALYSIS WEEK 3 | 4660407
6193 | L162-EXT-IRD-28-CONV LINE 162 | VIBRATION ANALYSIS WEEK 3 | 29 | 25 | 4 - Cond Monitoring | 1106240AG | MOTOR UNIT |  |  |  |  | Motor Blade Drive Unit LS 1 | IRD | EXT | Perform vibration analysis. | Out of tolerance |  |  | 28 |  |  |  | JDE |  | VIBRATION ROUTES | Data created/will be sent for upload | L162-EXT-IRD-28-CONV LINE 162 VIBRATION ANALYSIS WEEK 3 | 4660407
6194 | L162-EXT-IRD-28-CONV LINE 162 | VIBRATION ANALYSIS WEEK 3 | 29 | 25 | 4 - Cond Monitoring | 1106240BF | MOTOR UNIT |  |  |  |  | Motor Orbit Unit LS 2 | IRD | EXT | Perform vibration analysis. | Out of tolerance |  |  | 28 |  |  |  | JDE |  | VIBRATION ROUTES | Data created/will be sent for upload | L162-EXT-IRD-28-CONV LINE 162 VIBRATION ANALYSIS WEEK 3 | 4660407
6195 | L162-EXT-IRD-28-CONV LINE 162 | VIBRATION ANALYSIS WEEK 3 | 29 | 25 | 4 - Cond Monitoring | 1106240BP | MOTOR UNIT |  |  |  |  | Motor Blade Drive Unit LS 2 | IRD | EXT | Perform vibration analysis. | Out of tolerance |  |  | 28 |  |  |  | JDE |  | VIBRATION ROUTES | Data created/will be sent for upload | L162-EXT-IRD-28-CONV LINE 162 VIBRATION ANALYSIS WEEK 3 | 4660407
6196 | L163-EXT-IRD-28-CONV LINE 163 | VIBRATION ANALYSIS WEEK 3 | 29 | 25 | 4 - Cond Monitoring | 1106315AA | MOTOR UNIT |  |  |  |  | UNWINDER 1 | IRD | EXT | Perform vibration analysis. | Out of tolerance |  |  | 28 |  |  |  | JDE |  | VIBRATION ROUTES | Data created/will be sent for upload | L163-EXT-IRD-28-CONV LINE 163 VIBRATION ANALYSIS WEEK 3 | 4660408
6197 | L163-EXT-IRD-28-CONV LINE 163 | VIBRATION ANALYSIS WEEK 3 | 29 | 25 | 4 - Cond Monitoring | 1106315BA | MOTOR UNIT |  |  |  |  | UNWINDER 2 | IRD | EXT | Perform vibration analysis. | Out of tolerance |  |  | 28 |  |  |  | JDE |  | VIBRATION ROUTES | Data created/will be sent for upload | L163-EXT-IRD-28-CONV LINE 163 VIBRATION ANALYSIS WEEK 3 | 4660408
6198 | L163-EXT-IRD-28-CONV LINE 163 | VIBRATION ANALYSIS WEEK 3 | 29 | 25 | 4 - Cond Monitoring | 1106315CA | MOTOR UNIT |  |  |  |  | UNWINDER 3 | IRD | EXT | Perform vibration analysis. | Out of tolerance |  |  | 28 |  |  |  | JDE |  | VIBRATION ROUTES | Data created/will be sent for upload | L163-EXT-IRD-28-CONV LINE 163 VIBRATION ANALYSIS WEEK 3 | 4660408
6199 | L163-EXT-IRD-28-CONV LINE 163 | VIBRATION ANALYSIS WEEK 3 | 29 | 25 | 4 - Cond Monitoring | 1106315DA | MOTOR UNIT |  |  |  |  | UNWINDER 4 | IRD | EXT | Perform vibration analysis. | Out of tolerance |  |  | 28 |  |  |  | JDE |  | VIBRATION ROUTES | Data created/will be sent for upload | L163-EXT-IRD-28-CONV LINE 163 VIBRATION ANALYSIS WEEK 3 | 4660408
6200 | L163-EXT-IRD-28-CONV LINE 163 | VIBRATION ANALYSIS WEEK 3 | 29 | 25 | 4 - Cond Monitoring | 1106310AB | DRIVEN ROLLS UNIT |  |  |  |  | Driven Roll Unit | IRD | EXT | Perform vibration analysis. | Out of tolerance |  |  | 28 |  |  |  | JDE |  | VIBRATION ROUTES | Data created/will be sent for upload | L163-EXT-IRD-28-CONV LINE 163 VIBRATION ANALYSIS WEEK 3 | 4660408
6201 | L163-EXT-IRD-28-CONV LINE 163 | VIBRATION ANALYSIS WEEK 3 | 29 | 25 | 4 - Cond Monitoring | 1106310AC | DRIVEN ROLL |  |  |  |  | Unwinder 1 Spreader Roll | IRD | EXT | Perform vibration analysis. | Out of tolerance |  |  | 28 |  |  |  | JDE |  | VIBRATION ROUTES | Data created/will be sent for upload | L163-EXT-IRD-28-CONV LINE 163 VIBRATION ANALYSIS WEEK 3 | 4660408
6202 | L163-EXT-IRD-28-CONV LINE 163 | VIBRATION ANALYSIS WEEK 3 | 29 | 25 | 4 - Cond Monitoring | 1106310AD | LOWER DRAW ROLL |  |  |  |  | Lower Draw Roll | IRD | EXT | Perform vibration analysis. | Out of tolerance |  |  | 28 |  |  |  | JDE |  | VIBRATION ROUTES | Data created/will be sent for upload | L163-EXT-IRD-28-CONV LINE 163 VIBRATION ANALYSIS WEEK 3 | 4660408
6203 | L163-EXT-IRD-28-CONV LINE 163 | VIBRATION ANALYSIS WEEK 3 | 29 | 25 | 4 - Cond Monitoring | 1106320AB | DRAW ROLL UNIT |  |  |  |  | Embrosser Top Unwind Side | IRD | EXT | Perform vibration analysis. | Out of tolerance |  |  | 28 |  |  |  | JDE |  | VIBRATION ROUTES | Data created/will be sent for upload | L163-EXT-IRD-28-CONV LINE 163 VIBRATION ANALYSIS WEEK 3 | 4660408
6204 | L163-EXT-IRD-28-CONV LINE 163 | VIBRATION ANALYSIS WEEK 3 | 29 | 25 | 4 - Cond Monitoring | 1106320AB | DRAW ROLL UNIT |  |  |  |  | Embrosser Top Rewind Side | IRD | EXT | Perform vibration analysis. | Out of tolerance |  |  | 28 |  |  |  | JDE |  | VIBRATION ROUTES | Data created/will be sent for upload | L163-EXT-IRD-28-CONV LINE 163 VIBRATION ANALYSIS WEEK 3 | 4660408
6205 | L163-EXT-IRD-28-CONV LINE 163 | VIBRATION ANALYSIS WEEK 3 | 29 | 25 | 4 - Cond Monitoring | 1106320AOA | ANILOX ROLL |  |  |  |  | Anilox Roll Drive Motor | IRD | EXT | Perform vibration analysis. | Out of tolerance |  |  | 28 |  |  |  | JDE |  | VIBRATION ROUTES | Data created/will be sent for upload | L163-EXT-IRD-28-CONV LINE 163 VIBRATION ANALYSIS WEEK 3 | 4660408
6206 | L163-EXT-IRD-28-CONV LINE 163 | VIBRATION ANALYSIS WEEK 3 | 29 | 25 | 4 - Cond Monitoring | 1106320AOB | APPLICATOR ROLL |  |  |  |  | Applicator Roll Drive Motor | IRD | EXT | Perform vibration analysis. | Out of tolerance |  |  | 28 |  |  |  | JDE |  | VIBRATION ROUTES | Data created/will be sent for upload | L163-EXT-IRD-28-CONV LINE 163 VIBRATION ANALYSIS WEEK 3 | 4660408
6207 | L163-EXT-IRD-28-CONV LINE 163 | VIBRATION ANALYSIS WEEK 3 | 29 | 25 | 4 - Cond Monitoring | 1106320ARA | MOTOR ASSY |  |  |  |  | Motor Assy | IRD | EXT | Perform vibration analysis. | Out of tolerance |  |  | 28 |  |  |  | JDE |  | VIBRATION ROUTES | Data created/will be sent for upload | L163-EXT-IRD-28-CONV LINE 163 VIBRATION ANALYSIS WEEK 3 | 4660408
6208 | L163-EXT-IRD-28-CONV LINE 163 | VIBRATION ANALYSIS WEEK 3 | 29 | 25 | 4 - Cond Monitoring | 1106325AE | UPPER PERFORATION UNIT |  |  |  |  | Upper Pref Unit | IRD | EXT | Perform vibration analysis. | Out of tolerance |  |  | 28 |  |  |  | JDE |  | VIBRATION ROUTES | Data created/will be sent for upload | L163-EXT-IRD-28-CONV LINE 163 VIBRATION ANALYSIS WEEK 3 | 4660408
6209 | L163-EXT-IRD-28-CONV LINE 163 | VIBRATION ANALYSIS WEEK 3 | 29 | 25 | 4 - Cond Monitoring | 1106325AF | LOWER PERFORATION UNIT |  |  |  |  | Lower Pref Unit | IRD | EXT | Perform vibration analysis. | Out of tolerance |  |  | 28 |  |  |  | JDE |  | VIBRATION ROUTES | Data created/will be sent for upload | L163-EXT-IRD-28-CONV LINE 163 VIBRATION ANALYSIS WEEK 3 | 4660408
6210 | L163-EXT-IRD-28-CONV LINE 163 | VIBRATION ANALYSIS WEEK 3 | 29 | 25 | 4 - Cond Monitoring | 1106325AK | LOWER ROLL |  |  |  |  | Lower Rewinding Roll | IRD | EXT | Perform vibration analysis. | Out of tolerance |  |  | 28 |  |  |  | JDE |  | VIBRATION ROUTES | Data created/will be sent for upload | L163-EXT-IRD-28-CONV LINE 163 VIBRATION ANALYSIS WEEK 3 | 4660408
6211 | L163-EXT-IRD-28-CONV LINE 163 | VIBRATION ANALYSIS WEEK 3 | 29 | 25 | 4 - Cond Monitoring | 1106325AA | MOTOR UNIT |  |  |  |  | Motorization Unit | IRD | EXT | Perform vibration analysis. | Out of tolerance |  |  | 28 |  |  |  | JDE |  | VIBRATION ROUTES | Data created/will be sent for upload | L163-EXT-IRD-28-CONV LINE 163 VIBRATION ANALYSIS WEEK 3 | 4660408
6212 | L163-EXT-IRD-28-CONV LINE 163 | VIBRATION ANALYSIS WEEK 3 | 29 | 25 | 4 - Cond Monitoring | 1106335BM | BLADE UNIT |  |  |  |  | Blade Unit (Op. Side) | IRD | EXT | Perform vibration analysis. | Out of tolerance |  |  | 28 |  |  |  | JDE |  | VIBRATION ROUTES | Data created/will be sent for upload | L163-EXT-IRD-28-CONV LINE 163 VIBRATION ANALYSIS WEEK 3 | 4660408
6213 | L163-EXT-IRD-28-CONV LINE 163 | VIBRATION ANALYSIS WEEK 3 | 29 | 25 | 4 - Cond Monitoring | 1106335BM | BLADE UNIT |  |  |  |  | Blade Unit (Drice Side) | IRD | EXT | Perform vibration analysis. | Out of tolerance |  |  | 28 |  |  |  | JDE |  | VIBRATION ROUTES | Data created/will be sent for upload | L163-EXT-IRD-28-CONV LINE 163 VIBRATION ANALYSIS WEEK 3 | 4660408
6214 | L163-EXT-IRD-28-CONV LINE 163 | VIBRATION ANALYSIS WEEK 3 | 29 | 25 | 4 - Cond Monitoring | 1106340AF | MOTOR UNIT |  |  |  |  | Motor Orbit Unit LS 1 | IRD | EXT | Perform vibration analysis. | Out of tolerance |  |  | 28 |  |  |  | JDE |  | VIBRATION ROUTES | Data created/will be sent for upload | L163-EXT-IRD-28-CONV LINE 163 VIBRATION ANALYSIS WEEK 3 | 4660408
6215 | L163-EXT-IRD-28-CONV LINE 163 | VIBRATION ANALYSIS WEEK 3 | 29 | 25 | 4 - Cond Monitoring | 1106340AG | MOTOR UNIT |  |  |  |  | Motor Blade Drive Unit LS 1 | IRD | EXT | Perform vibration analysis. | Out of tolerance |  |  | 28 |  |  |  | JDE |  | VIBRATION ROUTES | Data created/will be sent for upload | L163-EXT-IRD-28-CONV LINE 163 VIBRATION ANALYSIS WEEK 3 | 4660408
6216 | L163-EXT-IRD-28-CONV LINE 163 | VIBRATION ANALYSIS WEEK 3 | 29 | 25 | 4 - Cond Monitoring | 1106340BF | MOTOR UNIT |  |  |  |  | Motor Orbit Unit LS 2 | IRD | EXT | Perform vibration analysis. | Out of tolerance |  |  | 28 |  |  |  | JDE |  | VIBRATION ROUTES | Data created/will be sent for upload | L163-EXT-IRD-28-CONV LINE 163 VIBRATION ANALYSIS WEEK 3 | 4660408
6217 | L163-EXT-IRD-28-CONV LINE 163 | VIBRATION ANALYSIS WEEK 3 | 29 | 25 | 4 - Cond Monitoring | 1106340BP | MOTOR UNIT |  |  |  |  | Motor Blade Drive Unit LS 2 | IRD | EXT | Perform vibration analysis. | Out of tolerance |  |  | 28 |  |  |  | JDE |  | VIBRATION ROUTES | Data created/will be sent for upload | L163-EXT-IRD-28-CONV LINE 163 VIBRATION ANALYSIS WEEK 3 | 4660408
6218 | L163-EXT-IRD-28-CONV LINE 163 | VIBRATION ANALYSIS WEEK 3 | 29 | 25 | 4 - Cond Monitoring | 1106325AN | UPPER REWINDING ROLL UNIT |  |  |  |  | Upper Rewinding Roll | IRD | EXT | Perform vibration analysis. | Out of tolerance |  |  | 28 |  |  |  | JDE |  | VIBRATION ROUTES | Data created/will be sent for upload | L163-EXT-IRD-28-CONV LINE 163 VIBRATION ANALYSIS WEEK 3 | 4660408
6219 | L163-EXT-IRD-28-CONV LINE 163 | VIBRATION ANALYSIS WEEK 3 | 29 | 25 | 4 - Cond Monitoring | 1106325AQ | REWINDING DRAW ROLL |  |  |  |  | Rewinding Draw Roll | IRD | EXT | Perform vibration analysis. | Out of tolerance |  |  | 28 |  |  |  | JDE |  | VIBRATION ROUTES | Data created/will be sent for upload | L163-EXT-IRD-28-CONV LINE 163 VIBRATION ANALYSIS WEEK 3 | 4660408
6220 | L163-EXT-IRD-28-CONV LINE 163 | VIBRATION ANALYSIS WEEK 3 | 29 | 25 | 4 - Cond Monitoring | 1106320AN | MOTOR UNIT |  |  |  |  | Embosser Drive Motor Unit | IRD | EXT | Perform vibration analysis. | Out of tolerance |  |  | 28 |  |  |  | JDE |  | VIBRATION ROUTES | Data created/will be sent for upload | L163-EXT-IRD-28-CONV LINE 163 VIBRATION ANALYSIS WEEK 3 | 4660408
6221 | L164-EXT-IRD-28-CONV LINE 164 | VIBRATION ANALYSIS WEEK 3 | 29 | 25 | 4 - Cond Monitoring | 1106415AA | MOTOR UNIT |  |  |  |  | UNWINDER 1 | IRD | EXT | Perform vibration analysis. | Out of tolerance |  |  | 28 |  |  |  | JDE |  | VIBRATION ROUTES | Data created/will be sent for upload | L164-EXT-IRD-28-CONV LINE 164 VIBRATION ANALYSIS WEEK 3 | 4660409
6222 | L164-EXT-IRD-28-CONV LINE 164 | VIBRATION ANALYSIS WEEK 3 | 29 | 25 | 4 - Cond Monitoring | 1106415BA | MOTOR UNIT |  |  |  |  | UNWINDER 2 | IRD | EXT | Perform vibration analysis. | Out of tolerance |  |  | 28 |  |  |  | JDE |  | VIBRATION ROUTES | Data created/will be sent for upload | L164-EXT-IRD-28-CONV LINE 164 VIBRATION ANALYSIS WEEK 3 | 4660409
6223 | L164-EXT-IRD-28-CONV LINE 164 | VIBRATION ANALYSIS WEEK 3 | 29 | 25 | 4 - Cond Monitoring | 1106415CA | MOTOR UNIT |  |  |  |  | UNWINDER 3 | IRD | EXT | Perform vibration analysis. | Out of tolerance |  |  | 28 |  |  |  | JDE |  | VIBRATION ROUTES | Data created/will be sent for upload | L164-EXT-IRD-28-CONV LINE 164 VIBRATION ANALYSIS WEEK 3 | 4660409
6224 | L164-EXT-IRD-28-CONV LINE 164 | VIBRATION ANALYSIS WEEK 3 | 29 | 25 | 4 - Cond Monitoring | 1106415DA | MOTOR UNIT |  |  |  |  | UNWINDER 4 | IRD | EXT | Perform vibration analysis. | Out of tolerance |  |  | 28 |  |  |  | JDE |  | VIBRATION ROUTES | Data created/will be sent for upload | L164-EXT-IRD-28-CONV LINE 164 VIBRATION ANALYSIS WEEK 3 | 4660409
6225 | L164-EXT-IRD-28-CONV LINE 164 | VIBRATION ANALYSIS WEEK 3 | 29 | 25 | 4 - Cond Monitoring | 1106410AB | DRIVEN ROLLS UNIT |  |  |  |  | Driven Roll Unit | IRD | EXT | Perform vibration analysis. | Out of tolerance |  |  | 28 |  |  |  | JDE |  | VIBRATION ROUTES | Data created/will be sent for upload | L164-EXT-IRD-28-CONV LINE 164 VIBRATION ANALYSIS WEEK 3 | 4660409
6226 | L164-EXT-IRD-28-CONV LINE 164 | VIBRATION ANALYSIS WEEK 3 | 29 | 25 | 4 - Cond Monitoring | 1106410AC | DRIVEN ROLL |  |  |  |  | Unwinder 1 Spreader Roll | IRD | EXT | Perform vibration analysis. | Out of tolerance |  |  | 28 |  |  |  | JDE |  | VIBRATION ROUTES | Data created/will be sent for upload | L164-EXT-IRD-28-CONV LINE 164 VIBRATION ANALYSIS WEEK 3 | 4660409
6227 | L164-EXT-IRD-28-CONV LINE 164 | VIBRATION ANALYSIS WEEK 3 | 29 | 25 | 4 - Cond Monitoring | 1106410AD | LOWER DRAW ROLL |  |  |  |  | Lower Draw Roll | IRD | EXT | Perform vibration analysis. | Out of tolerance |  |  | 28 |  |  |  | JDE |  | VIBRATION ROUTES | Data created/will be sent for upload | L164-EXT-IRD-28-CONV LINE 164 VIBRATION ANALYSIS WEEK 3 | 4660409
6228 | L164-EXT-IRD-28-CONV LINE 164 | VIBRATION ANALYSIS WEEK 3 | 29 | 25 | 4 - Cond Monitoring | 1106420AB | DRAW ROLL UNIT |  |  |  |  | Embrosser Top Unwind Side | IRD | EXT | Perform vibration analysis. | Out of tolerance |  |  | 28 |  |  |  | JDE |  | VIBRATION ROUTES | Data created/will be sent for upload | L164-EXT-IRD-28-CONV LINE 164 VIBRATION ANALYSIS WEEK 3 | 4660409
6229 | L164-EXT-IRD-28-CONV LINE 164 | VIBRATION ANALYSIS WEEK 3 | 29 | 25 | 4 - Cond Monitoring | 1106420AB | DRAW ROLL UNIT |  |  |  |  | Embrosser Top Rewind Side | IRD | EXT | Perform vibration analysis. | Out of tolerance |  |  | 28 |  |  |  | JDE |  | VIBRATION ROUTES | Data created/will be sent for upload | L164-EXT-IRD-28-CONV LINE 164 VIBRATION ANALYSIS WEEK 3 | 4660409
6230 | L164-EXT-IRD-28-CONV LINE 164 | VIBRATION ANALYSIS WEEK 3 | 29 | 25 | 4 - Cond Monitoring | 1106420AOA | ANILOX ROLL |  |  |  |  | Anilox Roll Drive Motor | IRD | EXT | Perform vibration analysis. | Out of tolerance |  |  | 28 |  |  |  | JDE |  | VIBRATION ROUTES | Data created/will be sent for upload | L164-EXT-IRD-28-CONV LINE 164 VIBRATION ANALYSIS WEEK 3 | 4660409
6231 | L164-EXT-IRD-28-CONV LINE 164 | VIBRATION ANALYSIS WEEK 3 | 29 | 25 | 4 - Cond Monitoring | 1106420AOB | APPLICATOR ROLL |  |  |  |  | Applicator Roll Drive Motor | IRD | EXT | Perform vibration analysis. | Out of tolerance |  |  | 28 |  |  |  | JDE |  | VIBRATION ROUTES | Data created/will be sent for upload | L164-EXT-IRD-28-CONV LINE 164 VIBRATION ANALYSIS WEEK 3 | 4660409
6232 | L164-EXT-IRD-28-CONV LINE 164 | VIBRATION ANALYSIS WEEK 3 | 29 | 25 | 4 - Cond Monitoring | 1106420ARA | MOTOR ASSY |  |  |  |  | Motor Assy | IRD | EXT | Perform vibration analysis. | Out of tolerance |  |  | 28 |  |  |  | JDE |  | VIBRATION ROUTES | Data created/will be sent for upload | L164-EXT-IRD-28-CONV LINE 164 VIBRATION ANALYSIS WEEK 3 | 4660409
6233 | L164-EXT-IRD-28-CONV LINE 164 | VIBRATION ANALYSIS WEEK 3 | 29 | 25 | 4 - Cond Monitoring | 1106425AE | UPPER PERFORATION UNIT |  |  |  |  | Upper Pref Unit | IRD | EXT | Perform vibration analysis. | Out of tolerance |  |  | 28 |  |  |  | JDE |  | VIBRATION ROUTES | Data created/will be sent for upload | L164-EXT-IRD-28-CONV LINE 164 VIBRATION ANALYSIS WEEK 3 | 4660409
6234 | L164-EXT-IRD-28-CONV LINE 164 | VIBRATION ANALYSIS WEEK 3 | 29 | 25 | 4 - Cond Monitoring | 1106425AF | LOWER PERFORATION UNIT |  |  |  |  | Lower Pref Unit | IRD | EXT | Perform vibration analysis. | Out of tolerance |  |  | 28 |  |  |  | JDE |  | VIBRATION ROUTES | Data created/will be sent for upload | L164-EXT-IRD-28-CONV LINE 164 VIBRATION ANALYSIS WEEK 3 | 4660409
6235 | L164-EXT-IRD-28-CONV LINE 164 | VIBRATION ANALYSIS WEEK 3 | 29 | 25 | 4 - Cond Monitoring | 1106425AK | LOWER ROLL |  |  |  |  | Lower Rewinding Roll | IRD | EXT | Perform vibration analysis. | Out of tolerance |  |  | 28 |  |  |  | JDE |  | VIBRATION ROUTES | Data created/will be sent for upload | L164-EXT-IRD-28-CONV LINE 164 VIBRATION ANALYSIS WEEK 3 | 4660409
6236 | L164-EXT-IRD-28-CONV LINE 164 | VIBRATION ANALYSIS WEEK 3 | 29 | 25 | 4 - Cond Monitoring | 1106425AA | MOTOR UNIT |  |  |  |  | Motorization Unit | IRD | EXT | Perform vibration analysis. | Out of tolerance |  |  | 28 |  |  |  | JDE |  | VIBRATION ROUTES | Data created/will be sent for upload | L164-EXT-IRD-28-CONV LINE 164 VIBRATION ANALYSIS WEEK 3 | 4660409
6237 | L164-EXT-IRD-28-CONV LINE 164 | VIBRATION ANALYSIS WEEK 3 | 29 | 25 | 4 - Cond Monitoring | 1106435BM | BLADE UNIT |  |  |  |  | Blade Unit (Op. Side) | IRD | EXT | Perform vibration analysis. | Out of tolerance |  |  | 28 |  |  |  | JDE |  | VIBRATION ROUTES | Data created/will be sent for upload | L164-EXT-IRD-28-CONV LINE 164 VIBRATION ANALYSIS WEEK 3 | 4660409
6238 | L164-EXT-IRD-28-CONV LINE 164 | VIBRATION ANALYSIS WEEK 3 | 29 | 25 | 4 - Cond Monitoring | 1106435BM | BLADE UNIT |  |  |  |  | Blade Unit (Drice Side) | IRD | EXT | Perform vibration analysis. | Out of tolerance |  |  | 28 |  |  |  | JDE |  | VIBRATION ROUTES | Data created/will be sent for upload | L164-EXT-IRD-28-CONV LINE 164 VIBRATION ANALYSIS WEEK 3 | 4660409
6239 | L164-EXT-IRD-28-CONV LINE 164 | VIBRATION ANALYSIS WEEK 3 | 29 | 25 | 4 - Cond Monitoring | 1106440AF | MOTOR UNIT |  |  |  |  | Motor Orbit Unit LS 1 | IRD | EXT | Perform vibration analysis. | Out of tolerance |  |  | 28 |  |  |  | JDE |  | VIBRATION ROUTES | Data created/will be sent for upload | L164-EXT-IRD-28-CONV LINE 164 VIBRATION ANALYSIS WEEK 3 | 4660409
6240 | L164-EXT-IRD-28-CONV LINE 164 | VIBRATION ANALYSIS WEEK 3 | 29 | 25 | 4 - Cond Monitoring | 1106440AG | MOTOR UNIT |  |  |  |  | Motor Blade Drive Unit LS 1 | IRD | EXT | Perform vibration analysis. | Out of tolerance |  |  | 28 |  |  |  | JDE |  | VIBRATION ROUTES | Data created/will be sent for upload | L164-EXT-IRD-28-CONV LINE 164 VIBRATION ANALYSIS WEEK 3 | 4660409
6241 | L164-EXT-IRD-28-CONV LINE 164 | VIBRATION ANALYSIS WEEK 3 | 29 | 25 | 4 - Cond Monitoring | 1106425AN | UPPER REWINDING ROLL UNIT |  |  |  |  | Upper Rewinding Roll | IRD | EXT | Perform vibration analysis. | Out of tolerance |  |  | 28 |  |  |  | JDE |  | VIBRATION ROUTES | Data created/will be sent for upload | L164-EXT-IRD-28-CONV LINE 164 VIBRATION ANALYSIS WEEK 3 | 4660409
6242 | L164-EXT-IRD-28-CONV LINE 164 | VIBRATION ANALYSIS WEEK 3 | 29 | 25 | 4 - Cond Monitoring | 1106425AQ | REWINDING DRAW ROLL |  |  |  |  | Rewinding Draw Roll | IRD | EXT | Perform vibration analysis. | Out of tolerance |  |  | 28 |  |  |  | JDE |  | VIBRATION ROUTES | Data created/will be sent for upload | L164-EXT-IRD-28-CONV LINE 164 VIBRATION ANALYSIS WEEK 3 | 4660409
6243 | L164-EXT-IRD-28-CONV LINE 164 | VIBRATION ANALYSIS WEEK 3 | 29 | 25 | 4 - Cond Monitoring | 1106420AN | MOTOR UNIT |  |  |  |  | Embosser Drive Motor Unit | IRD | EXT | Perform vibration analysis. | Out of tolerance |  |  | 28 |  |  |  | JDE |  | VIBRATION ROUTES | Data created/will be sent for upload | L164-EXT-IRD-28-CONV LINE 164 VIBRATION ANALYSIS WEEK 3 | 4660409
6244 | M8SF-EXT-IRD-28-SORGATO FAN | VIBRATION ANALYSIS WEEK 3 | 27 | 25 | 4 - Cond Monitoring | 1106150AFA | FAN FQ 1251 |  |  |  |  | Line 161 Main Suction Fan | IRD | EXT | Perform vibration analysis. | Out of tolerance |  |  | 28 |  |  |  | JDE |  | VIBRATION ROUTES | Data created/will be sent for upload | M8SF-EXT-IRD-28-SORGATO FAN VIBRATION ANALYSIS WEEK 3 | 4660410
6245 | M8SF-EXT-IRD-28-SORGATO FAN | VIBRATION ANALYSIS WEEK 3 | 27 | 25 | 4 - Cond Monitoring | 1106150AFC | FAN FE 631 |  |  |  |  | Line 161 Small Fan | IRD | EXT | Perform vibration analysis. | Out of tolerance |  |  | 28 |  |  |  | JDE |  | VIBRATION ROUTES | Data created/will be sent for upload | M8SF-EXT-IRD-28-SORGATO FAN VIBRATION ANALYSIS WEEK 3 | 4660410
6246 | M8SF-EXT-IRD-28-SORGATO FAN | VIBRATION ANALYSIS WEEK 3 | 27 | 25 | 4 - Cond Monitoring | 1106250AFA | FAN FQ 1251 |  |  |  |  | Line 162 Main Suction Fan | IRD | EXT | Perform vibration analysis. | Out of tolerance |  |  | 28 |  |  |  | JDE |  | VIBRATION ROUTES | Data created/will be sent for upload | M8SF-EXT-IRD-28-SORGATO FAN VIBRATION ANALYSIS WEEK 3 | 4660410
6247 | M8SF-EXT-IRD-28-SORGATO FAN | VIBRATION ANALYSIS WEEK 3 | 27 | 25 | 4 - Cond Monitoring | 1106250AFC | FAN FE 631 |  |  |  |  | Line 162 Small Fan | IRD | EXT | Perform vibration analysis. | Out of tolerance |  |  | 28 |  |  |  | JDE |  | VIBRATION ROUTES | Data created/will be sent for upload | M8SF-EXT-IRD-28-SORGATO FAN VIBRATION ANALYSIS WEEK 3 | 4660410
6248 | M8SF-EXT-IRD-28-SORGATO FAN | VIBRATION ANALYSIS WEEK 3 | 27 | 25 | 4 - Cond Monitoring | 1106350AFA | FAN FQ 1251 |  |  |  |  | Line 163 Main Suction Fan | IRD | EXT | Perform vibration analysis. | Out of tolerance |  |  | 28 |  |  |  | JDE |  | VIBRATION ROUTES | Data created/will be sent for upload | M8SF-EXT-IRD-28-SORGATO FAN VIBRATION ANALYSIS WEEK 3 | 4660410
6249 | M8SF-EXT-IRD-28-SORGATO FAN | VIBRATION ANALYSIS WEEK 3 | 27 | 25 | 4 - Cond Monitoring | 1106350AFC | FAN FE 631 |  |  |  |  | Line 163 Small Fan | IRD | EXT | Perform vibration analysis. | Out of tolerance |  |  | 28 |  |  |  | JDE |  | VIBRATION ROUTES | Data created/will be sent for upload | M8SF-EXT-IRD-28-SORGATO FAN VIBRATION ANALYSIS WEEK 3 | 4660410
6250 | M8SF-EXT-IRD-28-SORGATO FAN | VIBRATION ANALYSIS WEEK 3 | 27 | 25 | 4 - Cond Monitoring | 1106450AFA | FAN FQ 1251 |  |  |  |  | Line 164 Main Suction Fan | IRD | EXT | Perform vibration analysis. | Out of tolerance |  |  | 28 |  |  |  | JDE |  | VIBRATION ROUTES | Data created/will be sent for upload | M8SF-EXT-IRD-28-SORGATO FAN VIBRATION ANALYSIS WEEK 3 | 4660410
6251 | M8SF-EXT-IRD-28-SORGATO FAN | VIBRATION ANALYSIS WEEK 3 | 27 | 25 | 4 - Cond Monitoring | 1106450AFC | FAN FE 631 |  |  |  |  | Line 164 Small Fan | IRD | EXT | Perform vibration analysis. | Out of tolerance |  |  | 28 |  |  |  | JDE |  | VIBRATION ROUTES | Data created/will be sent for upload | M8SF-EXT-IRD-28-SORGATO FAN VIBRATION ANALYSIS WEEK 3 | 4660410
6252 | M8CRANE-EXT-QI-28- CRANE | MONTHLY EXTERNAL INSPECTION | 24 | 27 | 2 - Subj Inspection | 010082842 | CORE ASRS CRANE | 010-0828-HC-001-00 |  |  |  | General | QI | EXT | Perform crane external inspection |  |  |  | 28 |  |  |  | JDE |  | CRANES | Data created/will be sent for upload | M8CRANE-EXT-QI-28- CRANE MONTHLY EXTERNAL INSPECTION | 4660411
6253 | M8CRANE-EXT-QI-28- CRANE | MONTHLY EXTERNAL INSPECTION | 24 | 27 | 2 - Subj Inspection | 01008285052 | ASRS Crane JBOX | 304JB06 |  |  |  | General | QI | EXT | Perform crane external inspection |  |  |  | 28 |  |  |  | JDE |  | CRANES | Data created/will be sent for upload | M8CRANE-EXT-QI-28- CRANE MONTHLY EXTERNAL INSPECTION | 4660411
6254 | M8CRANE-EXT-QI-28- CRANE | MONTHLY EXTERNAL INSPECTION | 24 | 27 | 2 - Subj Inspection | 01008285076 | MCP for ASRS Crane Motor 1, 2 & 3 Disconnect | Zone Panel Disconnect Z7 |  |  |  | General | QI | EXT | Perform crane external inspection |  |  |  | 28 |  |  |  | JDE |  | CRANES | Data created/will be sent for upload | M8CRANE-EXT-QI-28- CRANE MONTHLY EXTERNAL INSPECTION | 4660411
6255 | M8CRANE-EXT-QI-28- CRANE | MONTHLY EXTERNAL INSPECTION | 24 | 27 | 2 - Subj Inspection | 0100847 | OVERHEAD CRANE |  |  |  |  | General | QI | EXT | Perform crane external inspection |  |  |  | 28 |  |  |  | JDE |  | CRANES | Data created/will be sent for upload | M8CRANE-EXT-QI-28- CRANE MONTHLY EXTERNAL INSPECTION | 4660411
6256 | M8CRANE-EXT-QI-28- CRANE | MONTHLY EXTERNAL INSPECTION | 24 | 27 | 2 - Subj Inspection | 0100847A | MACHINE ROOM CRANE | 010-0847-HC-001-00 |  |  |  | General | QI | EXT | Perform crane external inspection |  |  |  | 28 |  |  |  | JDE |  | CRANES | Data created/will be sent for upload | M8CRANE-EXT-QI-28- CRANE MONTHLY EXTERNAL INSPECTION | 4660411
6257 | M8CRANE-EXT-QI-28- CRANE | MONTHLY EXTERNAL INSPECTION | 24 | 27 | 2 - Subj Inspection | 0100847AA | MACHINE ROOM CRANE |  |  |  |  | General | QI | EXT | Perform crane external inspection |  |  |  | 28 |  |  |  | JDE |  | CRANES | Data created/will be sent for upload | M8CRANE-EXT-QI-28- CRANE MONTHLY EXTERNAL INSPECTION | 4660411
6258 | M8CRANE-EXT-QI-28- CRANE | MONTHLY EXTERNAL INSPECTION | 24 | 27 | 2 - Subj Inspection | 0100847AB | MACHINE ROOM CRANE |  |  |  |  | General | QI | EXT | Perform crane external inspection |  |  |  | 28 |  |  |  | JDE |  | CRANES | Data created/will be sent for upload | M8CRANE-EXT-QI-28- CRANE MONTHLY EXTERNAL INSPECTION | 4660411
6259 | M8CRANE-EXT-QI-28- CRANE | MONTHLY EXTERNAL INSPECTION | 24 | 27 | 2 - Subj Inspection | 5050045E | ETP MAINTENANCE CRANE | 505-0045-HC-001-00 |  |  |  | General | QI | EXT | Perform crane external inspection |  |  |  | 28 |  |  |  | JDE |  | CRANES | Data created/will be sent for upload | M8CRANE-EXT-QI-28- CRANE MONTHLY EXTERNAL INSPECTION | 4660411
6260 | M8CRANE-EXT-QI-28- CRANE | MONTHLY EXTERNAL INSPECTION | 24 | 27 | 2 - Subj Inspection | 5050045EA | ETP MAINTENANCE CRANE |  |  |  |  | General | QI | EXT | Perform crane external inspection |  |  |  | 28 |  |  |  | JDE |  | CRANES | Data created/will be sent for upload | M8CRANE-EXT-QI-28- CRANE MONTHLY EXTERNAL INSPECTION | 4660411
6261 | M8CRANE-EXT-QI-28- CRANE | MONTHLY EXTERNAL INSPECTION | 24 | 27 | 2 - Subj Inspection | 5050045EB | ETP MAINTENANCE CRANE |  |  |  |  | General | QI | EXT | Perform crane external inspection |  |  |  | 28 |  |  |  | JDE |  | CRANES | Data created/will be sent for upload | M8CRANE-EXT-QI-28- CRANE MONTHLY EXTERNAL INSPECTION | 4660411
6262 | M8CRANE-EXT-QI-28- CRANE | MONTHLY EXTERNAL INSPECTION | 24 | 27 | 2 - Subj Inspection | 6050060A | 20MT SHOP CRANE - ROLL STORAGE CRANE | 605-0060-HC-001-00 |  |  |  | General | QI | EXT | Perform crane external inspection |  |  |  | 28 |  |  |  | JDE |  | CRANES | Data created/will be sent for upload | M8CRANE-EXT-QI-28- CRANE MONTHLY EXTERNAL INSPECTION | 4660411
6263 | M8CRANE-EXT-QI-28- CRANE | MONTHLY EXTERNAL INSPECTION | 24 | 27 | 2 - Subj Inspection | 6050040CA | 20MT SHOP CRANE - ROLL STORAGE CRANE |  |  |  |  | General | QI | EXT | Perform crane external inspection |  |  |  | 28 |  |  |  | JDE |  | CRANES | Data created/will be sent for upload | M8CRANE-EXT-QI-28- CRANE MONTHLY EXTERNAL INSPECTION | 4660411
6264 | M8CRANE-EXT-QI-28- CRANE | MONTHLY EXTERNAL INSPECTION | 24 | 27 | 2 - Subj Inspection | 6050040CB | 20MT SHOP CRANE - ROLL STORAGE CRANE |  |  |  |  | General | QI | EXT | Perform crane external inspection |  |  |  | 28 |  |  |  | JDE |  | CRANES | Data created/will be sent for upload | M8CRANE-EXT-QI-28- CRANE MONTHLY EXTERNAL INSPECTION | 4660411
6265 | M8CRANE-EXT-QI-28- CRANE | MONTHLY EXTERNAL INSPECTION | 24 | 27 | 2 - Subj Inspection | 6050060B | 7.5MT SHOP CRANE - SHOP CRANE | 605-0060-HC-002-00 |  |  |  | General | QI | EXT | Perform crane external inspection |  |  |  | 28 |  |  |  | JDE |  | CRANES | Data created/will be sent for upload | M8CRANE-EXT-QI-28- CRANE MONTHLY EXTERNAL INSPECTION | 4660411
6266 | M8CRANE-EXT-QI-28- CRANE | MONTHLY EXTERNAL INSPECTION | 24 | 27 | 2 - Subj Inspection | 6050040FA | 7.5MT SHOP CRANE - SHOP CRANE |  |  |  |  | General | QI | EXT | Perform crane external inspection |  |  |  | 28 |  |  |  | JDE |  | CRANES | Data created/will be sent for upload | M8CRANE-EXT-QI-28- CRANE MONTHLY EXTERNAL INSPECTION | 4660411
6267 | M8CRANE-EXT-QI-28- CRANE | MONTHLY EXTERNAL INSPECTION | 24 | 27 | 2 - Subj Inspection | 6050040FB | 7.5MT SHOP CRANE - SHOP CRANE |  |  |  |  | General | QI | EXT | Perform crane external inspection |  |  |  | 28 |  |  |  | JDE |  | CRANES | Data created/will be sent for upload | M8CRANE-EXT-QI-28- CRANE MONTHLY EXTERNAL INSPECTION | 4660411
6268 | 0040-LUB-DD-14-LVG LUBE | LGV - OIL CHANGE | 23 | 16 | 1L - Lubricate | 2050040A | CB-20-1 |  |  |  |  | REDUCER (VD41 VERTICAL DRIVE) | DD | LUB | OIL CHANGE |  |  |  | 336 | 240 |  |  | JDE |  | LUBRICATION | FROM LUBE IT | 0040-LUB-DD-14-LVG LUBE LGV - OIL CHANGE | 4660412
6269 | 0040-LUB-DD-14-LVG LUBE | LGV - OIL CHANGE | 23 | 16 | 1L - Lubricate | 2050040A | CB-20-1 |  |  |  |  | RESERVOIR | DD | LUB | OIL CHANGE |  |  |  | 336 | 240 |  |  | JDE |  | LUBRICATION | FROM LUBE IT | 0040-LUB-DD-14-LVG LUBE LGV - OIL CHANGE | 4660412
6270 | 0040-LUB-DD-14-LVG LUBE | LGV - OIL CHANGE | 23 | 16 | 1L - Lubricate | 2050040A | CB-20-1 |  |  |  |  | OIL FILTER | DD | LUB | FILTER CHG |  |  |  | 14 |  |  |  | JDE |  | LUBRICATION | FROM LUBE IT | 0040-LUB-DD-14-LVG LUBE LGV - OIL CHANGE | 4660412
6271 | 0040-LUB-DD-14-LVG LUBE | LGV - OIL CHANGE | 23 | 16 | 1L - Lubricate | 2050040B | CB-20-2 |  |  |  |  | REDUCER (VD41 VERTICAL DRIVE) | DD | LUB | OIL CHANGE |  |  |  | 336 | 240 |  |  | JDE |  | LUBRICATION | FROM LUBE IT | 0040-LUB-DD-14-LVG LUBE LGV - OIL CHANGE | 4660412
6272 | 0040-LUB-DD-14-LVG LUBE | LGV - OIL CHANGE | 23 | 16 | 1L - Lubricate | 2050040B | CB-20-2 |  |  |  |  | RESERVOIR | DD | LUB | OIL CHANGE |  |  |  | 336 | 240 |  |  | JDE |  | LUBRICATION | FROM LUBE IT | 0040-LUB-DD-14-LVG LUBE LGV - OIL CHANGE | 4660412
6273 | 0040-LUB-DD-14-LVG LUBE | LGV - OIL CHANGE | 23 | 16 | 1L - Lubricate | 2050040B | CB-20-2 |  |  |  |  | OIL FILTER | DD | LUB | FILTER CHG |  |  |  | 14 |  |  |  | JDE |  | LUBRICATION | FROM LUBE IT | 0040-LUB-DD-14-LVG LUBE LGV - OIL CHANGE | 4660412
6274 | 0040-LUB-DD-14-LVG LUBE | LGV - OIL CHANGE | 23 | 16 | 1L - Lubricate | 2050040C | CB-20-3 |  |  |  |  | REDUCER (VD41 VERTICAL DRIVE) | DD | LUB | OIL CHANGE |  |  |  | 336 | 240 |  |  | JDE |  | LUBRICATION | FROM LUBE IT | 0040-LUB-DD-14-LVG LUBE LGV - OIL CHANGE | 4660412
6275 | 0040-LUB-DD-14-LVG LUBE | LGV - OIL CHANGE | 23 | 16 | 1L - Lubricate | 2050040C | CB-20-3 |  |  |  |  | RESERVOIR | DD | LUB | OIL CHANGE |  |  |  | 336 | 240 |  |  | JDE |  | LUBRICATION | FROM LUBE IT | 0040-LUB-DD-14-LVG LUBE LGV - OIL CHANGE | 4660412
6276 | 0040-LUB-DD-14-LVG LUBE | LGV - OIL CHANGE | 23 | 16 | 1L - Lubricate | 2050040C | CB-20-3 |  |  |  |  | OIL FILTER | DD | LUB | FILTER CHG |  |  |  | 14 |  |  |  | JDE |  | LUBRICATION | FROM LUBE IT | 0040-LUB-DD-14-LVG LUBE LGV - OIL CHANGE | 4660412
6277 | 0040-LUB-DD-14-LVG LUBE | LGV - OIL CHANGE | 23 | 16 | 1L - Lubricate | 2050040D | CB-20-4 |  |  |  |  | REDUCER (VD41 VERTICAL DRIVE) | DD | LUB | OIL CHANGE |  |  |  | 336 | 240 |  |  | JDE |  | LUBRICATION | FROM LUBE IT | 0040-LUB-DD-14-LVG LUBE LGV - OIL CHANGE | 4660412
6278 | 0040-LUB-DD-14-LVG LUBE | LGV - OIL CHANGE | 23 | 16 | 1L - Lubricate | 2050040D | CB-20-4 |  |  |  |  | RESERVOIR | DD | LUB | OIL CHANGE |  |  |  | 336 | 240 |  |  | JDE |  | LUBRICATION | FROM LUBE IT | 0040-LUB-DD-14-LVG LUBE LGV - OIL CHANGE | 4660412
6279 | 0040-LUB-DD-14-LVG LUBE | LGV - OIL CHANGE | 23 | 16 | 1L - Lubricate | 2050040D | CB-20-4 |  |  |  |  | OIL FILTER | DD | LUB | FILTER CHG |  |  |  | 14 |  |  |  | JDE |  | LUBRICATION | FROM LUBE IT | 0040-LUB-DD-14-LVG LUBE LGV - OIL CHANGE | 4660412
6280 | 0040-LUB-DD-14-LVG LUBE | LGV - OIL CHANGE | 23 | 16 | 1L - Lubricate | 2050040E | CB-20-5 |  |  |  |  | REDUCER (VD41 VERTICAL DRIVE) | DD | LUB | OIL CHANGE |  |  |  | 336 | 240 |  |  | JDE |  | LUBRICATION | FROM LUBE IT | 0040-LUB-DD-14-LVG LUBE LGV - OIL CHANGE | 4660412
6281 | 0040-LUB-DD-14-LVG LUBE | LGV - OIL CHANGE | 23 | 16 | 1L - Lubricate | 2050040E | CB-20-5 |  |  |  |  | RESERVOIR | DD | LUB | OIL CHANGE |  |  |  | 336 | 240 |  |  | JDE |  | LUBRICATION | FROM LUBE IT | 0040-LUB-DD-14-LVG LUBE LGV - OIL CHANGE | 4660412
6282 | 0040-LUB-DD-14-LVG LUBE | LGV - OIL CHANGE | 23 | 16 | 1L - Lubricate | 2050040E | CB-20-5 |  |  |  |  | OIL FILTER | DD | LUB | FILTER CHG |  |  |  | 14 |  |  |  | JDE |  | LUBRICATION | FROM LUBE IT | 0040-LUB-DD-14-LVG LUBE LGV - OIL CHANGE | 4660412
6283 | 0040-LUB-DD-14-LVG LUBE | LGV - OIL CHANGE | 23 | 16 | 1L - Lubricate | 2050040F | CB-20-6 |  |  |  |  | REDUCER (VD41 VERTICAL DRIVE) | DD | LUB | OIL CHANGE |  |  |  | 336 | 240 |  |  | JDE |  | LUBRICATION | FROM LUBE IT | 0040-LUB-DD-14-LVG LUBE LGV - OIL CHANGE | 4660412
6284 | 0040-LUB-DD-14-LVG LUBE | LGV - OIL CHANGE | 23 | 16 | 1L - Lubricate | 2050040F | CB-20-6 |  |  |  |  | RESERVOIR | DD | LUB | OIL CHANGE |  |  |  | 336 | 240 |  |  | JDE |  | LUBRICATION | FROM LUBE IT | 0040-LUB-DD-14-LVG LUBE LGV - OIL CHANGE | 4660412
6285 | 0040-LUB-DD-14-LVG LUBE | LGV - OIL CHANGE | 23 | 16 | 1L - Lubricate | 2050040F | CB-20-6 |  |  |  |  | OIL FILTER | DD | LUB | FILTER CHG |  |  |  | 14 |  |  |  | JDE |  | LUBRICATION | FROM LUBE IT | 0040-LUB-DD-14-LVG LUBE LGV - OIL CHANGE | 4660412
6286 | 0040-LUB-DD-14-LVG LUBE | LGV - OIL CHANGE | 23 | 16 | 1L - Lubricate | 2050040G | CB-20-7 |  |  |  |  | REDUCER (VD41 VERTICAL DRIVE) | DD | LUB | OIL CHANGE |  |  |  | 336 | 240 |  |  | JDE |  | LUBRICATION | FROM LUBE IT | 0040-LUB-DD-14-LVG LUBE LGV - OIL CHANGE | 4660412
6287 | 0040-LUB-DD-14-LVG LUBE | LGV - OIL CHANGE | 23 | 16 | 1L - Lubricate | 2050040G | CB-20-7 |  |  |  |  | RESERVOIR | DD | LUB | OIL CHANGE |  |  |  | 336 | 240 |  |  | JDE |  | LUBRICATION | FROM LUBE IT | 0040-LUB-DD-14-LVG LUBE LGV - OIL CHANGE | 4660412
6288 | 0040-LUB-DD-14-LVG LUBE | LGV - OIL CHANGE | 23 | 16 | 1L - Lubricate | 2050040G | CB-20-7 |  |  |  |  | OIL FILTER | DD | LUB | FILTER CHG |  |  |  | 14 |  |  |  | JDE |  | LUBRICATION | FROM LUBE IT | 0040-LUB-DD-14-LVG LUBE LGV - OIL CHANGE | 4660412
6289 | 0040-LUB-DD-14-LVG LUBE | LGV - OIL CHANGE | 23 | 16 | 1L - Lubricate | 2050040H | CB-20-8 |  |  |  |  | REDUCER (VD41 VERTICAL DRIVE) | DD | LUB | OIL CHANGE |  |  |  | 336 | 240 |  |  | JDE |  | LUBRICATION | FROM LUBE IT | 0040-LUB-DD-14-LVG LUBE LGV - OIL CHANGE | 4660412
6290 | 0040-LUB-DD-14-LVG LUBE | LGV - OIL CHANGE | 23 | 16 | 1L - Lubricate | 2050040H | CB-20-8 |  |  |  |  | RESERVOIR | DD | LUB | OIL CHANGE |  |  |  | 336 | 240 |  |  | JDE |  | LUBRICATION | FROM LUBE IT | 0040-LUB-DD-14-LVG LUBE LGV - OIL CHANGE | 4660412
6291 | 0040-LUB-DD-14-LVG LUBE | LGV - OIL CHANGE | 23 | 16 | 1L - Lubricate | 2050040H | CB-20-8 |  |  |  |  | OIL FILTER | DD | LUB | FILTER CHG |  |  |  | 14 |  |  |  | JDE |  | LUBRICATION | FROM LUBE IT | 0040-LUB-DD-14-LVG LUBE LGV - OIL CHANGE | 4660412
6292 | 0040-LUB-DD-14-LVG LUBE | LGV - OIL CHANGE | 23 | 16 | 1L - Lubricate | 2050040I | CB-20-9 |  |  |  |  | REDUCER (VD41 VERTICAL DRIVE) | DD | LUB | OIL CHANGE |  |  |  | 336 | 240 |  |  | JDE |  | LUBRICATION | FROM LUBE IT | 0040-LUB-DD-14-LVG LUBE LGV - OIL CHANGE | 4660412
6293 | 0040-LUB-DD-14-LVG LUBE | LGV - OIL CHANGE | 23 | 16 | 1L - Lubricate | 2050040I | CB-20-9 |  |  |  |  | RESERVOIR | DD | LUB | OIL CHANGE |  |  |  | 336 | 240 |  |  | JDE |  | LUBRICATION | FROM LUBE IT | 0040-LUB-DD-14-LVG LUBE LGV - OIL CHANGE | 4660412
6294 | 0040-LUB-DD-14-LVG LUBE | LGV - OIL CHANGE | 23 | 16 | 1L - Lubricate | 2050040I | CB-20-9 |  |  |  |  | OIL FILTER | DD | LUB | FILTER CHG |  |  |  | 14 |  |  |  | JDE |  | LUBRICATION | FROM LUBE IT | 0040-LUB-DD-14-LVG LUBE LGV - OIL CHANGE | 4660412
6295 | 0040-LUB-DD-14-LVG LUBE | LGV - OIL CHANGE | 23 | 16 | 1L - Lubricate | 2050040J | CB-20-10 |  |  |  |  | REDUCER (VD41 VERTICAL DRIVE) | DD | LUB | OIL CHANGE |  |  |  | 336 | 240 |  |  | JDE |  | LUBRICATION | FROM LUBE IT | 0040-LUB-DD-14-LVG LUBE LGV - OIL CHANGE | 4660412
6296 | 0040-LUB-DD-14-LVG LUBE | LGV - OIL CHANGE | 23 | 16 | 1L - Lubricate | 2050040J | CB-20-10 |  |  |  |  | RESERVOIR | DD | LUB | OIL CHANGE |  |  |  | 336 | 240 |  |  | JDE |  | LUBRICATION | FROM LUBE IT | 0040-LUB-DD-14-LVG LUBE LGV - OIL CHANGE | 4660412
6297 | 0040-LUB-DD-14-LVG LUBE | LGV - OIL CHANGE | 23 | 16 | 1L - Lubricate | 2050040J | CB-20-10 |  |  |  |  | OIL FILTER | DD | LUB | FILTER CHG |  |  |  | 14 |  |  |  | JDE |  | LUBRICATION | FROM LUBE IT | 0040-LUB-DD-14-LVG LUBE LGV - OIL CHANGE | 4660412
6298 | 0040-LUB-DD-14-LVG LUBE | LGV - OIL CHANGE | 23 | 16 | 1L - Lubricate | 2050040K | LGV ELEPHANT #1 |  |  |  |  | RESERVOIR | DD | LUB | OIL CHANGE |  |  |  | 336 | 180 |  |  | JDE |  | LUBRICATION | FROM LUBE IT | 0040-LUB-DD-14-LVG LUBE LGV - OIL CHANGE | 4660412
6299 | 0040-LUB-DD-14-LVG LUBE | LGV - OIL CHANGE | 23 | 16 | 1L - Lubricate | 2050040K | LGV ELEPHANT #1 |  |  |  |  | OIL FILTER | DD | LUB | FILTER CHG |  |  |  | 14 |  |  |  | JDE |  | LUBRICATION | FROM LUBE IT | 0040-LUB-DD-14-LVG LUBE LGV - OIL CHANGE | 4660412
6300 | 0040-LUB-DD-14-LVG LUBE | LGV - OIL CHANGE | 23 | 16 | 1L - Lubricate | 2050040L | LGV ELEPHANT #2 |  |  |  |  | RESERVOIR | DD | LUB | OIL CHANGE |  |  |  | 336 | 180 |  |  | JDE |  | LUBRICATION | FROM LUBE IT | 0040-LUB-DD-14-LVG LUBE LGV - OIL CHANGE | 4660412
6301 | 0040-LUB-DD-14-LVG LUBE | LGV - OIL CHANGE | 23 | 16 | 1L - Lubricate | 2050040L | LGV ELEPHANT #2 |  |  |  |  | OIL FILTER | DD | LUB | FILTER CHG |  |  |  | 14 |  |  |  | JDE |  | LUBRICATION | FROM LUBE IT | 0040-LUB-DD-14-LVG LUBE LGV - OIL CHANGE | 4660412
6302 | 0040-LUB-DD-14-LVG LUBE | LGV - OIL CHANGE | 23 | 16 | 1L - Lubricate | 2050040M | LGV ELEPHANT #3 |  |  |  |  | RESERVOIR | DD | LUB | OIL CHANGE |  |  |  | 336 | 180 |  |  | JDE |  | LUBRICATION | FROM LUBE IT | 0040-LUB-DD-14-LVG LUBE LGV - OIL CHANGE | 4660412
6303 | 0040-LUB-DD-14-LVG LUBE | LGV - OIL CHANGE | 23 | 16 | 1L - Lubricate | 2050040M | LGV ELEPHANT #3 |  |  |  |  | OIL FILTER | DD | LUB | FILTER CHG |  |  |  | 14 |  |  |  | JDE |  | LUBRICATION | FROM LUBE IT | 0040-LUB-DD-14-LVG LUBE LGV - OIL CHANGE | 4660412
6304 | 0040-LUB-DD-14-LVG LUBE | LGV - OIL CHANGE | 23 | 16 | 1L - Lubricate | 2050040N | LGV ELEPHANT #4 |  |  |  |  | RESERVOIR | DD | LUB | OIL CHANGE |  |  |  | 336 | 180 |  |  | JDE |  | LUBRICATION | FROM LUBE IT | 0040-LUB-DD-14-LVG LUBE LGV - OIL CHANGE | 4660412
6305 | 0040-LUB-DD-14-LVG LUBE | LGV - OIL CHANGE | 23 | 16 | 1L - Lubricate | 2050040N | LGV ELEPHANT #4 |  |  |  |  | OIL FILTER | DD | LUB | FILTER CHG |  |  |  | 14 |  |  |  | JDE |  | LUBRICATION | FROM LUBE IT | 0040-LUB-DD-14-LVG LUBE LGV - OIL CHANGE | 4660412
6306 | 0040-LUB-IRD-28-LVG LUBE | LGV - INSPECT AND LUBRICATE | 24 | 27 | 1L - Lubricate | 2050040A | CB-20-1 |  |  |  |  | HYDRAULIC SYSTEM | IRD | LUB | LEVEL CHK |  |  |  | 28 | 15 |  |  | JDE |  | LUBRICATION | FROM LUBE IT | 0040-LUB-IRD-28-LVG LUBE LGV - INSPECT AND LUBRICATE | 4660413
6307 | 0040-LUB-IRD-28-LVG LUBE | LGV - INSPECT AND LUBRICATE | 24 | 27 | 1L - Lubricate | 2050040A | CB-20-1 |  |  |  |  | REDUCER (IN-DRIVE WHEEL) | IRD | LUB | LEVEL CHK |  |  |  | 28 | 30 |  |  | JDE |  | LUBRICATION | FROM LUBE IT | 0040-LUB-IRD-28-LVG LUBE LGV - INSPECT AND LUBRICATE | 4660413
6308 | 0040-LUB-IRD-28-LVG LUBE | LGV - INSPECT AND LUBRICATE | 24 | 27 | 1L - Lubricate | 2050040A | CB-20-1 |  |  |  |  | FORKS CROWN AND RACK | IRD | LUB | LUBRICATE |  |  |  | 84 | 60 |  |  | JDE |  | LUBRICATION | FROM LUBE IT | 0040-LUB-IRD-28-LVG LUBE LGV - INSPECT AND LUBRICATE | 4660413
6309 | 0040-LUB-IRD-28-LVG LUBE | LGV - INSPECT AND LUBRICATE | 24 | 27 | 1L - Lubricate | 2050040A | CB-20-1 |  |  |  |  | CHAIN (FLEYER) | IRD | LUB | LUBRICATE |  |  |  | 168 | 60 |  |  | JDE |  | LUBRICATION | FROM LUBE IT | 0040-LUB-IRD-28-LVG LUBE LGV - INSPECT AND LUBRICATE | 4660413
6310 | 0040-LUB-IRD-28-LVG LUBE | LGV - INSPECT AND LUBRICATE | 24 | 27 | 1L - Lubricate | 2050040A | CB-20-1 |  |  |  |  | STEER CROWN | IRD | LUB | LUBRICATE |  |  |  | 84 | 30 |  |  | JDE |  | LUBRICATION | FROM LUBE IT | 0040-LUB-IRD-28-LVG LUBE LGV - INSPECT AND LUBRICATE | 4660413
6311 | 0040-LUB-IRD-28-LVG LUBE | LGV - INSPECT AND LUBRICATE | 24 | 27 | 1L - Lubricate | 2050040B | CB-20-2 |  |  |  |  | HYDRAULIC SYSTEM | IRD | LUB | LEVEL CHK |  |  |  | 28 | 15 |  |  | JDE |  | LUBRICATION | FROM LUBE IT | 0040-LUB-IRD-28-LVG LUBE LGV - INSPECT AND LUBRICATE | 4660413
6312 | 0040-LUB-IRD-28-LVG LUBE | LGV - INSPECT AND LUBRICATE | 24 | 27 | 1L - Lubricate | 2050040B | CB-20-2 |  |  |  |  | REDUCER (IN-DRIVE WHEEL) | IRD | LUB | LEVEL CHK |  |  |  | 28 | 30 |  |  | JDE |  | LUBRICATION | FROM LUBE IT | 0040-LUB-IRD-28-LVG LUBE LGV - INSPECT AND LUBRICATE | 4660413
6313 | 0040-LUB-IRD-28-LVG LUBE | LGV - INSPECT AND LUBRICATE | 24 | 27 | 1L - Lubricate | 2050040B | CB-20-2 |  |  |  |  | FORKS CROWN AND RACK | IRD | LUB | LUBRICATE |  |  |  | 84 | 60 |  |  | JDE |  | LUBRICATION | FROM LUBE IT | 0040-LUB-IRD-28-LVG LUBE LGV - INSPECT AND LUBRICATE | 4660413
6314 | 0040-LUB-IRD-28-LVG LUBE | LGV - INSPECT AND LUBRICATE | 24 | 27 | 1L - Lubricate | 2050040B | CB-20-2 |  |  |  |  | CHAIN (FLEYER) | IRD | LUB | LUBRICATE |  |  |  | 168 | 60 |  |  | JDE |  | LUBRICATION | FROM LUBE IT | 0040-LUB-IRD-28-LVG LUBE LGV - INSPECT AND LUBRICATE | 4660413
6315 | 0040-LUB-IRD-28-LVG LUBE | LGV - INSPECT AND LUBRICATE | 24 | 27 | 1L - Lubricate | 2050040B | CB-20-2 |  |  |  |  | STEER CROWN | IRD | LUB | LUBRICATE |  |  |  | 84 | 30 |  |  | JDE |  | LUBRICATION | FROM LUBE IT | 0040-LUB-IRD-28-LVG LUBE LGV - INSPECT AND LUBRICATE | 4660413
6316 | 0040-LUB-IRD-28-LVG LUBE | LGV - INSPECT AND LUBRICATE | 24 | 27 | 1L - Lubricate | 2050040C | CB-20-3 |  |  |  |  | HYDRAULIC SYSTEM | IRD | LUB | LEVEL CHK |  |  |  | 28 | 15 |  |  | JDE |  | LUBRICATION | FROM LUBE IT | 0040-LUB-IRD-28-LVG LUBE LGV - INSPECT AND LUBRICATE | 4660413
6317 | 0040-LUB-IRD-28-LVG LUBE | LGV - INSPECT AND LUBRICATE | 24 | 27 | 1L - Lubricate | 2050040C | CB-20-3 |  |  |  |  | REDUCER (IN-DRIVE WHEEL) | IRD | LUB | LEVEL CHK |  |  |  | 28 | 30 |  |  | JDE |  | LUBRICATION | FROM LUBE IT | 0040-LUB-IRD-28-LVG LUBE LGV - INSPECT AND LUBRICATE | 4660413
6318 | 0040-LUB-IRD-28-LVG LUBE | LGV - INSPECT AND LUBRICATE | 24 | 27 | 1L - Lubricate | 2050040C | CB-20-3 |  |  |  |  | FORKS CROWN AND RACK | IRD | LUB | LUBRICATE |  |  |  | 84 | 60 |  |  | JDE |  | LUBRICATION | FROM LUBE IT | 0040-LUB-IRD-28-LVG LUBE LGV - INSPECT AND LUBRICATE | 4660413
6319 | 0040-LUB-IRD-28-LVG LUBE | LGV - INSPECT AND LUBRICATE | 24 | 27 | 1L - Lubricate | 2050040C | CB-20-3 |  |  |  |  | CHAIN (FLEYER) | IRD | LUB | LUBRICATE |  |  |  | 168 | 60 |  |  | JDE |  | LUBRICATION | FROM LUBE IT | 0040-LUB-IRD-28-LVG LUBE LGV - INSPECT AND LUBRICATE | 4660413
6320 | 0040-LUB-IRD-28-LVG LUBE | LGV - INSPECT AND LUBRICATE | 24 | 27 | 1L - Lubricate | 2050040C | CB-20-3 |  |  |  |  | STEER CROWN | IRD | LUB | LUBRICATE |  |  |  | 84 | 30 |  |  | JDE |  | LUBRICATION | FROM LUBE IT | 0040-LUB-IRD-28-LVG LUBE LGV - INSPECT AND LUBRICATE | 4660413
6321 | 0040-LUB-IRD-28-LVG LUBE | LGV - INSPECT AND LUBRICATE | 24 | 27 | 1L - Lubricate | 2050040D | CB-20-4 |  |  |  |  | HYDRAULIC SYSTEM | IRD | LUB | LEVEL CHK |  |  |  | 28 | 15 |  |  | JDE |  | LUBRICATION | FROM LUBE IT | 0040-LUB-IRD-28-LVG LUBE LGV - INSPECT AND LUBRICATE | 4660413
6322 | 0040-LUB-IRD-28-LVG LUBE | LGV - INSPECT AND LUBRICATE | 24 | 27 | 1L - Lubricate | 2050040D | CB-20-4 |  |  |  |  | REDUCER (IN-DRIVE WHEEL) | IRD | LUB | LEVEL CHK |  |  |  | 28 | 30 |  |  | JDE |  | LUBRICATION | FROM LUBE IT | 0040-LUB-IRD-28-LVG LUBE LGV - INSPECT AND LUBRICATE | 4660413
6323 | 0040-LUB-IRD-28-LVG LUBE | LGV - INSPECT AND LUBRICATE | 24 | 27 | 1L - Lubricate | 2050040D | CB-20-4 |  |  |  |  | FORKS CROWN AND RACK | IRD | LUB | LUBRICATE |  |  |  | 84 | 60 |  |  | JDE |  | LUBRICATION | FROM LUBE IT | 0040-LUB-IRD-28-LVG LUBE LGV - INSPECT AND LUBRICATE | 4660413
6324 | 0040-LUB-IRD-28-LVG LUBE | LGV - INSPECT AND LUBRICATE | 24 | 27 | 1L - Lubricate | 2050040D | CB-20-4 |  |  |  |  | CHAIN (FLEYER) | IRD | LUB | LUBRICATE |  |  |  | 168 | 60 |  |  | JDE |  | LUBRICATION | FROM LUBE IT | 0040-LUB-IRD-28-LVG LUBE LGV - INSPECT AND LUBRICATE | 4660413
6325 | 0040-LUB-IRD-28-LVG LUBE | LGV - INSPECT AND LUBRICATE | 24 | 27 | 1L - Lubricate | 2050040D | CB-20-4 |  |  |  |  | STEER CROWN | IRD | LUB | LUBRICATE |  |  |  | 84 | 30 |  |  | JDE |  | LUBRICATION | FROM LUBE IT | 0040-LUB-IRD-28-LVG LUBE LGV - INSPECT AND LUBRICATE | 4660413
6326 | 0040-LUB-IRD-28-LVG LUBE | LGV - INSPECT AND LUBRICATE | 24 | 27 | 1L - Lubricate | 2050040E | CB-20-5 |  |  |  |  | HYDRAULIC SYSTEM | IRD | LUB | LEVEL CHK |  |  |  | 28 | 15 |  |  | JDE |  | LUBRICATION | FROM LUBE IT | 0040-LUB-IRD-28-LVG LUBE LGV - INSPECT AND LUBRICATE | 4660413
6327 | 0040-LUB-IRD-28-LVG LUBE | LGV - INSPECT AND LUBRICATE | 24 | 27 | 1L - Lubricate | 2050040E | CB-20-5 |  |  |  |  | REDUCER (IN-DRIVE WHEEL) | IRD | LUB | LEVEL CHK |  |  |  | 28 | 30 |  |  | JDE |  | LUBRICATION | FROM LUBE IT | 0040-LUB-IRD-28-LVG LUBE LGV - INSPECT AND LUBRICATE | 4660413
6328 | 0040-LUB-IRD-28-LVG LUBE | LGV - INSPECT AND LUBRICATE | 24 | 27 | 1L - Lubricate | 2050040E | CB-20-5 |  |  |  |  | FORKS CROWN AND RACK | IRD | LUB | LUBRICATE |  |  |  | 84 | 60 |  |  | JDE |  | LUBRICATION | FROM LUBE IT | 0040-LUB-IRD-28-LVG LUBE LGV - INSPECT AND LUBRICATE | 4660413
6329 | 0040-LUB-IRD-28-LVG LUBE | LGV - INSPECT AND LUBRICATE | 24 | 27 | 1L - Lubricate | 2050040E | CB-20-5 |  |  |  |  | CHAIN (FLEYER) | IRD | LUB | LUBRICATE |  |  |  | 168 | 60 |  |  | JDE |  | LUBRICATION | FROM LUBE IT | 0040-LUB-IRD-28-LVG LUBE LGV - INSPECT AND LUBRICATE | 4660413
6330 | 0040-LUB-IRD-28-LVG LUBE | LGV - INSPECT AND LUBRICATE | 24 | 27 | 1L - Lubricate | 2050040E | CB-20-5 |  |  |  |  | STEER CROWN | IRD | LUB | LUBRICATE |  |  |  | 84 | 30 |  |  | JDE |  | LUBRICATION | FROM LUBE IT | 0040-LUB-IRD-28-LVG LUBE LGV - INSPECT AND LUBRICATE | 4660413
6331 | 0040-LUB-IRD-28-LVG LUBE | LGV - INSPECT AND LUBRICATE | 24 | 27 | 1L - Lubricate | 2050040F | CB-20-6 |  |  |  |  | HYDRAULIC SYSTEM | IRD | LUB | LEVEL CHK |  |  |  | 28 | 15 |  |  | JDE |  | LUBRICATION | FROM LUBE IT | 0040-LUB-IRD-28-LVG LUBE LGV - INSPECT AND LUBRICATE | 4660413
6332 | 0040-LUB-IRD-28-LVG LUBE | LGV - INSPECT AND LUBRICATE | 24 | 27 | 1L - Lubricate | 2050040F | CB-20-6 |  |  |  |  | REDUCER (IN-DRIVE WHEEL) | IRD | LUB | LEVEL CHK |  |  |  | 28 | 30 |  |  | JDE |  | LUBRICATION | FROM LUBE IT | 0040-LUB-IRD-28-LVG LUBE LGV - INSPECT AND LUBRICATE | 4660413
6333 | 0040-LUB-IRD-28-LVG LUBE | LGV - INSPECT AND LUBRICATE | 24 | 27 | 1L - Lubricate | 2050040F | CB-20-6 |  |  |  |  | FORKS CROWN AND RACK | IRD | LUB | LUBRICATE |  |  |  | 84 | 60 |  |  | JDE |  | LUBRICATION | FROM LUBE IT | 0040-LUB-IRD-28-LVG LUBE LGV - INSPECT AND LUBRICATE | 4660413
6334 | 0040-LUB-IRD-28-LVG LUBE | LGV - INSPECT AND LUBRICATE | 24 | 27 | 1L - Lubricate | 2050040F | CB-20-6 |  |  |  |  | CHAIN (FLEYER) | IRD | LUB | LUBRICATE |  |  |  | 168 | 60 |  |  | JDE |  | LUBRICATION | FROM LUBE IT | 0040-LUB-IRD-28-LVG LUBE LGV - INSPECT AND LUBRICATE | 4660413
6335 | 0040-LUB-IRD-28-LVG LUBE | LGV - INSPECT AND LUBRICATE | 24 | 27 | 1L - Lubricate | 2050040F | CB-20-6 |  |  |  |  | STEER CROWN | IRD | LUB | LUBRICATE |  |  |  | 84 | 30 |  |  | JDE |  | LUBRICATION | FROM LUBE IT | 0040-LUB-IRD-28-LVG LUBE LGV - INSPECT AND LUBRICATE | 4660413
6336 | 0040-LUB-IRD-28-LVG LUBE | LGV - INSPECT AND LUBRICATE | 24 | 27 | 1L - Lubricate | 2050040G | CB-20-7 |  |  |  |  | HYDRAULIC SYSTEM | IRD | LUB | LEVEL CHK |  |  |  | 28 | 15 |  |  | JDE |  | LUBRICATION | FROM LUBE IT | 0040-LUB-IRD-28-LVG LUBE LGV - INSPECT AND LUBRICATE | 4660413
6337 | 0040-LUB-IRD-28-LVG LUBE | LGV - INSPECT AND LUBRICATE | 24 | 27 | 1L - Lubricate | 2050040G | CB-20-7 |  |  |  |  | REDUCER (IN-DRIVE WHEEL) | IRD | LUB | LEVEL CHK |  |  |  | 28 | 30 |  |  | JDE |  | LUBRICATION | FROM LUBE IT | 0040-LUB-IRD-28-LVG LUBE LGV - INSPECT AND LUBRICATE | 4660413
6338 | 0040-LUB-IRD-28-LVG LUBE | LGV - INSPECT AND LUBRICATE | 24 | 27 | 1L - Lubricate | 2050040G | CB-20-7 |  |  |  |  | FORKS CROWN AND RACK | IRD | LUB | LUBRICATE |  |  |  | 84 | 60 |  |  | JDE |  | LUBRICATION | FROM LUBE IT | 0040-LUB-IRD-28-LVG LUBE LGV - INSPECT AND LUBRICATE | 4660413
6339 | 0040-LUB-IRD-28-LVG LUBE | LGV - INSPECT AND LUBRICATE | 24 | 27 | 1L - Lubricate | 2050040G | CB-20-7 |  |  |  |  | CHAIN (FLEYER) | IRD | LUB | LUBRICATE |  |  |  | 168 | 60 |  |  | JDE |  | LUBRICATION | FROM LUBE IT | 0040-LUB-IRD-28-LVG LUBE LGV - INSPECT AND LUBRICATE | 4660413
6340 | 0040-LUB-IRD-28-LVG LUBE | LGV - INSPECT AND LUBRICATE | 24 | 27 | 1L - Lubricate | 2050040G | CB-20-7 |  |  |  |  | STEER CROWN | IRD | LUB | LUBRICATE |  |  |  | 84 | 30 |  |  | JDE |  | LUBRICATION | FROM LUBE IT | 0040-LUB-IRD-28-LVG LUBE LGV - INSPECT AND LUBRICATE | 4660413
6341 | 0040-LUB-IRD-28-LVG LUBE | LGV - INSPECT AND LUBRICATE | 24 | 27 | 1L - Lubricate | 2050040H | CB-20-8 |  |  |  |  | HYDRAULIC SYSTEM | IRD | LUB | LEVEL CHK |  |  |  | 28 | 15 |  |  | JDE |  | LUBRICATION | FROM LUBE IT | 0040-LUB-IRD-28-LVG LUBE LGV - INSPECT AND LUBRICATE | 4660413
6342 | 0040-LUB-IRD-28-LVG LUBE | LGV - INSPECT AND LUBRICATE | 24 | 27 | 1L - Lubricate | 2050040H | CB-20-8 |  |  |  |  | REDUCER (IN-DRIVE WHEEL) | IRD | LUB | LEVEL CHK |  |  |  | 28 | 30 |  |  | JDE |  | LUBRICATION | FROM LUBE IT | 0040-LUB-IRD-28-LVG LUBE LGV - INSPECT AND LUBRICATE | 4660413
6343 | 0040-LUB-IRD-28-LVG LUBE | LGV - INSPECT AND LUBRICATE | 24 | 27 | 1L - Lubricate | 2050040H | CB-20-8 |  |  |  |  | FORKS CROWN AND RACK | IRD | LUB | LUBRICATE |  |  |  | 84 | 60 |  |  | JDE |  | LUBRICATION | FROM LUBE IT | 0040-LUB-IRD-28-LVG LUBE LGV - INSPECT AND LUBRICATE | 4660413
6344 | 0040-LUB-IRD-28-LVG LUBE | LGV - INSPECT AND LUBRICATE | 24 | 27 | 1L - Lubricate | 2050040H | CB-20-8 |  |  |  |  | CHAIN (FLEYER) | IRD | LUB | LUBRICATE |  |  |  | 168 | 60 |  |  | JDE |  | LUBRICATION | FROM LUBE IT | 0040-LUB-IRD-28-LVG LUBE LGV - INSPECT AND LUBRICATE | 4660413
6345 | 0040-LUB-IRD-28-LVG LUBE | LGV - INSPECT AND LUBRICATE | 24 | 27 | 1L - Lubricate | 2050040H | CB-20-8 |  |  |  |  | STEER CROWN | IRD | LUB | LUBRICATE |  |  |  | 84 | 30 |  |  | JDE |  | LUBRICATION | FROM LUBE IT | 0040-LUB-IRD-28-LVG LUBE LGV - INSPECT AND LUBRICATE | 4660413
6346 | 0040-LUB-IRD-28-LVG LUBE | LGV - INSPECT AND LUBRICATE | 24 | 27 | 1L - Lubricate | 2050040I | CB-20-9 |  |  |  |  | HYDRAULIC SYSTEM | IRD | LUB | LEVEL CHK |  |  |  | 28 | 15 |  |  | JDE |  | LUBRICATION | FROM LUBE IT | 0040-LUB-IRD-28-LVG LUBE LGV - INSPECT AND LUBRICATE | 4660413
6347 | 0040-LUB-IRD-28-LVG LUBE | LGV - INSPECT AND LUBRICATE | 24 | 27 | 1L - Lubricate | 2050040I | CB-20-9 |  |  |  |  | REDUCER (IN-DRIVE WHEEL) | IRD | LUB | LEVEL CHK |  |  |  | 28 | 30 |  |  | JDE |  | LUBRICATION | FROM LUBE IT | 0040-LUB-IRD-28-LVG LUBE LGV - INSPECT AND LUBRICATE | 4660413
6348 | 0040-LUB-IRD-28-LVG LUBE | LGV - INSPECT AND LUBRICATE | 24 | 27 | 1L - Lubricate | 2050040I | CB-20-9 |  |  |  |  | FORKS CROWN AND RACK | IRD | LUB | LUBRICATE |  |  |  | 84 | 60 |  |  | JDE |  | LUBRICATION | FROM LUBE IT | 0040-LUB-IRD-28-LVG LUBE LGV - INSPECT AND LUBRICATE | 4660413
6349 | 0040-LUB-IRD-28-LVG LUBE | LGV - INSPECT AND LUBRICATE | 24 | 27 | 1L - Lubricate | 2050040I | CB-20-9 |  |  |  |  | CHAIN (FLEYER) | IRD | LUB | LUBRICATE |  |  |  | 168 | 60 |  |  | JDE |  | LUBRICATION | FROM LUBE IT | 0040-LUB-IRD-28-LVG LUBE LGV - INSPECT AND LUBRICATE | 4660413
6350 | 0040-LUB-IRD-28-LVG LUBE | LGV - INSPECT AND LUBRICATE | 24 | 27 | 1L - Lubricate | 2050040I | CB-20-9 |  |  |  |  | STEER CROWN | IRD | LUB | LUBRICATE |  |  |  | 84 | 30 |  |  | JDE |  | LUBRICATION | FROM LUBE IT | 0040-LUB-IRD-28-LVG LUBE LGV - INSPECT AND LUBRICATE | 4660413
6351 | 0040-LUB-IRD-28-LVG LUBE | LGV - INSPECT AND LUBRICATE | 24 | 27 | 1L - Lubricate | 2050040J | CB-20-10 |  |  |  |  | HYDRAULIC SYSTEM | IRD | LUB | LEVEL CHK |  |  |  | 28 | 15 |  |  | JDE |  | LUBRICATION | FROM LUBE IT | 0040-LUB-IRD-28-LVG LUBE LGV - INSPECT AND LUBRICATE | 4660413
6352 | 0040-LUB-IRD-28-LVG LUBE | LGV - INSPECT AND LUBRICATE | 24 | 27 | 1L - Lubricate | 2050040J | CB-20-10 |  |  |  |  | REDUCER (IN-DRIVE WHEEL) | IRD | LUB | LEVEL CHK |  |  |  | 28 | 30 |  |  | JDE |  | LUBRICATION | FROM LUBE IT | 0040-LUB-IRD-28-LVG LUBE LGV - INSPECT AND LUBRICATE | 4660413
6353 | 0040-LUB-IRD-28-LVG LUBE | LGV - INSPECT AND LUBRICATE | 24 | 27 | 1L - Lubricate | 2050040J | CB-20-10 |  |  |  |  | FORKS CROWN AND RACK | IRD | LUB | LUBRICATE |  |  |  | 84 | 60 |  |  | JDE |  | LUBRICATION | FROM LUBE IT | 0040-LUB-IRD-28-LVG LUBE LGV - INSPECT AND LUBRICATE | 4660413
6354 | 0040-LUB-IRD-28-LVG LUBE | LGV - INSPECT AND LUBRICATE | 24 | 27 | 1L - Lubricate | 2050040J | CB-20-10 |  |  |  |  | CHAIN (FLEYER) | IRD | LUB | LUBRICATE |  |  |  | 168 | 60 |  |  | JDE |  | LUBRICATION | FROM LUBE IT | 0040-LUB-IRD-28-LVG LUBE LGV - INSPECT AND LUBRICATE | 4660413
6355 | 0040-LUB-IRD-28-LVG LUBE | LGV - INSPECT AND LUBRICATE | 24 | 27 | 1L - Lubricate | 2050040J | CB-20-10 |  |  |  |  | STEER CROWN | IRD | LUB | LUBRICATE |  |  |  | 84 | 30 |  |  | JDE |  | LUBRICATION | FROM LUBE IT | 0040-LUB-IRD-28-LVG LUBE LGV - INSPECT AND LUBRICATE | 4660413
6356 | 0040-LUB-IRD-28-LVG LUBE | LGV - INSPECT AND LUBRICATE | 24 | 27 | 1L - Lubricate | 2050040K | LGV ELEPHANT #1 |  |  |  |  | HYDRAULIC SYSTEM | IRD | LUB | LEVEL CHK |  |  |  | 28 | 15 |  |  | JDE |  | LUBRICATION | FROM LUBE IT | 0040-LUB-IRD-28-LVG LUBE LGV - INSPECT AND LUBRICATE | 4660413
6357 | 0040-LUB-IRD-28-LVG LUBE | LGV - INSPECT AND LUBRICATE | 24 | 27 | 1L - Lubricate | 2050040K | LGV ELEPHANT #1 |  |  |  |  | REDUCER (IN-DRIVE WHEEL) | IRD | LUB | LEVEL CHK |  |  |  | 28 | 30 |  |  | JDE |  | LUBRICATION | FROM LUBE IT | 0040-LUB-IRD-28-LVG LUBE LGV - INSPECT AND LUBRICATE | 4660413
6358 | 0040-LUB-IRD-28-LVG LUBE | LGV - INSPECT AND LUBRICATE | 24 | 27 | 1L - Lubricate | 2050040K | LGV ELEPHANT #1 |  |  |  |  | CHAIN (FLEYER) | IRD | LUB | INSPECT |  |  |  | 28 | 30 |  |  | JDE |  | LUBRICATION | FROM LUBE IT | 0040-LUB-IRD-28-LVG LUBE LGV - INSPECT AND LUBRICATE | 4660413
6359 | 0040-LUB-IRD-28-LVG LUBE | LGV - INSPECT AND LUBRICATE | 24 | 27 | 1L - Lubricate | 2050040K | LGV ELEPHANT #1 |  |  |  |  | STEER CROWN | IRD | LUB | LUBRICATE |  |  |  | 84 | 30 |  |  | JDE |  | LUBRICATION | FROM LUBE IT | 0040-LUB-IRD-28-LVG LUBE LGV - INSPECT AND LUBRICATE | 4660413
6360 | 0040-LUB-IRD-28-LVG LUBE | LGV - INSPECT AND LUBRICATE | 24 | 27 | 1L - Lubricate | 2050040L | LGV ELEPHANT #2 |  |  |  |  | HYDRAULIC SYSTEM | IRD | LUB | LEVEL CHK |  |  |  | 28 | 15 |  |  | JDE |  | LUBRICATION | FROM LUBE IT | 0040-LUB-IRD-28-LVG LUBE LGV - INSPECT AND LUBRICATE | 4660413
6361 | 0040-LUB-IRD-28-LVG LUBE | LGV - INSPECT AND LUBRICATE | 24 | 27 | 1L - Lubricate | 2050040L | LGV ELEPHANT #2 |  |  |  |  | REDUCER (IN-DRIVE WHEEL) | IRD | LUB | LEVEL CHK |  |  |  | 28 | 30 |  |  | JDE |  | LUBRICATION | FROM LUBE IT | 0040-LUB-IRD-28-LVG LUBE LGV - INSPECT AND LUBRICATE | 4660413
6362 | 0040-LUB-IRD-28-LVG LUBE | LGV - INSPECT AND LUBRICATE | 24 | 27 | 1L - Lubricate | 2050040L | LGV ELEPHANT #2 |  |  |  |  | CHAIN (FLEYER) | IRD | LUB | LUBRICATE |  |  |  | 28 | 30 |  |  | JDE |  | LUBRICATION | FROM LUBE IT | 0040-LUB-IRD-28-LVG LUBE LGV - INSPECT AND LUBRICATE | 4660413
6363 | 0040-LUB-IRD-28-LVG LUBE | LGV - INSPECT AND LUBRICATE | 24 | 27 | 1L - Lubricate | 2050040L | LGV ELEPHANT #2 |  |  |  |  | STEER CROWN | IRD | LUB | LUBRICATE |  |  |  | 84 | 30 |  |  | JDE |  | LUBRICATION | FROM LUBE IT | 0040-LUB-IRD-28-LVG LUBE LGV - INSPECT AND LUBRICATE | 4660413
6364 | 0040-LUB-IRD-28-LVG LUBE | LGV - INSPECT AND LUBRICATE | 24 | 27 | 1L - Lubricate | 2050040M | LGV ELEPHANT #3 |  |  |  |  | HYDRAULIC SYSTEM | IRD | LUB | LEVEL CHK |  |  |  | 28 | 15 |  |  | JDE |  | LUBRICATION | FROM LUBE IT | 0040-LUB-IRD-28-LVG LUBE LGV - INSPECT AND LUBRICATE | 4660413
6365 | 0040-LUB-IRD-28-LVG LUBE | LGV - INSPECT AND LUBRICATE | 24 | 27 | 1L - Lubricate | 2050040M | LGV ELEPHANT #3 |  |  |  |  | REDUCER (IN-DRIVE WHEEL) | IRD | LUB | LEVEL CHK |  |  |  | 28 | 30 |  |  | JDE |  | LUBRICATION | FROM LUBE IT | 0040-LUB-IRD-28-LVG LUBE LGV - INSPECT AND LUBRICATE | 4660413
6366 | 0040-LUB-IRD-28-LVG LUBE | LGV - INSPECT AND LUBRICATE | 24 | 27 | 1L - Lubricate | 2050040M | LGV ELEPHANT #3 |  |  |  |  | CHAIN (FLEYER) | IRD | LUB | LUBRICATE |  |  |  | 28 | 30 |  |  | JDE |  | LUBRICATION | FROM LUBE IT | 0040-LUB-IRD-28-LVG LUBE LGV - INSPECT AND LUBRICATE | 4660413
6367 | 0040-LUB-IRD-28-LVG LUBE | LGV - INSPECT AND LUBRICATE | 24 | 27 | 1L - Lubricate | 2050040M | LGV ELEPHANT #3 |  |  |  |  | STEER CROWN | IRD | LUB | LUBRICATE |  |  |  | 84 | 30 |  |  | JDE |  | LUBRICATION | FROM LUBE IT | 0040-LUB-IRD-28-LVG LUBE LGV - INSPECT AND LUBRICATE | 4660413
6368 | 0040-LUB-IRD-28-LVG LUBE | LGV - INSPECT AND LUBRICATE | 24 | 27 | 1L - Lubricate | 2050040N | LGV ELEPHANT #4 |  |  |  |  | HYDRAULIC SYSTEM | IRD | LUB | LEVEL CHK |  |  |  | 28 | 15 |  |  | JDE |  | LUBRICATION | FROM LUBE IT | 0040-LUB-IRD-28-LVG LUBE LGV - INSPECT AND LUBRICATE | 4660413
6369 | 0040-LUB-IRD-28-LVG LUBE | LGV - INSPECT AND LUBRICATE | 24 | 27 | 1L - Lubricate | 2050040N | LGV ELEPHANT #4 |  |  |  |  | REDUCER (IN-DRIVE WHEEL) | IRD | LUB | LEVEL CHK |  |  |  | 28 | 30 |  |  | JDE |  | LUBRICATION | FROM LUBE IT | 0040-LUB-IRD-28-LVG LUBE LGV - INSPECT AND LUBRICATE | 4660413
6370 | 0040-LUB-IRD-28-LVG LUBE | LGV - INSPECT AND LUBRICATE | 24 | 27 | 1L - Lubricate | 2050040N | LGV ELEPHANT #4 |  |  |  |  | CHAIN (FLEYER) | IRD | LUB | LUBRICATE |  |  |  | 28 | 30 |  |  | JDE |  | LUBRICATION | FROM LUBE IT | 0040-LUB-IRD-28-LVG LUBE LGV - INSPECT AND LUBRICATE | 4660413
6371 | 0040-LUB-IRD-28-LVG LUBE | LGV - INSPECT AND LUBRICATE | 24 | 27 | 1L - Lubricate | 2050040N | LGV ELEPHANT #4 |  |  |  |  | STEER CROWN | IRD | LUB | LUBRICATE |  |  |  | 84 | 30 |  |  | JDE |  | LUBRICATION | FROM LUBE IT | 0040-LUB-IRD-28-LVG LUBE LGV - INSPECT AND LUBRICATE | 4660413
6372 | 0040-LUB-IRD-28-LVG GREASE | LGV - REGREASING | 26 | 16 | 1L - Lubricate | 2050040A | CB-20-1 |  |  |  |  | BALL SCREW (RECIRCULATING) | IRD | LUB | GREASING |  |  |  | 84 | 30 |  |  | JDE |  | LUBRICATION | FROM LUBE IT | 0040-LUB-IRD-28-LVG GREASE LGV - REGREASING | 4660414
6373 | 0040-LUB-IRD-28-LVG GREASE | LGV - REGREASING | 26 | 16 | 1L - Lubricate | 2050040A | CB-20-1 |  |  |  |  | BEARING (MAST) | IRD | LUB | GREASING |  |  |  | 28 | 120 |  |  | JDE |  | LUBRICATION | FROM LUBE IT | 0040-LUB-IRD-28-LVG GREASE LGV - REGREASING | 4660414
6374 | 0040-LUB-IRD-28-LVG GREASE | LGV - REGREASING | 26 | 16 | 1L - Lubricate | 2050040A | CB-20-1 |  |  |  |  | BUSHING AND PISTON ROD (BATTERY PUSHER) | IRD | LUB | GREASING |  |  |  | 84 | 30 |  |  | JDE |  | LUBRICATION | FROM LUBE IT | 0040-LUB-IRD-28-LVG GREASE LGV - REGREASING | 4660414
6375 | 0040-LUB-IRD-28-LVG GREASE | LGV - REGREASING | 26 | 16 | 1L - Lubricate | 2050040A | CB-20-1 |  |  |  |  | BUSHING | IRD | LUB | GREASING |  |  |  | 168 | 5 |  |  | JDE |  | LUBRICATION | FROM LUBE IT | 0040-LUB-IRD-28-LVG GREASE LGV - REGREASING | 4660414
6376 | 0040-LUB-IRD-28-LVG GREASE | LGV - REGREASING | 26 | 16 | 1L - Lubricate | 2050040A | CB-20-1 |  |  |  |  | GUIDE (EQUIPMENT) | IRD | LUB | GREASING |  |  |  | 168 | 5 |  |  | JDE |  | LUBRICATION | FROM LUBE IT | 0040-LUB-IRD-28-LVG GREASE LGV - REGREASING | 4660414
6377 | 0040-LUB-IRD-28-LVG GREASE | LGV - REGREASING | 26 | 16 | 1L - Lubricate | 2050040A | CB-20-1 |  |  |  |  | GUIDE (MAST) | IRD | LUB | GREASING |  |  |  | 28 | 30 |  |  | JDE |  | LUBRICATION | FROM LUBE IT | 0040-LUB-IRD-28-LVG GREASE LGV - REGREASING | 4660414
6378 | 0040-LUB-IRD-28-LVG GREASE | LGV - REGREASING | 26 | 16 | 1L - Lubricate | 2050040A | CB-20-1 |  |  |  |  | SLIDING BLOCK AND PRISMATIC GUIDE | IRD | LUB | GREASING |  |  |  | 84 | 30 |  |  | JDE |  | LUBRICATION | FROM LUBE IT | 0040-LUB-IRD-28-LVG GREASE LGV - REGREASING | 4660414
6379 | 0040-LUB-IRD-28-LVG GREASE | LGV - REGREASING | 26 | 16 | 1L - Lubricate | 2050040B | CB-20-2 |  |  |  |  | BALL SCREW (RECIRCULATING) | IRD | LUB | GREASING |  |  |  | 84 | 30 |  |  | JDE |  | LUBRICATION | FROM LUBE IT | 0040-LUB-IRD-28-LVG GREASE LGV - REGREASING | 4660414
6380 | 0040-LUB-IRD-28-LVG GREASE | LGV - REGREASING | 26 | 16 | 1L - Lubricate | 2050040B | CB-20-2 |  |  |  |  | BEARING (MAST) | IRD | LUB | GREASING |  |  |  | 28 | 120 |  |  | JDE |  | LUBRICATION | FROM LUBE IT | 0040-LUB-IRD-28-LVG GREASE LGV - REGREASING | 4660414
6381 | 0040-LUB-IRD-28-LVG GREASE | LGV - REGREASING | 26 | 16 | 1L - Lubricate | 2050040B | CB-20-2 |  |  |  |  | BUSHING | IRD | LUB | GREASING |  |  |  | 168 | 5 |  |  | JDE |  | LUBRICATION | FROM LUBE IT | 0040-LUB-IRD-28-LVG GREASE LGV - REGREASING | 4660414
6382 | 0040-LUB-IRD-28-LVG GREASE | LGV - REGREASING | 26 | 16 | 1L - Lubricate | 2050040B | CB-20-2 |  |  |  |  | BUSHING AND PISTON ROD (BATTERY PUSHER) | IRD | LUB | GREASING |  |  |  | 84 | 30 |  |  | JDE |  | LUBRICATION | FROM LUBE IT | 0040-LUB-IRD-28-LVG GREASE LGV - REGREASING | 4660414
6383 | 0040-LUB-IRD-28-LVG GREASE | LGV - REGREASING | 26 | 16 | 1L - Lubricate | 2050040B | CB-20-2 |  |  |  |  | GUIDE (EQUIPMENT) | IRD | LUB | GREASING |  |  |  | 168 | 5 |  |  | JDE |  | LUBRICATION | FROM LUBE IT | 0040-LUB-IRD-28-LVG GREASE LGV - REGREASING | 4660414
6384 | 0040-LUB-IRD-28-LVG GREASE | LGV - REGREASING | 26 | 16 | 1L - Lubricate | 2050040B | CB-20-2 |  |  |  |  | GUIDE (MAST) | IRD | LUB | GREASING |  |  |  | 28 | 30 |  |  | JDE |  | LUBRICATION | FROM LUBE IT | 0040-LUB-IRD-28-LVG GREASE LGV - REGREASING | 4660414
6385 | 0040-LUB-IRD-28-LVG GREASE | LGV - REGREASING | 26 | 16 | 1L - Lubricate | 2050040B | CB-20-2 |  |  |  |  | SLIDING BLOCK AND PRISMATIC GUIDE | IRD | LUB | GREASING |  |  |  | 84 | 30 |  |  | JDE |  | LUBRICATION | FROM LUBE IT | 0040-LUB-IRD-28-LVG GREASE LGV - REGREASING | 4660414
6386 | 0040-LUB-IRD-28-LVG GREASE | LGV - REGREASING | 26 | 16 | 1L - Lubricate | 2050040C | CB-20-3 |  |  |  |  | BALL SCREW (RECIRCULATING) | IRD | LUB | GREASING |  |  |  | 84 | 30 |  |  | JDE |  | LUBRICATION | FROM LUBE IT | 0040-LUB-IRD-28-LVG GREASE LGV - REGREASING | 4660414
6387 | 0040-LUB-IRD-28-LVG GREASE | LGV - REGREASING | 26 | 16 | 1L - Lubricate | 2050040C | CB-20-3 |  |  |  |  | BEARING (MAST) | IRD | LUB | GREASING |  |  |  | 28 | 120 |  |  | JDE |  | LUBRICATION | FROM LUBE IT | 0040-LUB-IRD-28-LVG GREASE LGV - REGREASING | 4660414
6388 | 0040-LUB-IRD-28-LVG GREASE | LGV - REGREASING | 26 | 16 | 1L - Lubricate | 2050040C | CB-20-3 |  |  |  |  | BUSHING | IRD | LUB | GREASING |  |  |  | 168 | 5 |  |  | JDE |  | LUBRICATION | FROM LUBE IT | 0040-LUB-IRD-28-LVG GREASE LGV - REGREASING | 4660414
6389 | 0040-LUB-IRD-28-LVG GREASE | LGV - REGREASING | 26 | 16 | 1L - Lubricate | 2050040C | CB-20-3 |  |  |  |  | BUSHING AND PISTON ROD (BATTERY PUSHER) | IRD | LUB | GREASING |  |  |  | 84 | 30 |  |  | JDE |  | LUBRICATION | FROM LUBE IT | 0040-LUB-IRD-28-LVG GREASE LGV - REGREASING | 4660414
6390 | 0040-LUB-IRD-28-LVG GREASE | LGV - REGREASING | 26 | 16 | 1L - Lubricate | 2050040C | CB-20-3 |  |  |  |  | GUIDE (EQUIPMENT) | IRD | LUB | GREASING |  |  |  | 168 | 5 |  |  | JDE |  | LUBRICATION | FROM LUBE IT | 0040-LUB-IRD-28-LVG GREASE LGV - REGREASING | 4660414
6391 | 0040-LUB-IRD-28-LVG GREASE | LGV - REGREASING | 26 | 16 | 1L - Lubricate | 2050040C | CB-20-3 |  |  |  |  | GUIDE (MAST) | IRD | LUB | GREASING |  |  |  | 28 | 30 |  |  | JDE |  | LUBRICATION | FROM LUBE IT | 0040-LUB-IRD-28-LVG GREASE LGV - REGREASING | 4660414
6392 | 0040-LUB-IRD-28-LVG GREASE | LGV - REGREASING | 26 | 16 | 1L - Lubricate | 2050040C | CB-20-3 |  |  |  |  | SLIDING BLOCK AND PRISMATIC GUIDE | IRD | LUB | GREASING |  |  |  | 84 | 30 |  |  | JDE |  | LUBRICATION | FROM LUBE IT | 0040-LUB-IRD-28-LVG GREASE LGV - REGREASING | 4660414
6393 | 0040-LUB-IRD-28-LVG GREASE | LGV - REGREASING | 26 | 16 | 1L - Lubricate | 2050040D | CB-20-4 |  |  |  |  | BALL SCREW (RECIRCULATING) | IRD | LUB | GREASING |  |  |  | 84 | 30 |  |  | JDE |  | LUBRICATION | FROM LUBE IT | 0040-LUB-IRD-28-LVG GREASE LGV - REGREASING | 4660414
6394 | 0040-LUB-IRD-28-LVG GREASE | LGV - REGREASING | 26 | 16 | 1L - Lubricate | 2050040D | CB-20-4 |  |  |  |  | BEARING (MAST) | IRD | LUB | GREASING |  |  |  | 28 | 120 |  |  | JDE |  | LUBRICATION | FROM LUBE IT | 0040-LUB-IRD-28-LVG GREASE LGV - REGREASING | 4660414
6395 | 0040-LUB-IRD-28-LVG GREASE | LGV - REGREASING | 26 | 16 | 1L - Lubricate | 2050040D | CB-20-4 |  |  |  |  | BUSHING | IRD | LUB | GREASING |  |  |  | 168 | 5 |  |  | JDE |  | LUBRICATION | FROM LUBE IT | 0040-LUB-IRD-28-LVG GREASE LGV - REGREASING | 4660414
6396 | 0040-LUB-IRD-28-LVG GREASE | LGV - REGREASING | 26 | 16 | 1L - Lubricate | 2050040D | CB-20-4 |  |  |  |  | BUSHING AND PISTON ROD (BATTERY PUSHER) | IRD | LUB | GREASING |  |  |  | 84 | 30 |  |  | JDE |  | LUBRICATION | FROM LUBE IT | 0040-LUB-IRD-28-LVG GREASE LGV - REGREASING | 4660414
6397 | 0040-LUB-IRD-28-LVG GREASE | LGV - REGREASING | 26 | 16 | 1L - Lubricate | 2050040D | CB-20-4 |  |  |  |  | GUIDE (EQUIPMENT) | IRD | LUB | GREASING |  |  |  | 168 | 5 |  |  | JDE |  | LUBRICATION | FROM LUBE IT | 0040-LUB-IRD-28-LVG GREASE LGV - REGREASING | 4660414
6398 | 0040-LUB-IRD-28-LVG GREASE | LGV - REGREASING | 26 | 16 | 1L - Lubricate | 2050040D | CB-20-4 |  |  |  |  | GUIDE (MAST) | IRD | LUB | GREASING |  |  |  | 28 | 30 |  |  | JDE |  | LUBRICATION | FROM LUBE IT | 0040-LUB-IRD-28-LVG GREASE LGV - REGREASING | 4660414
6399 | 0040-LUB-IRD-28-LVG GREASE | LGV - REGREASING | 26 | 16 | 1L - Lubricate | 2050040D | CB-20-4 |  |  |  |  | SLIDING BLOCK AND PRISMATIC GUIDE | IRD | LUB | GREASING |  |  |  | 84 | 30 |  |  | JDE |  | LUBRICATION | FROM LUBE IT | 0040-LUB-IRD-28-LVG GREASE LGV - REGREASING | 4660414
6400 | 0040-LUB-IRD-28-LVG GREASE | LGV - REGREASING | 26 | 16 | 1L - Lubricate | 2050040E | CB-20-5 |  |  |  |  | BALL SCREW (RECIRCULATING) | IRD | LUB | GREASING |  |  |  | 84 | 30 |  |  | JDE |  | LUBRICATION | FROM LUBE IT | 0040-LUB-IRD-28-LVG GREASE LGV - REGREASING | 4660414
6401 | 0040-LUB-IRD-28-LVG GREASE | LGV - REGREASING | 26 | 16 | 1L - Lubricate | 2050040E | CB-20-5 |  |  |  |  | BEARING (MAST) | IRD | LUB | GREASING |  |  |  | 28 | 120 |  |  | JDE |  | LUBRICATION | FROM LUBE IT | 0040-LUB-IRD-28-LVG GREASE LGV - REGREASING | 4660414
6402 | 0040-LUB-IRD-28-LVG GREASE | LGV - REGREASING | 26 | 16 | 1L - Lubricate | 2050040E | CB-20-5 |  |  |  |  | BUSHING | IRD | LUB | GREASING |  |  |  | 168 | 5 |  |  | JDE |  | LUBRICATION | FROM LUBE IT | 0040-LUB-IRD-28-LVG GREASE LGV - REGREASING | 4660414
6403 | 0040-LUB-IRD-28-LVG GREASE | LGV - REGREASING | 26 | 16 | 1L - Lubricate | 2050040E | CB-20-5 |  |  |  |  | BUSHING AND PISTON ROD (BATTERY PUSHER) | IRD | LUB | GREASING |  |  |  | 84 | 30 |  |  | JDE |  | LUBRICATION | FROM LUBE IT | 0040-LUB-IRD-28-LVG GREASE LGV - REGREASING | 4660414
6404 | 0040-LUB-IRD-28-LVG GREASE | LGV - REGREASING | 26 | 16 | 1L - Lubricate | 2050040E | CB-20-5 |  |  |  |  | GUIDE (EQUIPMENT) | IRD | LUB | GREASING |  |  |  | 168 | 5 |  |  | JDE |  | LUBRICATION | FROM LUBE IT | 0040-LUB-IRD-28-LVG GREASE LGV - REGREASING | 4660414
6405 | 0040-LUB-IRD-28-LVG GREASE | LGV - REGREASING | 26 | 16 | 1L - Lubricate | 2050040E | CB-20-5 |  |  |  |  | GUIDE (MAST) | IRD | LUB | GREASING |  |  |  | 28 | 30 |  |  | JDE |  | LUBRICATION | FROM LUBE IT | 0040-LUB-IRD-28-LVG GREASE LGV - REGREASING | 4660414
6406 | 0040-LUB-IRD-28-LVG GREASE | LGV - REGREASING | 26 | 16 | 1L - Lubricate | 2050040E | CB-20-5 |  |  |  |  | SLIDING BLOCK AND PRISMATIC GUIDE | IRD | LUB | GREASING |  |  |  | 84 | 30 |  |  | JDE |  | LUBRICATION | FROM LUBE IT | 0040-LUB-IRD-28-LVG GREASE LGV - REGREASING | 4660414
6407 | 0040-LUB-IRD-28-LVG GREASE | LGV - REGREASING | 26 | 16 | 1L - Lubricate | 2050040F | CB-20-6 |  |  |  |  | BALL SCREW (RECIRCULATING) | IRD | LUB | GREASING |  |  |  | 84 | 30 |  |  | JDE |  | LUBRICATION | FROM LUBE IT | 0040-LUB-IRD-28-LVG GREASE LGV - REGREASING | 4660414
6408 | 0040-LUB-IRD-28-LVG GREASE | LGV - REGREASING | 26 | 16 | 1L - Lubricate | 2050040F | CB-20-6 |  |  |  |  | BEARING (MAST) | IRD | LUB | GREASING |  |  |  | 28 | 120 |  |  | JDE |  | LUBRICATION | FROM LUBE IT | 0040-LUB-IRD-28-LVG GREASE LGV - REGREASING | 4660414
6409 | 0040-LUB-IRD-28-LVG GREASE | LGV - REGREASING | 26 | 16 | 1L - Lubricate | 2050040F | CB-20-6 |  |  |  |  | BUSHING | IRD | LUB | GREASING |  |  |  | 168 | 5 |  |  | JDE |  | LUBRICATION | FROM LUBE IT | 0040-LUB-IRD-28-LVG GREASE LGV - REGREASING | 4660414
6410 | 0040-LUB-IRD-28-LVG GREASE | LGV - REGREASING | 26 | 16 | 1L - Lubricate | 2050040F | CB-20-6 |  |  |  |  | BUSHING AND PISTON ROD (BATTERY PUSHER) | IRD | LUB | GREASING |  |  |  | 84 | 30 |  |  | JDE |  | LUBRICATION | FROM LUBE IT | 0040-LUB-IRD-28-LVG GREASE LGV - REGREASING | 4660414
6411 | 0040-LUB-IRD-28-LVG GREASE | LGV - REGREASING | 26 | 16 | 1L - Lubricate | 2050040F | CB-20-6 |  |  |  |  | GUIDE (EQUIPMENT) | IRD | LUB | GREASING |  |  |  | 168 | 5 |  |  | JDE |  | LUBRICATION | FROM LUBE IT | 0040-LUB-IRD-28-LVG GREASE LGV - REGREASING | 4660414
6412 | 0040-LUB-IRD-28-LVG GREASE | LGV - REGREASING | 26 | 16 | 1L - Lubricate | 2050040F | CB-20-6 |  |  |  |  | GUIDE (MAST) | IRD | LUB | GREASING |  |  |  | 28 | 30 |  |  | JDE |  | LUBRICATION | FROM LUBE IT | 0040-LUB-IRD-28-LVG GREASE LGV - REGREASING | 4660414
6413 | 0040-LUB-IRD-28-LVG GREASE | LGV - REGREASING | 26 | 16 | 1L - Lubricate | 2050040F | CB-20-6 |  |  |  |  | SLIDING BLOCK AND PRISMATIC GUIDE | IRD | LUB | GREASING |  |  |  | 84 | 30 |  |  | JDE |  | LUBRICATION | FROM LUBE IT | 0040-LUB-IRD-28-LVG GREASE LGV - REGREASING | 4660414
6414 | 0040-LUB-IRD-28-LVG GREASE | LGV - REGREASING | 26 | 16 | 1L - Lubricate | 2050040G | CB-20-7 |  |  |  |  | BALL SCREW (RECIRCULATING) | IRD | LUB | GREASING |  |  |  | 84 | 30 |  |  | JDE |  | LUBRICATION | FROM LUBE IT | 0040-LUB-IRD-28-LVG GREASE LGV - REGREASING | 4660414
6415 | 0040-LUB-IRD-28-LVG GREASE | LGV - REGREASING | 26 | 16 | 1L - Lubricate | 2050040G | CB-20-7 |  |  |  |  | BEARING (MAST) | IRD | LUB | GREASING |  |  |  | 28 | 120 |  |  | JDE |  | LUBRICATION | FROM LUBE IT | 0040-LUB-IRD-28-LVG GREASE LGV - REGREASING | 4660414
6416 | 0040-LUB-IRD-28-LVG GREASE | LGV - REGREASING | 26 | 16 | 1L - Lubricate | 2050040G | CB-20-7 |  |  |  |  | BUSHING | IRD | LUB | GREASING |  |  |  | 168 | 5 |  |  | JDE |  | LUBRICATION | FROM LUBE IT | 0040-LUB-IRD-28-LVG GREASE LGV - REGREASING | 4660414
6417 | 0040-LUB-IRD-28-LVG GREASE | LGV - REGREASING | 26 | 16 | 1L - Lubricate | 2050040G | CB-20-7 |  |  |  |  | BUSHING AND PISTON ROD (BATTERY PUSHER) | IRD | LUB | GREASING |  |  |  | 84 | 30 |  |  | JDE |  | LUBRICATION | FROM LUBE IT | 0040-LUB-IRD-28-LVG GREASE LGV - REGREASING | 4660414
6418 | 0040-LUB-IRD-28-LVG GREASE | LGV - REGREASING | 26 | 16 | 1L - Lubricate | 2050040G | CB-20-7 |  |  |  |  | GUIDE (EQUIPMENT) | IRD | LUB | GREASING |  |  |  | 168 | 5 |  |  | JDE |  | LUBRICATION | FROM LUBE IT | 0040-LUB-IRD-28-LVG GREASE LGV - REGREASING | 4660414
6419 | 0040-LUB-IRD-28-LVG GREASE | LGV - REGREASING | 26 | 16 | 1L - Lubricate | 2050040G | CB-20-7 |  |  |  |  | GUIDE (MAST) | IRD | LUB | GREASING |  |  |  | 28 | 30 |  |  | JDE |  | LUBRICATION | FROM LUBE IT | 0040-LUB-IRD-28-LVG GREASE LGV - REGREASING | 4660414
6420 | 0040-LUB-IRD-28-LVG GREASE | LGV - REGREASING | 26 | 16 | 1L - Lubricate | 2050040G | CB-20-7 |  |  |  |  | SLIDING BLOCK AND PRISMATIC GUIDE | IRD | LUB | GREASING |  |  |  | 84 | 30 |  |  | JDE |  | LUBRICATION | FROM LUBE IT | 0040-LUB-IRD-28-LVG GREASE LGV - REGREASING | 4660414
6421 | 0040-LUB-IRD-28-LVG GREASE | LGV - REGREASING | 26 | 16 | 1L - Lubricate | 2050040H | CB-20-8 |  |  |  |  | BALL SCREW (RECIRCULATING) | IRD | LUB | GREASING |  |  |  | 84 | 30 |  |  | JDE |  | LUBRICATION | FROM LUBE IT | 0040-LUB-IRD-28-LVG GREASE LGV - REGREASING | 4660414
6422 | 0040-LUB-IRD-28-LVG GREASE | LGV - REGREASING | 26 | 16 | 1L - Lubricate | 2050040H | CB-20-8 |  |  |  |  | BEARING (MAST) | IRD | LUB | GREASING |  |  |  | 28 | 120 |  |  | JDE |  | LUBRICATION | FROM LUBE IT | 0040-LUB-IRD-28-LVG GREASE LGV - REGREASING | 4660414
6423 | 0040-LUB-IRD-28-LVG GREASE | LGV - REGREASING | 26 | 16 | 1L - Lubricate | 2050040H | CB-20-8 |  |  |  |  | BUSHING | IRD | LUB | GREASING |  |  |  | 168 | 5 |  |  | JDE |  | LUBRICATION | FROM LUBE IT | 0040-LUB-IRD-28-LVG GREASE LGV - REGREASING | 4660414
6424 | 0040-LUB-IRD-28-LVG GREASE | LGV - REGREASING | 26 | 16 | 1L - Lubricate | 2050040H | CB-20-8 |  |  |  |  | BUSHING AND PISTON ROD (BATTERY PUSHER) | IRD | LUB | GREASING |  |  |  | 84 | 30 |  |  | JDE |  | LUBRICATION | FROM LUBE IT | 0040-LUB-IRD-28-LVG GREASE LGV - REGREASING | 4660414
6425 | 0040-LUB-IRD-28-LVG GREASE | LGV - REGREASING | 26 | 16 | 1L - Lubricate | 2050040H | CB-20-8 |  |  |  |  | GUIDE (EQUIPMENT) | IRD | LUB | GREASING |  |  |  | 168 | 5 |  |  | JDE |  | LUBRICATION | FROM LUBE IT | 0040-LUB-IRD-28-LVG GREASE LGV - REGREASING | 4660414
6426 | 0040-LUB-IRD-28-LVG GREASE | LGV - REGREASING | 26 | 16 | 1L - Lubricate | 2050040H | CB-20-8 |  |  |  |  | GUIDE (MAST) | IRD | LUB | GREASING |  |  |  | 28 | 30 |  |  | JDE |  | LUBRICATION | FROM LUBE IT | 0040-LUB-IRD-28-LVG GREASE LGV - REGREASING | 4660414
6427 | 0040-LUB-IRD-28-LVG GREASE | LGV - REGREASING | 26 | 16 | 1L - Lubricate | 2050040H | CB-20-8 |  |  |  |  | SLIDING BLOCK AND PRISMATIC GUIDE | IRD | LUB | GREASING |  |  |  | 84 | 30 |  |  | JDE |  | LUBRICATION | FROM LUBE IT | 0040-LUB-IRD-28-LVG GREASE LGV - REGREASING | 4660414
6428 | 0040-LUB-IRD-28-LVG GREASE | LGV - REGREASING | 26 | 16 | 1L - Lubricate | 2050040I | CB-20-9 |  |  |  |  | BALL SCREW (RECIRCULATING) | IRD | LUB | GREASING |  |  |  | 84 | 30 |  |  | JDE |  | LUBRICATION | FROM LUBE IT | 0040-LUB-IRD-28-LVG GREASE LGV - REGREASING | 4660414
6429 | 0040-LUB-IRD-28-LVG GREASE | LGV - REGREASING | 26 | 16 | 1L - Lubricate | 2050040I | CB-20-9 |  |  |  |  | BEARING (MAST) | IRD | LUB | GREASING |  |  |  | 28 | 120 |  |  | JDE |  | LUBRICATION | FROM LUBE IT | 0040-LUB-IRD-28-LVG GREASE LGV - REGREASING | 4660414
6430 | 0040-LUB-IRD-28-LVG GREASE | LGV - REGREASING | 26 | 16 | 1L - Lubricate | 2050040I | CB-20-9 |  |  |  |  | BUSHING | IRD | LUB | GREASING |  |  |  | 168 | 5 |  |  | JDE |  | LUBRICATION | FROM LUBE IT | 0040-LUB-IRD-28-LVG GREASE LGV - REGREASING | 4660414
6431 | 0040-LUB-IRD-28-LVG GREASE | LGV - REGREASING | 26 | 16 | 1L - Lubricate | 2050040I | CB-20-9 |  |  |  |  | BUSHING AND PISTON ROD (BATTERY PUSHER) | IRD | LUB | GREASING |  |  |  | 84 | 30 |  |  | JDE |  | LUBRICATION | FROM LUBE IT | 0040-LUB-IRD-28-LVG GREASE LGV - REGREASING | 4660414
6432 | 0040-LUB-IRD-28-LVG GREASE | LGV - REGREASING | 26 | 16 | 1L - Lubricate | 2050040I | CB-20-9 |  |  |  |  | GUIDE (EQUIPMENT) | IRD | LUB | GREASING |  |  |  | 168 | 5 |  |  | JDE |  | LUBRICATION | FROM LUBE IT | 0040-LUB-IRD-28-LVG GREASE LGV - REGREASING | 4660414
6433 | 0040-LUB-IRD-28-LVG GREASE | LGV - REGREASING | 26 | 16 | 1L - Lubricate | 2050040I | CB-20-9 |  |  |  |  | GUIDE (MAST) | IRD | LUB | GREASING |  |  |  | 28 | 30 |  |  | JDE |  | LUBRICATION | FROM LUBE IT | 0040-LUB-IRD-28-LVG GREASE LGV - REGREASING | 4660414
6434 | 0040-LUB-IRD-28-LVG GREASE | LGV - REGREASING | 26 | 16 | 1L - Lubricate | 2050040I | CB-20-9 |  |  |  |  | SLIDING BLOCK AND PRISMATIC GUIDE | IRD | LUB | GREASING |  |  |  | 84 | 30 |  |  | JDE |  | LUBRICATION | FROM LUBE IT | 0040-LUB-IRD-28-LVG GREASE LGV - REGREASING | 4660414
6435 | 0040-LUB-IRD-28-LVG GREASE | LGV - REGREASING | 26 | 16 | 1L - Lubricate | 2050040J | CB-20-10 |  |  |  |  | BALL SCREW (RECIRCULATING) | IRD | LUB | GREASING |  |  |  | 84 | 30 |  |  | JDE |  | LUBRICATION | FROM LUBE IT | 0040-LUB-IRD-28-LVG GREASE LGV - REGREASING | 4660414
6436 | 0040-LUB-IRD-28-LVG GREASE | LGV - REGREASING | 26 | 16 | 1L - Lubricate | 2050040J | CB-20-10 |  |  |  |  | BEARING (MAST) | IRD | LUB | GREASING |  |  |  | 28 | 120 |  |  | JDE |  | LUBRICATION | FROM LUBE IT | 0040-LUB-IRD-28-LVG GREASE LGV - REGREASING | 4660414
6437 | 0040-LUB-IRD-28-LVG GREASE | LGV - REGREASING | 26 | 16 | 1L - Lubricate | 2050040J | CB-20-10 |  |  |  |  | BUSHING | IRD | LUB | GREASING |  |  |  | 168 | 5 |  |  | JDE |  | LUBRICATION | FROM LUBE IT | 0040-LUB-IRD-28-LVG GREASE LGV - REGREASING | 4660414
6438 | 0040-LUB-IRD-28-LVG GREASE | LGV - REGREASING | 26 | 16 | 1L - Lubricate | 2050040J | CB-20-10 |  |  |  |  | BUSHING AND PISTON ROD (BATTERY PUSHER) | IRD | LUB | GREASING |  |  |  | 84 | 30 |  |  | JDE |  | LUBRICATION | FROM LUBE IT | 0040-LUB-IRD-28-LVG GREASE LGV - REGREASING | 4660414
6439 | 0040-LUB-IRD-28-LVG GREASE | LGV - REGREASING | 26 | 16 | 1L - Lubricate | 2050040J | CB-20-10 |  |  |  |  | GUIDE (EQUIPMENT) | IRD | LUB | GREASING |  |  |  | 168 | 5 |  |  | JDE |  | LUBRICATION | FROM LUBE IT | 0040-LUB-IRD-28-LVG GREASE LGV - REGREASING | 4660414
6440 | 0040-LUB-IRD-28-LVG GREASE | LGV - REGREASING | 26 | 16 | 1L - Lubricate | 2050040J | CB-20-10 |  |  |  |  | GUIDE (MAST) | IRD | LUB | GREASING |  |  |  | 28 | 30 |  |  | JDE |  | LUBRICATION | FROM LUBE IT | 0040-LUB-IRD-28-LVG GREASE LGV - REGREASING | 4660414
6441 | 0040-LUB-IRD-28-LVG GREASE | LGV - REGREASING | 26 | 16 | 1L - Lubricate | 2050040J | CB-20-10 |  |  |  |  | SLIDING BLOCK AND PRISMATIC GUIDE | IRD | LUB | GREASING |  |  |  | 84 | 30 |  |  | JDE |  | LUBRICATION | FROM LUBE IT | 0040-LUB-IRD-28-LVG GREASE LGV - REGREASING | 4660414
6442 | 0040-LUB-IRD-28-LVG GREASE | LGV - REGREASING | 26 | 16 | 1L - Lubricate | 2050040K | LGV ELEPHANT #1 |  |  |  |  | BEARING (MAST) | IRD | LUB | GREASING |  |  |  | 28 | 120 |  |  | JDE |  | LUBRICATION | FROM LUBE IT | 0040-LUB-IRD-28-LVG GREASE LGV - REGREASING | 4660414
6443 | 0040-LUB-IRD-28-LVG GREASE | LGV - REGREASING | 26 | 16 | 1L - Lubricate | 2050040K | LGV ELEPHANT #1 |  |  |  |  | GUIDES (MAST) | IRD | LUB | GREASING |  |  |  | 28 | 30 |  |  | JDE |  | LUBRICATION | FROM LUBE IT | 0040-LUB-IRD-28-LVG GREASE LGV - REGREASING | 4660414
6444 | 0040-LUB-IRD-28-LVG GREASE | LGV - REGREASING | 26 | 16 | 1L - Lubricate | 2050040K | LGV ELEPHANT #1 |  |  |  |  | SLIDING BLOCK AND PRISMATIC GUIDE | IRD | LUB | GREASING |  |  |  | 84 | 15 |  |  | JDE |  | LUBRICATION | FROM LUBE IT | 0040-LUB-IRD-28-LVG GREASE LGV - REGREASING | 4660414
6445 | 0040-LUB-IRD-28-LVG GREASE | LGV - REGREASING | 26 | 16 | 1L - Lubricate | 2050040L | LGV ELEPHANT #2 |  |  |  |  | BEARING (MAST) | IRD | LUB | GREASING |  |  |  | 28 | 120 |  |  | JDE |  | LUBRICATION | FROM LUBE IT | 0040-LUB-IRD-28-LVG GREASE LGV - REGREASING | 4660414
6446 | 0040-LUB-IRD-28-LVG GREASE | LGV - REGREASING | 26 | 16 | 1L - Lubricate | 2050040L | LGV ELEPHANT #2 |  |  |  |  | GUIDES (MAST) | IRD | LUB | GREASING |  |  |  | 28 | 30 |  |  | JDE |  | LUBRICATION | FROM LUBE IT | 0040-LUB-IRD-28-LVG GREASE LGV - REGREASING | 4660414
6447 | 0040-LUB-IRD-28-LVG GREASE | LGV - REGREASING | 26 | 16 | 1L - Lubricate | 2050040L | LGV ELEPHANT #2 |  |  |  |  | SLIDING BLOCK AND PRISMATIC GUIDE | IRD | LUB | GREASING |  |  |  | 84 | 15 |  |  | JDE |  | LUBRICATION | FROM LUBE IT | 0040-LUB-IRD-28-LVG GREASE LGV - REGREASING | 4660414
6448 | 0040-LUB-IRD-28-LVG GREASE | LGV - REGREASING | 26 | 16 | 1L - Lubricate | 2050040M | LGV ELEPHANT #3 |  |  |  |  | BEARING (MAST) | IRD | LUB | GREASING |  |  |  | 28 | 120 |  |  | JDE |  | LUBRICATION | FROM LUBE IT | 0040-LUB-IRD-28-LVG GREASE LGV - REGREASING | 4660414
6449 | 0040-LUB-IRD-28-LVG GREASE | LGV - REGREASING | 26 | 16 | 1L - Lubricate | 2050040M | LGV ELEPHANT #3 |  |  |  |  | GUIDES (MAST) | IRD | LUB | GREASING |  |  |  | 28 | 30 |  |  | JDE |  | LUBRICATION | FROM LUBE IT | 0040-LUB-IRD-28-LVG GREASE LGV - REGREASING | 4660414
6450 | 0040-LUB-IRD-28-LVG GREASE | LGV - REGREASING | 26 | 16 | 1L - Lubricate | 2050040M | LGV ELEPHANT #3 |  |  |  |  | SLIDING BLOCK AND PRISMATIC GUIDE | IRD | LUB | GREASING |  |  |  | 84 | 15 |  |  | JDE |  | LUBRICATION | FROM LUBE IT | 0040-LUB-IRD-28-LVG GREASE LGV - REGREASING | 4660414
6451 | 0040-LUB-IRD-28-LVG GREASE | LGV - REGREASING | 26 | 16 | 1L - Lubricate | 2050040N | LGV ELEPHANT #4 |  |  |  |  | BEARING (MAST) | IRD | LUB | GREASING |  |  |  | 28 | 120 |  |  | JDE |  | LUBRICATION | FROM LUBE IT | 0040-LUB-IRD-28-LVG GREASE LGV - REGREASING | 4660414
6452 | 0040-LUB-IRD-28-LVG GREASE | LGV - REGREASING | 26 | 16 | 1L - Lubricate | 2050040N | LGV ELEPHANT #4 |  |  |  |  | GUIDES (MAST) | IRD | LUB | GREASING |  |  |  | 28 | 30 |  |  | JDE |  | LUBRICATION | FROM LUBE IT | 0040-LUB-IRD-28-LVG GREASE LGV - REGREASING | 4660414
6453 | 0040-LUB-IRD-28-LVG GREASE | LGV - REGREASING | 26 | 16 | 1L - Lubricate | 2050040N | LGV ELEPHANT #4 |  |  |  |  | SLIDING BLOCK AND PRISMATIC GUIDE | IRD | LUB | GREASING |  |  |  | 84 | 15 |  |  | JDE |  | LUBRICATION | FROM LUBE IT | 0040-LUB-IRD-28-LVG GREASE LGV - REGREASING | 4660414
6454 | 0050-LUB-DD-672-OIL CHANGE | AIR COMPRESSOR - OIL CHANGE | 26 | 27 | 1L - Lubricate | 5050050A | AIR COMPRESSOR #1 |  |  |  |  | RESERVOIR | DD | LUB | OIL CHANGE |  |  |  | 672 | 60 |  |  | JDE |  | LUBRICATION | FROM LUBE IT | 0050-LUB-DD-672-OIL CHANGE AIR COMPRESSOR - OIL CHANGE | 4660415
6455 | 0050-LUB-DD-672-OIL CHANGE | AIR COMPRESSOR - OIL CHANGE | 26 | 27 | 1L - Lubricate | 5050050B | AIR COMPRESSOR #2 |  |  |  |  | RESERVOIR | DD | LUB | OIL CHANGE |  |  |  | 672 | 60 |  |  | JDE |  | LUBRICATION | FROM LUBE IT | 0050-LUB-DD-672-OIL CHANGE AIR COMPRESSOR - OIL CHANGE | 4660415
6456 | 0050-LUB-DD-672-OIL CHANGE | AIR COMPRESSOR - OIL CHANGE | 26 | 27 | 1L - Lubricate | 5050050C | AIR COMPRESSOR #3 |  |  |  |  | RESERVOIR | DD | LUB | OIL CHANGE |  |  |  | 672 | 60 |  |  | JDE |  | LUBRICATION | FROM LUBE IT | 0050-LUB-DD-672-OIL CHANGE AIR COMPRESSOR - OIL CHANGE | 4660415
6457 | 0050-LUB-IRD-14-TANK LEVEL CHK | AIR COMPRESSOR - INSPECTIONS | 30 | 28 | 3 - Obj Inspection | 5050050A | AIR COMPRESSOR #1 |  |  |  |  | RESERVOIR | IRD | LUB | LEVEL CHK |  |  |  | 14 | 5 |  |  | JDE |  | LUBRICATION | FROM LUBE IT | 0050-LUB-IRD-14-TANK LEVEL CHK AIR COMPRESSOR - INSPECTIONS | 4660416
6458 | 0050-LUB-IRD-14-TANK LEVEL CHK | AIR COMPRESSOR - INSPECTIONS | 30 | 28 | 3 - Obj Inspection | 5050050B | AIR COMPRESSOR #2 |  |  |  |  | RESERVOIR | IRD | LUB | LEVEL CHK |  |  |  | 14 | 5 |  |  | JDE |  | LUBRICATION | FROM LUBE IT | 0050-LUB-IRD-14-TANK LEVEL CHK AIR COMPRESSOR - INSPECTIONS | 4660416
6459 | 0050-LUB-IRD-14-TANK LEVEL CHK | AIR COMPRESSOR - INSPECTIONS | 30 | 28 | 3 - Obj Inspection | 5050050C | AIR COMPRESSOR #3 |  |  |  |  | RESERVOIR | IRD | LUB | LEVEL CHK |  |  |  | 14 | 5 |  |  | JDE |  | LUBRICATION | FROM LUBE IT | 0050-LUB-IRD-14-TANK LEVEL CHK AIR COMPRESSOR - INSPECTIONS | 4660416
6460 | 0050-LUB-IRD-84-BEARING LUBE | AIR COMPRESSOR - REGREASING | 28 | 27 | 1L - Lubricate | 5050050A | AIR COMPRESSOR #1 |  |  |  |  | BEARING (MOTOR): AIR COMPRESSOR 1 MOTOR | IRD | LUB | GREASING |  |  |  | 84 | 5 |  |  | JDE |  | LUBRICATION | FROM LUBE IT | 0050-LUB-IRD-84-BEARING LUBE AIR COMPRESSOR - REGREASING | 4660417
6461 | 0050-LUB-IRD-84-BEARING LUBE | AIR COMPRESSOR - REGREASING | 28 | 27 | 1L - Lubricate | 5050050A | AIR COMPRESSOR #1 |  |  |  |  | BEARING (OIL PUMP MOTOR): AIR COMPRESSOR 1 LUBRICATION SYSTEM | IRD | LUB | GREASING |  |  |  | 168 | 5 |  |  | JDE |  | LUBRICATION | FROM LUBE IT | 0050-LUB-IRD-84-BEARING LUBE AIR COMPRESSOR - REGREASING | 4660417
6462 | 0050-LUB-IRD-84-BEARING LUBE | AIR COMPRESSOR - REGREASING | 28 | 27 | 1L - Lubricate | 5050050D | DESICCANT AIR DRYER #1 |  |  |  |  | BEARING (MOTOR) | IRD | LUB | GREASING |  |  |  | 84 | 5 |  |  | JDE |  | LUBRICATION | FROM LUBE IT | 0050-LUB-IRD-84-BEARING LUBE AIR COMPRESSOR - REGREASING | 4660417
6463 | 0050-LUB-IRD-84-BEARING LUBE | AIR COMPRESSOR - REGREASING | 28 | 27 | 1L - Lubricate | 5050050B | AIR COMPRESSOR #2 |  |  |  |  | BEARING (MOTOR): AIR COMPRESSOR 1 MOTOR | IRD | LUB | GREASING |  |  |  | 84 | 5 |  |  | JDE |  | LUBRICATION | FROM LUBE IT | 0050-LUB-IRD-84-BEARING LUBE AIR COMPRESSOR - REGREASING | 4660417
6464 | 0050-LUB-IRD-84-BEARING LUBE | AIR COMPRESSOR - REGREASING | 28 | 27 | 1L - Lubricate | 5050050B | AIR COMPRESSOR #2 |  |  |  |  | BEARING (OIL PUMP MOTOR): AIR COMPRESSOR 2 LUBRICATION SYSTEM | IRD | LUB | GREASING |  |  |  | 168 | 5 |  |  | JDE |  | LUBRICATION | FROM LUBE IT | 0050-LUB-IRD-84-BEARING LUBE AIR COMPRESSOR - REGREASING | 4660417
6465 | 0050-LUB-IRD-84-BEARING LUBE | AIR COMPRESSOR - REGREASING | 28 | 27 | 1L - Lubricate | 5050050E | DESICCANT AIR DRYER #2 |  |  |  |  | BEARING (MOTOR) | IRD | LUB | GREASING |  |  |  | 84 | 5 |  |  | JDE |  | LUBRICATION | FROM LUBE IT | 0050-LUB-IRD-84-BEARING LUBE AIR COMPRESSOR - REGREASING | 4660417
6466 | 0050-LUB-IRD-84-BEARING LUBE | AIR COMPRESSOR - REGREASING | 28 | 27 | 1L - Lubricate | 5050050C | AIR COMPRESSOR #3 |  |  |  |  | BEARING (MOTOR): AIR COMPRESSOR 3 MOTOR | IRD | LUB | GREASING |  |  |  | 84 | 5 |  |  | JDE |  | LUBRICATION | FROM LUBE IT | 0050-LUB-IRD-84-BEARING LUBE AIR COMPRESSOR - REGREASING | 4660417
6467 | 0050-LUB-IRD-84-BEARING LUBE | AIR COMPRESSOR - REGREASING | 28 | 27 | 1L - Lubricate | 5050050C | AIR COMPRESSOR #3 |  |  |  |  | BEARING (OIL PUMP MOTOR): AIR COMPRESSOR 3 LUBRICATION SYSTEM | IRD | LUB | GREASING |  |  |  | 168 | 5 |  |  | JDE |  | LUBRICATION | FROM LUBE IT | 0050-LUB-IRD-84-BEARING LUBE AIR COMPRESSOR - REGREASING | 4660417
6468 | 0050-LUB-IRD-84-BEARING LUBE | AIR COMPRESSOR - REGREASING | 28 | 27 | 1L - Lubricate | 5050050F | DESICCANT AIR DRYER #3 |  |  |  |  | BEARING (MOTOR) | IRD | LUB | GREASING |  |  |  | 84 | 5 |  |  | JDE |  | LUBRICATION | FROM LUBE IT | 0050-LUB-IRD-84-BEARING LUBE AIR COMPRESSOR - REGREASING | 4660417
6469 | 0061-LUB-IRD-84-LUBE | CHILLER BUILDING - REGREASING | 20 | 29 | 1L - Lubricate | 3050061 | CONDENSATE WATER PUMP #1 |  |  |  |  | BEARING (MOTOR) | IRD | LUB | GREASING |  |  |  | 84 | 5 |  |  | JDE |  | LUBRICATION | FROM LUBE IT | 0061-LUB-IRD-84-LUBE CHILLER BUILDING - REGREASING | 4660418
6470 | 0061-LUB-IRD-84-LUBE | CHILLER BUILDING - REGREASING | 20 | 29 | 1L - Lubricate | 3050061 | CONDENSATE WATER PUMP #1 |  |  |  |  | BEARING (PUMP) | IRD | LUB | GREASING |  |  |  | 84 | 5 |  |  | JDE |  | LUBRICATION | FROM LUBE IT | 0061-LUB-IRD-84-LUBE CHILLER BUILDING - REGREASING | 4660418
6471 | 0061-LUB-IRD-84-LUBE | CHILLER BUILDING - REGREASING | 20 | 29 | 1L - Lubricate | 3050061 | HEAT EXCHANGER PROCESS PUMP #1 |  |  |  |  | BEARING (MOTOR) | IRD | LUB | GREASING |  |  |  | 84 | 5 |  |  | JDE |  | LUBRICATION | FROM LUBE IT | 0061-LUB-IRD-84-LUBE CHILLER BUILDING - REGREASING | 4660418
6472 | 0061-LUB-IRD-84-LUBE | CHILLER BUILDING - REGREASING | 20 | 29 | 1L - Lubricate | 3050061 | HEAT EXCHANGER PROCESS PUMP #2 |  |  |  |  | BEARING (MOTOR) | IRD | LUB | GREASING |  |  |  | 84 | 5 |  |  | JDE |  | LUBRICATION | FROM LUBE IT | 0061-LUB-IRD-84-LUBE CHILLER BUILDING - REGREASING | 4660418
6473 | 0061-LUB-IRD-84-LUBE | CHILLER BUILDING - REGREASING | 20 | 29 | 1L - Lubricate | 3050061 | CHILLED WATER PUMP #1 |  |  |  |  | BEARING (MOTOR) | IRD | LUB | GREASING |  |  |  | 84 | 5 |  |  | JDE |  | LUBRICATION | FROM LUBE IT | 0061-LUB-IRD-84-LUBE CHILLER BUILDING - REGREASING | 4660418
6474 | 0061-LUB-IRD-84-LUBE | CHILLER BUILDING - REGREASING | 20 | 29 | 1L - Lubricate | 3050061 | CHILLED WATER PUMP #1 |  |  |  |  | PUMP | IRD | LUB | GREASING |  |  |  | 112 | 5 |  |  | JDE |  | LUBRICATION | FROM LUBE IT | 0061-LUB-IRD-84-LUBE CHILLER BUILDING - REGREASING | 4660418
6475 | 0061-LUB-IRD-84-LUBE | CHILLER BUILDING - REGREASING | 20 | 29 | 1L - Lubricate | 3050061 | CHILLED WATER PUMP #2 |  |  |  |  | BEARING (MOTOR) | IRD | LUB | GREASING |  |  |  | 84 | 5 |  |  | JDE |  | LUBRICATION | FROM LUBE IT | 0061-LUB-IRD-84-LUBE CHILLER BUILDING - REGREASING | 4660418
6476 | 0061-LUB-IRD-84-LUBE | CHILLER BUILDING - REGREASING | 20 | 29 | 1L - Lubricate | 3050061 | CHILLED WATER PUMP #2 |  |  |  |  | PUMP | IRD | LUB | GREASING |  |  |  | 112 | 5 |  |  | JDE |  | LUBRICATION | FROM LUBE IT | 0061-LUB-IRD-84-LUBE CHILLER BUILDING - REGREASING | 4660418
6477 | 01008-LUB-DD-28-LUBE | MACHINE - OIL CHANGE | 20 | 20 | 1L - Lubricate | 0100854B | PARENT ROLL DISCHARGE CONVEYOR NO. 1 |  |  |  |  | REDUCER | DD | LUB | OIL CHANGE |  |  |  | 672 |  |  |  | JDE |  | LUBRICATION | FROM LUBE IT | 01008-LUB-DD-28-LUBE MACHINE - OIL CHANGE | 4660419
6478 | 01008-LUB-DD-28-LUBE | MACHINE - OIL CHANGE | 20 | 20 | 1L - Lubricate | 0100822C | REFINER #1 |  |  |  |  | RESERVOIR | DD | LUB | OIL CHANGE |  |  |  | 28 | 60 |  |  | JDE |  | LUBRICATION | FROM LUBE IT | 01008-LUB-DD-28-LUBE MACHINE - OIL CHANGE | 4660419
6479 | 01008-LUB-DD-28-LUBE | MACHINE - OIL CHANGE | 20 | 20 | 1L - Lubricate | 0100854C | PARENT ROLL DISCHARGE CONVEYOR NO. 2 |  |  |  |  | REDUCER | DD | LUB | OIL CHANGE |  |  |  | 672 |  |  |  | JDE |  | LUBRICATION | FROM LUBE IT | 01008-LUB-DD-28-LUBE MACHINE - OIL CHANGE | 4660419
6480 | 01008-LUB-DD-28-LUBE | MACHINE - OIL CHANGE | 20 | 20 | 1L - Lubricate | 0100822D | REFINER #2 |  |  |  |  | RESERVOIR | DD | LUB | OIL CHANGE |  |  |  | 28 | 60 |  |  | JDE |  | LUBRICATION | FROM LUBE IT | 01008-LUB-DD-28-LUBE MACHINE - OIL CHANGE | 4660419
6481 | 01008-LUB-DD-28-LUBE | MACHINE - OIL CHANGE | 20 | 20 | 1L - Lubricate | 0100854D | PARENT ROLL TRANSFER CONVEYOR NO. 1 |  |  |  |  | REDUCER | DD | LUB | OIL CHANGE |  |  |  | 672 |  |  |  | JDE |  | LUBRICATION | FROM LUBE IT | 01008-LUB-DD-28-LUBE MACHINE - OIL CHANGE | 4660419
6482 | 01008-LUB-DD-28-LUBE | MACHINE - OIL CHANGE | 20 | 20 | 1L - Lubricate | 0100824D | REFINER #3 |  |  |  |  | RESERVOIR | DD | LUB | OIL CHANGE |  |  |  | 28 | 60 |  |  | JDE |  | LUBRICATION | FROM LUBE IT | 01008-LUB-DD-28-LUBE MACHINE - OIL CHANGE | 4660419
6483 | 01008-LUB-DD-28-LUBE | MACHINE - OIL CHANGE | 20 | 20 | 1L - Lubricate | 0100854E | PARENT ROLL TURNTABLE CONVEYOR |  |  |  |  | REDUCER | DD | LUB | OIL CHANGE |  |  |  | 672 |  |  |  | JDE |  | LUBRICATION | FROM LUBE IT | 01008-LUB-DD-28-LUBE MACHINE - OIL CHANGE | 4660419
6484 | 01008-LUB-DD-28-LUBE | MACHINE - OIL CHANGE | 20 | 20 | 1L - Lubricate | 0100824D | REFINER #3 |  |  |  |  | OIL FILTER | DD | LUB | REPLACE |  |  |  | 336 | 20 |  |  | JDE |  | LUBRICATION | FROM LUBE IT | 01008-LUB-DD-28-LUBE MACHINE - OIL CHANGE | 4660419
6485 | 01008-LUB-DD-28-LUBE | MACHINE - OIL CHANGE | 20 | 20 | 1L - Lubricate | 0100854F | PARENT ROLL TRANSFER CONVEYOR NO. 2 |  |  |  |  | REDUCER | DD | LUB | OIL CHANGE |  |  |  | 672 |  |  |  | JDE |  | LUBRICATION | FROM LUBE IT | 01008-LUB-DD-28-LUBE MACHINE - OIL CHANGE | 4660419
6486 | 01008-LUB-DD-28-LUBE | MACHINE - OIL CHANGE | 20 | 20 | 1L - Lubricate | 010082827 | LINE 1 BALER |  |  |  |  | RESERVOIR | DD | LUB | OIL CHANGE |  |  |  | 84 | 60 |  |  | JDE |  | LUBRICATION | FROM LUBE IT | 01008-LUB-DD-28-LUBE MACHINE - OIL CHANGE | 4660419
6487 | 01008-LUB-DD-28-LUBE | MACHINE - OIL CHANGE | 20 | 20 | 1L - Lubricate | 0100854G | PARENT ROLL UPENDER |  |  |  |  | REDUCER | DD | LUB | OIL CHANGE |  |  |  | 672 |  |  |  | JDE |  | LUBRICATION | FROM LUBE IT | 01008-LUB-DD-28-LUBE MACHINE - OIL CHANGE | 4660419
6488 | 01008-LUB-DD-28-LUBE | MACHINE - OIL CHANGE | 20 | 20 | 1L - Lubricate | 0100828T | LINE 1 BALER FEED CONVEYOR |  |  |  |  | REDUCER | DD | LUB | OIL CHANGE |  |  |  | 672 | 60 |  |  | JDE |  | LUBRICATION | FROM LUBE IT | 01008-LUB-DD-28-LUBE MACHINE - OIL CHANGE | 4660419
6489 | 01008-LUB-DD-28-LUBE | MACHINE - OIL CHANGE | 20 | 20 | 1L - Lubricate | 0100854H | PARENT ROLL PICK-UP CONVEYOR NO. 1 |  |  |  |  | REDUCER | DD | LUB | OIL CHANGE |  |  |  | 672 |  |  |  | JDE |  | LUBRICATION | FROM LUBE IT | 01008-LUB-DD-28-LUBE MACHINE - OIL CHANGE | 4660419
6490 | 01008-LUB-DD-28-LUBE | MACHINE - OIL CHANGE | 20 | 20 | 1L - Lubricate | 010082828 | LINE 2 BALER |  |  |  |  | RESERVOIR | DD | LUB | OIL CHANGE |  |  |  | 84 | 60 |  |  | JDE |  | LUBRICATION | FROM LUBE IT | 01008-LUB-DD-28-LUBE MACHINE - OIL CHANGE | 4660419
6491 | 01008-LUB-DD-28-LUBE | MACHINE - OIL CHANGE | 20 | 20 | 1L - Lubricate | 0100854I | PARENT ROLL PICK-UP CONVEYOR NO. 2 |  |  |  |  | REDUCER | DD | LUB | OIL CHANGE |  |  |  | 672 |  |  |  | JDE |  | LUBRICATION | FROM LUBE IT | 01008-LUB-DD-28-LUBE MACHINE - OIL CHANGE | 4660419
6492 | 01008-LUB-DD-28-LUBE | MACHINE - OIL CHANGE | 20 | 20 | 1L - Lubricate | 0100828U | LINE 2 BALER FEED CONVEYOR |  |  |  |  | REDUCER | DD | LUB | OIL CHANGE |  |  |  | 672 | 60 |  |  | JDE |  | LUBRICATION | FROM LUBE IT | 01008-LUB-DD-28-LUBE MACHINE - OIL CHANGE | 4660419
6493 | 01008-LUB-IRD-14-LVL CHK | MACHINE - INSPECTION | 24 | 20 | 3 - Obj Inspection | 0100822C | REFINER #1 |  |  |  |  | RESERVOIR | IRD | LUB | LEVEL CHK |  |  |  | 14 | 5 |  |  | JDE |  | LUBRICATION | FROM LUBE IT | 01008-LUB-IRD-14-LVL CHK MACHINE - INSPECTION | 4660420
6494 | 01008-LUB-IRD-14-LVL CHK | MACHINE - INSPECTION | 24 | 20 | 3 - Obj Inspection | 0100822D | REFINER #2 |  |  |  |  | RESERVOIR | IRD | LUB | LEVEL CHK |  |  |  | 14 | 5 |  |  | JDE |  | LUBRICATION | FROM LUBE IT | 01008-LUB-IRD-14-LVL CHK MACHINE - INSPECTION | 4660420
6495 | 01008-LUB-IRD-14-LVL CHK | MACHINE - INSPECTION | 24 | 20 | 3 - Obj Inspection | 0100824D | REFINER #3 |  |  |  |  | RESERVOIR | IRD | LUB | LEVEL CHK |  |  |  | 14 | 5 |  |  | JDE |  | LUBRICATION | FROM LUBE IT | 01008-LUB-IRD-14-LVL CHK MACHINE - INSPECTION | 4660420
6496 | 01008-LUB-IRD-14-LVL CHK | MACHINE - INSPECTION | 24 | 20 | 3 - Obj Inspection | 010082827 | LINE 1 BALER |  |  |  |  | RESERVOIR | IRD | LUB | LEVEL CHK |  |  |  | 14 | 5 |  |  | JDE |  | LUBRICATION | FROM LUBE IT | 01008-LUB-IRD-14-LVL CHK MACHINE - INSPECTION | 4660420
6497 | 01008-LUB-IRD-14-LVL CHK | MACHINE - INSPECTION | 24 | 20 | 3 - Obj Inspection | 0100828T | LINE 1 BALER FEED CONVEYOR |  |  |  |  | REDUCER | IRD | LUB | LEVEL CHK |  |  |  | 14 | 5 |  |  | JDE |  | LUBRICATION | FROM LUBE IT | 01008-LUB-IRD-14-LVL CHK MACHINE - INSPECTION | 4660420
6498 | 01008-LUB-IRD-14-LVL CHK | MACHINE - INSPECTION | 24 | 20 | 3 - Obj Inspection | 010082828 | LINE 2 BALER |  |  |  |  | RESERVOIR | IRD | LUB | LEVEL CHK |  |  |  | 14 | 5 |  |  | JDE |  | LUBRICATION | FROM LUBE IT | 01008-LUB-IRD-14-LVL CHK MACHINE - INSPECTION | 4660420
6499 | 01008-LUB-IRD-14-LVL CHK | MACHINE - INSPECTION | 24 | 20 | 3 - Obj Inspection | 0100828U | LINE 2 BALER FEED CONVEYOR |  |  |  |  | REDUCER | IRD | LUB | LEVEL CHK |  |  |  | 14 | 5 |  |  | JDE |  | LUBRICATION | FROM LUBE IT | 01008-LUB-IRD-14-LVL CHK MACHINE - INSPECTION | 4660420
6500 | 01008-LUB-IRD-14-LVL CHK | MACHINE - INSPECTION | 24 | 20 | 3 - Obj Inspection | 0100854B | PARENT ROLL DISCHARGE CONVEYOR NO. 1 |  |  |  |  | REDUCER | IRD | LUB | LEVEL CHK |  |  |  | 14 | 5 |  |  | JDE |  | LUBRICATION | FROM LUBE IT | 01008-LUB-IRD-14-LVL CHK MACHINE - INSPECTION | 4660420
6501 | 01008-LUB-IRD-14-LVL CHK | MACHINE - INSPECTION | 24 | 20 | 3 - Obj Inspection | 0100854C | PARENT ROLL DISCHARGE CONVEYOR NO. 2 |  |  |  |  | REDUCER | IRD | LUB | LEVEL CHK |  |  |  | 14 | 5 |  |  | JDE |  | LUBRICATION | FROM LUBE IT | 01008-LUB-IRD-14-LVL CHK MACHINE - INSPECTION | 4660420
6502 | 01008-LUB-IRD-14-LVL CHK | MACHINE - INSPECTION | 24 | 20 | 3 - Obj Inspection | 0100854D | PARENT ROLL TRANSFER CONVEYOR NO. 1 |  |  |  |  | REDUCER | IRD | LUB | LEVEL CHK |  |  |  | 14 | 5 |  |  | JDE |  | LUBRICATION | FROM LUBE IT | 01008-LUB-IRD-14-LVL CHK MACHINE - INSPECTION | 4660420
6503 | 01008-LUB-IRD-14-LVL CHK | MACHINE - INSPECTION | 24 | 20 | 3 - Obj Inspection | 0100854E | PARENT ROLL TURNTABLE CONVEYOR |  |  |  |  | REDUCER | IRD | LUB | LEVEL CHK |  |  |  | 14 | 5 |  |  | JDE |  | LUBRICATION | FROM LUBE IT | 01008-LUB-IRD-14-LVL CHK MACHINE - INSPECTION | 4660420
6504 | 01008-LUB-IRD-14-LVL CHK | MACHINE - INSPECTION | 24 | 20 | 3 - Obj Inspection | 0100854F | PARENT ROLL TRANSFER CONVEYOR NO. 2 |  |  |  |  | REDUCER | IRD | LUB | LEVEL CHK |  |  |  | 14 | 5 |  |  | JDE |  | LUBRICATION | FROM LUBE IT | 01008-LUB-IRD-14-LVL CHK MACHINE - INSPECTION | 4660420
6505 | 01008-LUB-IRD-14-LVL CHK | MACHINE - INSPECTION | 24 | 20 | 3 - Obj Inspection | 0100854G | PARENT ROLL UPENDER |  |  |  |  | REDUCER | IRD | LUB | LEVEL CHK |  |  |  | 14 | 5 |  |  | JDE |  | LUBRICATION | FROM LUBE IT | 01008-LUB-IRD-14-LVL CHK MACHINE - INSPECTION | 4660420
6506 | 01008-LUB-IRD-14-LVL CHK | MACHINE - INSPECTION | 24 | 20 | 3 - Obj Inspection | 0100854H | PARENT ROLL PICK-UP CONVEYOR NO. 1 |  |  |  |  | REDUCER | IRD | LUB | LEVEL CHK |  |  |  | 14 | 5 |  |  | JDE |  | LUBRICATION | FROM LUBE IT | 01008-LUB-IRD-14-LVL CHK MACHINE - INSPECTION | 4660420
6507 | 01008-LUB-IRD-14-LVL CHK | MACHINE - INSPECTION | 24 | 20 | 3 - Obj Inspection | 0100854I | PARENT ROLL PICK-UP CONVEYOR NO. 2 |  |  |  |  | REDUCER | IRD | LUB | LEVEL CHK |  |  |  | 14 | 5 |  |  | JDE |  | LUBRICATION | FROM LUBE IT | 01008-LUB-IRD-14-LVL CHK MACHINE - INSPECTION | 4660420
6508 | 01008-LUB-IRD-112-BEARING | MEZZANINE - REGREASING | 25 | 22 | 1L - Lubricate | 0100868LE | MAKE-UP AIR UNIT #5 |  |  |  |  | BEARING (MOTOR) | IRD | LUB | GREASING |  |  |  | 672 | 5 |  |  | JDE |  | LUBRICATION | FROM LUBE IT | 01008-LUB-IRD-112-BEARING MEZZANINE - REGREASING | 4660421
6509 | 01008-LUB-IRD-112-BEARING | MEZZANINE - REGREASING | 25 | 22 | 1L - Lubricate | 0100868LE | MAKE-UP AIR UNIT #5 |  |  |  |  | BEARING | IRD | LUB | GREASING |  |  |  | 112 | 5 |  |  | JDE |  | LUBRICATION | FROM LUBE IT | 01008-LUB-IRD-112-BEARING MEZZANINE - REGREASING | 4660421
6510 | 01008-LUB-IRD-112-BEARING | MEZZANINE - REGREASING | 25 | 22 | 1L - Lubricate | 0100864BB | REEL DRUM VACCUM EXHAUST FAN |  |  |  |  | BEARING (MOTOR) | IRD | LUB | GREASING |  |  |  | 168 | 5 |  |  | JDE |  | LUBRICATION | FROM LUBE IT | 01008-LUB-IRD-112-BEARING MEZZANINE - REGREASING | 4660421
6511 | 01008-LUB-IRD-112-BEARING | MEZZANINE - REGREASING | 25 | 22 | 1L - Lubricate | 0100864BB | REEL DRUM VACCUM EXHAUST FAN |  |  |  |  | BEARING | IRD | LUB | GREASING |  |  |  | 168 | 5 |  |  | JDE |  | LUBRICATION | FROM LUBE IT | 01008-LUB-IRD-112-BEARING MEZZANINE - REGREASING | 4660421
6512 | 01008-LUB-IRD-112-BEARING | MEZZANINE - REGREASING | 25 | 22 | 1L - Lubricate | 0100868LC | MAKE-UP AIR UNIT #3 |  |  |  |  | BEARING (MOTOR) | IRD | LUB | GREASING |  |  |  | 672 | 5 |  |  | JDE |  | LUBRICATION | FROM LUBE IT | 01008-LUB-IRD-112-BEARING MEZZANINE - REGREASING | 4660421
6513 | 01008-LUB-IRD-112-BEARING | MEZZANINE - REGREASING | 25 | 22 | 1L - Lubricate | 0100868LC | MAKE-UP AIR UNIT #3 |  |  |  |  | BEARING | IRD | LUB | GREASING |  |  |  | 112 | 5 |  |  | JDE |  | LUBRICATION | FROM LUBE IT | 01008-LUB-IRD-112-BEARING MEZZANINE - REGREASING | 4660421
6514 | 01008-LUB-IRD-112-BEARING | MEZZANINE - REGREASING | 25 | 22 | 1L - Lubricate | 0100860CA | TAD SECTION MIST REMOVAL FAN |  |  |  |  | BEARING (MOTOR) | IRD | LUB | GREASING |  |  |  | 168 | 5 |  |  | JDE |  | LUBRICATION | FROM LUBE IT | 01008-LUB-IRD-112-BEARING MEZZANINE - REGREASING | 4660421
6515 | 01008-LUB-IRD-112-BEARING | MEZZANINE - REGREASING | 25 | 22 | 1L - Lubricate | 0100860CA | TAD SECTION MIST REMOVAL FAN |  |  |  |  | BEARING | IRD | LUB | GREASING |  |  |  | 168 | 5 |  |  | JDE |  | LUBRICATION | FROM LUBE IT | 01008-LUB-IRD-112-BEARING MEZZANINE - REGREASING | 4660421
6516 | 01008-LUB-IRD-112-BEARING | MEZZANINE - REGREASING | 25 | 22 | 1L - Lubricate | 0100832HF | DAF RECIRCULATION PUMP |  |  |  |  | PUMP | IRD | LUB | OIL CHANGE |  |  |  | 336 | 60 |  |  | JDE |  | LUBRICATION | FROM LUBE IT | 01008-LUB-IRD-112-BEARING MEZZANINE - REGREASING | 4660421
6517 | 01008-LUB-IRD-112-BEARING | MEZZANINE - REGREASING | 25 | 22 | 1L - Lubricate | 0100832HF | DAF RECIRCULATION PUMP |  |  |  |  | PUMP | IRD | LUB | LEVEL CHK |  |  |  | 14 | 5 |  |  | JDE |  | LUBRICATION | FROM LUBE IT | 01008-LUB-IRD-112-BEARING MEZZANINE - REGREASING | 4660421
6518 | 01008-LUB-IRD-112-BEARING | MEZZANINE - REGREASING | 25 | 22 | 1L - Lubricate | 0100868LB | MAKE-UP AIR UNIT #2 |  |  |  |  | BEARING (MOTOR) | IRD | LUB | GREASING |  |  |  | 672 | 5 |  |  | JDE |  | LUBRICATION | FROM LUBE IT | 01008-LUB-IRD-112-BEARING MEZZANINE - REGREASING | 4660421
6519 | 01008-LUB-IRD-112-BEARING | MEZZANINE - REGREASING | 25 | 22 | 1L - Lubricate | 0100868LB | MAKE-UP AIR UNIT #2 |  |  |  |  | BEARING | IRD | LUB | GREASING |  |  |  | 112 | 5 |  |  | JDE |  | LUBRICATION | FROM LUBE IT | 01008-LUB-IRD-112-BEARING MEZZANINE - REGREASING | 4660421
6520 | 01008-LUB-IRD-112-BEARING | MEZZANINE - REGREASING | 25 | 22 | 1L - Lubricate | 0100868LD | MAKE-UP AIR UNIT #4 |  |  |  |  | BEARING (MOTOR) | IRD | LUB | GREASING |  |  |  | 672 | 5 |  |  | JDE |  | LUBRICATION | FROM LUBE IT | 01008-LUB-IRD-112-BEARING MEZZANINE - REGREASING | 4660421
6521 | 01008-LUB-IRD-112-BEARING | MEZZANINE - REGREASING | 25 | 22 | 1L - Lubricate | 0100868LD | MAKE-UP AIR UNIT #4 |  |  |  |  | BEARING | IRD | LUB | GREASING |  |  |  | 112 | 5 |  |  | JDE |  | LUBRICATION | FROM LUBE IT | 01008-LUB-IRD-112-BEARING MEZZANINE - REGREASING | 4660421
6522 | 01008-LUB-IRD-112-BEARING | MEZZANINE - REGREASING | 25 | 22 | 1L - Lubricate | 0100864AY | WET DUST EXHAUST FAN |  |  |  |  | BEARING | IRD | LUB | GREASING |  |  |  | 112 | 10 |  |  | JDE |  | LUBRICATION | FROM LUBE IT | 01008-LUB-IRD-112-BEARING MEZZANINE - REGREASING | 4660421
6523 | 01008-LUB-IRD-112-BEARING | MEZZANINE - REGREASING | 25 | 22 | 1L - Lubricate | 0100864AY | WET DUST EXHAUST FAN |  |  |  |  | BEARING (MOTOR) | IRD | LUB | GREASING |  |  |  | 112 | 10 |  |  | JDE |  | LUBRICATION | FROM LUBE IT | 01008-LUB-IRD-112-BEARING MEZZANINE - REGREASING | 4660421
6524 | 01008-LUB-IRD-112-BEARING | MEZZANINE - REGREASING | 25 | 22 | 1L - Lubricate | 0100864CA | ADVANTAGE BLOW BOX SUPPLY FAN |  |  |  |  | BEARING | IRD | LUB | GREASING |  |  |  | 112 | 10 |  |  | JDE |  | LUBRICATION | FROM LUBE IT | 01008-LUB-IRD-112-BEARING MEZZANINE - REGREASING | 4660421
6525 | 01008-LUB-IRD-112-BEARING | MEZZANINE - REGREASING | 25 | 22 | 1L - Lubricate | 0100864CA | ADVANTAGE BLOW BOX SUPPLY FAN |  |  |  |  | BEARING (MOTOR) | IRD | LUB | GREASING |  |  |  | 112 | 10 |  |  | JDE |  | LUBRICATION | FROM LUBE IT | 01008-LUB-IRD-112-BEARING MEZZANINE - REGREASING | 4660421
6526 | 01008-LUB-IRD-112-BEARING | MEZZANINE - REGREASING | 25 | 22 | 1L - Lubricate | 0100860A | FORMING SECTION EXHAUST SYSTEM |  |  |  |  | BEARING | IRD | LUB | GREASING |  |  |  | 112 | 10 |  |  | JDE |  | LUBRICATION | FROM LUBE IT | 01008-LUB-IRD-112-BEARING MEZZANINE - REGREASING | 4660421
6527 | 01008-LUB-IRD-112-BEARING | MEZZANINE - REGREASING | 25 | 22 | 1L - Lubricate | 0100860A | FORMING SECTION EXHAUST SYSTEM |  |  |  |  | BEARING (MOTOR) | IRD | LUB | GREASING |  |  |  | 112 | 10 |  |  | JDE |  | LUBRICATION | FROM LUBE IT | 01008-LUB-IRD-112-BEARING MEZZANINE - REGREASING | 4660421
6528 | 01008-LUB-IRD-112-BEARING | MEZZANINE - REGREASING | 25 | 22 | 1L - Lubricate | 0100860BB | GLUE CONTAINMENT EXHAUST FAN |  |  |  |  | BEARING | IRD | LUB | GREASING |  |  |  | 112 | 10 |  |  | JDE |  | LUBRICATION | FROM LUBE IT | 01008-LUB-IRD-112-BEARING MEZZANINE - REGREASING | 4660421
6529 | 01008-LUB-IRD-112-BEARING | MEZZANINE - REGREASING | 25 | 22 | 1L - Lubricate | 0100860BB | GLUE CONTAINMENT EXHAUST FAN |  |  |  |  | BEARING (MOTOR) | IRD | LUB | GREASING |  |  |  | 112 | 10 |  |  | JDE |  | LUBRICATION | FROM LUBE IT | 01008-LUB-IRD-112-BEARING MEZZANINE - REGREASING | 4660421
6530 | 01008-LUB-IRD-112-BEARING | MEZZANINE - REGREASING | 25 | 22 | 1L - Lubricate | 0100868JA | D/E MEZZANINE ROOF EXHAUST FAN NO. 1 |  |  |  |  | BEARING (MOTOR) | IRD | LUB | GREASING |  |  |  | 112 | 10 |  |  | JDE |  | LUBRICATION | FROM LUBE IT | 01008-LUB-IRD-112-BEARING MEZZANINE - REGREASING | 4660421
6531 | 01008-LUB-IRD-112-BEARING | MEZZANINE - REGREASING | 25 | 22 | 1L - Lubricate | 0100868JA | D/E MEZZANINE ROOF EXHAUST FAN NO. 1 |  |  |  |  | BEARING | IRD | LUB | GREASING |  |  |  | 112 | 10 |  |  | JDE |  | LUBRICATION | FROM LUBE IT | 01008-LUB-IRD-112-BEARING MEZZANINE - REGREASING | 4660421
6532 | 01008-LUB-IRD-112-BEARING | MEZZANINE - REGREASING | 25 | 22 | 1L - Lubricate | 0100868JB | W/E MEZZANINE ROOF EXHAUST FAN NO. 2 |  |  |  |  | BEARING (MOTOR) | IRD | LUB | GREASING |  |  |  | 112 | 10 |  |  | JDE |  | LUBRICATION | FROM LUBE IT | 01008-LUB-IRD-112-BEARING MEZZANINE - REGREASING | 4660421
6533 | 01008-LUB-IRD-112-BEARING | MEZZANINE - REGREASING | 25 | 22 | 1L - Lubricate | 0100868JB | W/E MEZZANINE ROOF EXHAUST FAN NO. 2 |  |  |  |  | BEARING | IRD | LUB | GREASING |  |  |  | 112 | 10 |  |  | JDE |  | LUBRICATION | FROM LUBE IT | 01008-LUB-IRD-112-BEARING MEZZANINE - REGREASING | 4660421
6534 | 01008-LUB-IRD-112-BEARING | MEZZANINE - REGREASING | 25 | 22 | 1L - Lubricate | 0100868IA | MACHINE ROOM FALSE CEILING EXHAUST FAN NO. 1 |  |  |  |  | BEARING (MOTOR) | IRD | LUB | GREASING |  |  |  | 112 | 10 |  |  | JDE |  | LUBRICATION | FROM LUBE IT | 01008-LUB-IRD-112-BEARING MEZZANINE - REGREASING | 4660421
6535 | 01008-LUB-IRD-112-BEARING | MEZZANINE - REGREASING | 25 | 22 | 1L - Lubricate | 0100868IA | MACHINE ROOM FALSE CEILING EXHAUST FAN NO. 1 |  |  |  |  | BEARING | IRD | LUB | GREASING |  |  |  | 112 | 10 |  |  | JDE |  | LUBRICATION | FROM LUBE IT | 01008-LUB-IRD-112-BEARING MEZZANINE - REGREASING | 4660421
6536 | 01008-LUB-IRD-112-BEARING | MEZZANINE - REGREASING | 25 | 22 | 1L - Lubricate | 0100868IB | MACHINE ROOM FALSE CEILING EXHAUST FAN NO. 2 |  |  |  |  | BEARING (MOTOR) | IRD | LUB | GREASING |  |  |  | 112 | 10 |  |  | JDE |  | LUBRICATION | FROM LUBE IT | 01008-LUB-IRD-112-BEARING MEZZANINE - REGREASING | 4660421
6537 | 01008-LUB-IRD-112-BEARING | MEZZANINE - REGREASING | 25 | 22 | 1L - Lubricate | 0100868IB | MACHINE ROOM FALSE CEILING EXHAUST FAN NO. 2 |  |  |  |  | BEARING | IRD | LUB | GREASING |  |  |  | 112 | 10 |  |  | JDE |  | LUBRICATION | FROM LUBE IT | 01008-LUB-IRD-112-BEARING MEZZANINE - REGREASING | 4660421
6538 | 01008-LUB-IRD-112-BEARING | MEZZANINE - REGREASING | 25 | 22 | 1L - Lubricate | 0100868IC | MACHINE ROOM FALSE CEILING EXHAUST FAN NO. 3 |  |  |  |  | BEARING (MOTOR) | IRD | LUB | GREASING |  |  |  | 112 | 10 |  |  | JDE |  | LUBRICATION | FROM LUBE IT | 01008-LUB-IRD-112-BEARING MEZZANINE - REGREASING | 4660421
6539 | 01008-LUB-IRD-112-BEARING | MEZZANINE - REGREASING | 25 | 22 | 1L - Lubricate | 0100868IC | MACHINE ROOM FALSE CEILING EXHAUST FAN NO. 3 |  |  |  |  | BEARING | IRD | LUB | GREASING |  |  |  | 112 | 10 |  |  | JDE |  | LUBRICATION | FROM LUBE IT | 01008-LUB-IRD-112-BEARING MEZZANINE - REGREASING | 4660421
6540 | 01008-LUB-IRD-112-BEARING | MEZZANINE - REGREASING | 25 | 22 | 1L - Lubricate | 0100868ID | MACHINE ROOM FALSE CEILING EXHAUST FAN NO. 4 |  |  |  |  | BEARING (MOTOR) | IRD | LUB | GREASING |  |  |  | 112 | 10 |  |  | JDE |  | LUBRICATION | FROM LUBE IT | 01008-LUB-IRD-112-BEARING MEZZANINE - REGREASING | 4660421
6541 | 01008-LUB-IRD-112-BEARING | MEZZANINE - REGREASING | 25 | 22 | 1L - Lubricate | 0100868ID | MACHINE ROOM FALSE CEILING EXHAUST FAN NO. 4 |  |  |  |  | BEARING | IRD | LUB | GREASING |  |  |  | 112 | 10 |  |  | JDE |  | LUBRICATION | FROM LUBE IT | 01008-LUB-IRD-112-BEARING MEZZANINE - REGREASING | 4660421
6542 | 01008-LUB-IRD-112-BEARING | MEZZANINE - REGREASING | 25 | 22 | 1L - Lubricate | 0100868IE | MACHINE ROOM FALSE CEILING EXHAUST FAN NO. 5 |  |  |  |  | BEARING (MOTOR) | IRD | LUB | GREASING |  |  |  | 112 | 10 |  |  | JDE |  | LUBRICATION | FROM LUBE IT | 01008-LUB-IRD-112-BEARING MEZZANINE - REGREASING | 4660421
6543 | 01008-LUB-IRD-112-BEARING | MEZZANINE - REGREASING | 25 | 22 | 1L - Lubricate | 0100868IE | MACHINE ROOM FALSE CEILING EXHAUST FAN NO. 5 |  |  |  |  | BEARING | IRD | LUB | GREASING |  |  |  | 112 | 10 |  |  | JDE |  | LUBRICATION | FROM LUBE IT | 01008-LUB-IRD-112-BEARING MEZZANINE - REGREASING | 4660421
6544 | 01008-LUB-IRD-112-BEARING | MEZZANINE - REGREASING | 25 | 22 | 1L - Lubricate | 0100868NH | FALSE CEILING SUPPLY UNIT CONTROL BOX |  |  |  |  | BEARING (MOTOR) | IRD | LUB | GREASING |  |  |  | 112 | 10 |  |  | JDE |  | LUBRICATION | FROM LUBE IT | 01008-LUB-IRD-112-BEARING MEZZANINE - REGREASING | 4660421
6545 | 01008-LUB-IRD-112-BEARING | MEZZANINE - REGREASING | 25 | 22 | 1L - Lubricate | 0100868NH | FALSE CEILING SUPPLY UNIT CONTROL BOX |  |  |  |  | BEARING | IRD | LUB | GREASING |  |  |  | 112 | 10 |  |  | JDE |  | LUBRICATION | FROM LUBE IT | 01008-LUB-IRD-112-BEARING MEZZANINE - REGREASING | 4660421
6546 | 01008-LUB-IRD-84-BEARING LUBE | MACHINE - REGREASING (MOTOR) | 29 | 28 | 1L - Lubricate | 0100870HF | CENTER WIND ASSIST |  |  |  |  | BEARING (MOTOR - TRS336-09) | IRD | LUB | GREASING |  |  |  | 84 | 5 |  |  | JDE |  | LUBRICATION | FROM LUBE IT | 01008-LUB-IRD-84-BEARING LUBE MACHINE - REGREASING (MOTOR) | 4660422
6547 | 01008-LUB-IRD-84-BEARING LUBE | MACHINE - REGREASING (MOTOR) | 29 | 28 | 1L - Lubricate | 0100870HF | CENTER WIND ASSIST |  |  |  |  | BEARING (MOTOR - TRS336-10) | IRD | LUB | GREASING |  |  |  | 84 | 5 |  |  | JDE |  | LUBRICATION | FROM LUBE IT | 01008-LUB-IRD-84-BEARING LUBE MACHINE - REGREASING (MOTOR) | 4660422
6548 | 01008-LUB-IRD-84-BEARING LUBE | MACHINE - REGREASING (MOTOR) | 29 | 28 | 1L - Lubricate | 0100870L57 | SPOOL STARTER |  |  |  |  | BEARING (MOTOR) | IRD | LUB | GREASING |  |  |  | 336 | 5 |  |  | JDE |  | LUBRICATION | FROM LUBE IT | 01008-LUB-IRD-84-BEARING LUBE MACHINE - REGREASING (MOTOR) | 4660422
6549 | 01008-LUB-IRD-84-BEARING LUBE | MACHINE - REGREASING (MOTOR) | 29 | 28 | 1L - Lubricate | 0100870CG | PRESS ROLL |  |  |  |  | BEARING (MOTOR) | IRD | LUB | GREASING |  |  |  | 168 | 5 |  |  | JDE |  | LUBRICATION | FROM LUBE IT | 01008-LUB-IRD-84-BEARING LUBE MACHINE - REGREASING (MOTOR) | 4660422
6550 | 01008-LUB-IRD-84-BEARING LUBE | MACHINE - REGREASING (MOTOR) | 29 | 28 | 1L - Lubricate | 0100870BF | FORMING ROLL 2-01 |  |  |  |  | BEARING (MOTOR) | IRD | LUB | GREASING |  |  |  | 112 | 5 |  |  | JDE |  | LUBRICATION | FROM LUBE IT | 01008-LUB-IRD-84-BEARING LUBE MACHINE - REGREASING (MOTOR) | 4660422
6551 | 01008-LUB-IRD-84-BEARING LUBE | MACHINE - REGREASING (MOTOR) | 29 | 28 | 1L - Lubricate | 0100870H | REEL DRUM |  |  |  |  | BEARING (MOTOR) | IRD | LUB | GREASING |  |  |  | 336 | 5 |  |  | JDE |  | LUBRICATION | FROM LUBE IT | 01008-LUB-IRD-84-BEARING LUBE MACHINE - REGREASING (MOTOR) | 4660422
6552 | 01008-LUB-IRD-84-BEARING LUBE | MACHINE - REGREASING (MOTOR) | 29 | 28 | 1L - Lubricate | 0100870CAA | TAD CYLINDER #1 |  |  |  |  | BEARING (MOTOR) | IRD | LUB | GREASING |  |  |  | 168 | 5 |  |  | JDE |  | LUBRICATION | FROM LUBE IT | 01008-LUB-IRD-84-BEARING LUBE MACHINE - REGREASING (MOTOR) | 4660422
6553 | 01008-LUB-IRD-84-BEARING LUBE | MACHINE - REGREASING (MOTOR) | 29 | 28 | 1L - Lubricate | 0100870CDA | TAD CYLINDER #2 |  |  |  |  | BEARING (MOTOR) | IRD | LUB | GREASING |  |  |  | 168 | 5 |  |  | JDE |  | LUBRICATION | FROM LUBE IT | 01008-LUB-IRD-84-BEARING LUBE MACHINE - REGREASING (MOTOR) | 4660422
6554 | 01008-LUB-IRD-84-BEARING LUBE | MACHINE - REGREASING (MOTOR) | 29 | 28 | 1L - Lubricate | 0100870CC | TAD LEAD ROLL |  |  |  |  | BEARING (MOTOR) | IRD | LUB | GREASING |  |  |  | 336 | 5 |  |  | JDE |  | LUBRICATION | FROM LUBE IT | 01008-LUB-IRD-84-BEARING LUBE MACHINE - REGREASING (MOTOR) | 4660422
6555 | 01008-LUB-IRD-84-BEARING LUBE | MACHINE - REGREASING (MOTOR) | 29 | 28 | 1L - Lubricate | 0100864EC | QCS PRESSURIZATION FAN |  |  |  |  | BEARING (MOTOR) | IRD | LUB | GREASING |  |  |  | 672 | 5 |  |  | JDE |  | LUBRICATION | FROM LUBE IT | 01008-LUB-IRD-84-BEARING LUBE MACHINE - REGREASING (MOTOR) | 4660422
6556 | 01008-LUB-IRD-84-BEARING LUBE | MACHINE - REGREASING (MOTOR) | 29 | 28 | 1L - Lubricate | 0100822C | REFINER #1 |  |  |  |  | BEARING (MOTOR) | IRD | LUB | GREASING |  |  |  | 84 | 5 |  |  | JDE |  | LUBRICATION | FROM LUBE IT | 01008-LUB-IRD-84-BEARING LUBE MACHINE - REGREASING (MOTOR) | 4660422
6557 | 01008-LUB-IRD-84-BEARING LUBE | MACHINE - REGREASING (MOTOR) | 29 | 28 | 1L - Lubricate | 0100822D | REFINER #2 |  |  |  |  | BEARING (MOTOR) | IRD | LUB | GREASING |  |  |  | 84 | 5 |  |  | JDE |  | LUBRICATION | FROM LUBE IT | 01008-LUB-IRD-84-BEARING LUBE MACHINE - REGREASING (MOTOR) | 4660422
6558 | 01008-LUB-IRD-84-BEARING LUBE | MACHINE - REGREASING (MOTOR) | 29 | 28 | 1L - Lubricate | 0100824D | REFINER #3 |  |  |  |  | BEARING (MOTOR) | IRD | LUB | GREASING |  |  |  | 84 | 5 |  |  | JDE |  | LUBRICATION | FROM LUBE IT | 01008-LUB-IRD-84-BEARING LUBE MACHINE - REGREASING (MOTOR) | 4660422
6559 | 01008-LUB-IRD-84-BEARING LUBE | MACHINE - REGREASING (MOTOR) | 29 | 28 | 1L - Lubricate | 0100822B | LINE 1 COARSE SCREEN |  |  |  |  | BEARING (MOTOR) | IRD | LUB | GREASING |  |  |  | 336 | 5 |  |  | JDE |  | LUBRICATION | FROM LUBE IT | 01008-LUB-IRD-84-BEARING LUBE MACHINE - REGREASING (MOTOR) | 4660422
6560 | 01008-LUB-IRD-84-BEARING LUBE | MACHINE - REGREASING (MOTOR) | 29 | 28 | 1L - Lubricate | 0100824B | LINE 2 COARSE SCREEN |  |  |  |  | BEARING (MOTOR) | IRD | LUB | GREASING |  |  |  | 336 | 5 |  |  | JDE |  | LUBRICATION | FROM LUBE IT | 01008-LUB-IRD-84-BEARING LUBE MACHINE - REGREASING (MOTOR) | 4660422
6561 | 01008-LUB-IRD-84-BEARING LUBE | MACHINE - REGREASING (MOTOR) | 29 | 28 | 1L - Lubricate | 010082827 | LINE 1 BALER |  |  |  |  | BEARING (MOTOR): LINE 1 BALER MOTOR 1 | IRD | LUB | GREASING |  |  |  | 84 | 5 |  |  | JDE |  | LUBRICATION | FROM LUBE IT | 01008-LUB-IRD-84-BEARING LUBE MACHINE - REGREASING (MOTOR) | 4660422
6562 | 01008-LUB-IRD-84-BEARING LUBE | MACHINE - REGREASING (MOTOR) | 29 | 28 | 1L - Lubricate | 0100824 | LINE 2 DEFLAKER |  |  |  |  | BEARING (MOTOR) | IRD | LUB | GREASING |  |  |  | 84 | 5 |  |  | JDE |  | LUBRICATION | FROM LUBE IT | 01008-LUB-IRD-84-BEARING LUBE MACHINE - REGREASING (MOTOR) | 4660422
6563 | 01008-LUB-IRD-28-LUBE | MACHINE - REGREASING | 21 | 20 | 1L - Lubricate | 0100854A | PARENT ROLL TABLE |  |  |  |  | BEARING | IRD | LUB | GREASING |  |  |  | 168 |  |  |  | JDE |  | LUBRICATION | FROM LUBE IT | 01008-LUB-IRD-28-LUBE MACHINE - REGREASING | 4660423
6564 | 01008-LUB-IRD-28-LUBE | MACHINE - REGREASING | 21 | 20 | 1L - Lubricate | 0100854H | PARENT ROLL PICK-UP CONVEYOR NO. 1 |  |  |  |  | BEARING | IRD | LUB | LUBRICATE |  |  |  | 168 |  |  |  | JDE |  | LUBRICATION | FROM LUBE IT | 01008-LUB-IRD-28-LUBE MACHINE - REGREASING | 4660423
6565 | 01008-LUB-IRD-28-LUBE | MACHINE - REGREASING | 21 | 20 | 1L - Lubricate | 0100854A | PARENT ROLL TABLE |  |  |  |  | BALL COUPLING | IRD | LUB | GREASING |  |  |  | 168 |  |  |  | JDE |  | LUBRICATION | FROM LUBE IT | 01008-LUB-IRD-28-LUBE MACHINE - REGREASING | 4660423
6566 | 01008-LUB-IRD-28-LUBE | MACHINE - REGREASING | 21 | 20 | 1L - Lubricate | 0100854I | PARENT ROLL PICK-UP CONVEYOR NO. 2 |  |  |  |  | BEARING | IRD | LUB | GREASING |  |  |  | 168 |  |  |  | JDE |  | LUBRICATION | FROM LUBE IT | 01008-LUB-IRD-28-LUBE MACHINE - REGREASING | 4660423
6567 | 01008-LUB-IRD-28-LUBE | MACHINE - REGREASING | 21 | 20 | 1L - Lubricate | 0100854B | PARENT ROLL DISCHARGE CONVEYOR NO. 1 |  |  |  |  | BEARING | IRD | LUB | GREASING |  |  |  | 168 |  |  |  | JDE |  | LUBRICATION | FROM LUBE IT | 01008-LUB-IRD-28-LUBE MACHINE - REGREASING | 4660423
6568 | 01008-LUB-IRD-28-LUBE | MACHINE - REGREASING | 21 | 20 | 1L - Lubricate | 0100854B | PARENT ROLL DISCHARGE CONVEYOR NO. 1 |  |  |  |  | STRETCHING SCREW | IRD | LUB | LUBRICATE |  |  |  | 168 |  |  |  | JDE |  | LUBRICATION | FROM LUBE IT | 01008-LUB-IRD-28-LUBE MACHINE - REGREASING | 4660423
6569 | 01008-LUB-IRD-28-LUBE | MACHINE - REGREASING | 21 | 20 | 1L - Lubricate | 0100854C | PARENT ROLL DISCHARGE CONVEYOR NO. 2 |  |  |  |  | BEARING | IRD | LUB | GREASING |  |  |  | 168 |  |  |  | JDE |  | LUBRICATION | FROM LUBE IT | 01008-LUB-IRD-28-LUBE MACHINE - REGREASING | 4660423
6570 | 01008-LUB-IRD-28-LUBE | MACHINE - REGREASING | 21 | 20 | 1L - Lubricate | 0100854C | PARENT ROLL DISCHARGE CONVEYOR NO. 2 |  |  |  |  | STRETCHING SCREW | IRD | LUB | LUBRICATE |  |  |  | 168 |  |  |  | JDE |  | LUBRICATION | FROM LUBE IT | 01008-LUB-IRD-28-LUBE MACHINE - REGREASING | 4660423
6571 | 01008-LUB-IRD-28-LUBE | MACHINE - REGREASING | 21 | 20 | 1L - Lubricate | 0100854D | PARENT ROLL TRANSFER CONVEYOR NO. 1 |  |  |  |  | BEARING | IRD | LUB | GREASING |  |  |  | 168 |  |  |  | JDE |  | LUBRICATION | FROM LUBE IT | 01008-LUB-IRD-28-LUBE MACHINE - REGREASING | 4660423
6572 | 01008-LUB-IRD-28-LUBE | MACHINE - REGREASING | 21 | 20 | 1L - Lubricate | 0100854D | PARENT ROLL TRANSFER CONVEYOR NO. 1 |  |  |  |  | STRETCHING SCREW | IRD | LUB | LUBRICATE |  |  |  | 168 |  |  |  | JDE |  | LUBRICATION | FROM LUBE IT | 01008-LUB-IRD-28-LUBE MACHINE - REGREASING | 4660423
6573 | 01008-LUB-IRD-28-LUBE | MACHINE - REGREASING | 21 | 20 | 1L - Lubricate | 0100854E | PARENT ROLL TURNTABLE CONVEYOR |  |  |  |  | BEARING | IRD | LUB | GREASING |  |  |  | 168 |  |  |  | JDE |  | LUBRICATION | FROM LUBE IT | 01008-LUB-IRD-28-LUBE MACHINE - REGREASING | 4660423
6574 | 01008-LUB-IRD-28-LUBE | MACHINE - REGREASING | 21 | 20 | 1L - Lubricate | 0100854E | PARENT ROLL TURNTABLE CONVEYOR |  |  |  |  | STRETCHING SCREW | IRD | LUB | LUBRICATE |  |  |  | 168 |  |  |  | JDE |  | LUBRICATION | FROM LUBE IT | 01008-LUB-IRD-28-LUBE MACHINE - REGREASING | 4660423
6575 | 01008-LUB-IRD-28-LUBE | MACHINE - REGREASING | 21 | 20 | 1L - Lubricate | 0100854F | PARENT ROLL TRANSFER CONVEYOR NO. 2 |  |  |  |  | BEARING | IRD | LUB | GREASING |  |  |  | 168 |  |  |  | JDE |  | LUBRICATION | FROM LUBE IT | 01008-LUB-IRD-28-LUBE MACHINE - REGREASING | 4660423
6576 | 01008-LUB-IRD-28-LUBE | MACHINE - REGREASING | 21 | 20 | 1L - Lubricate | 0100854F | PARENT ROLL TRANSFER CONVEYOR NO. 2 |  |  |  |  | STRETCHING SCREW | IRD | LUB | LUBRICATE |  |  |  | 168 |  |  |  | JDE |  | LUBRICATION | FROM LUBE IT | 01008-LUB-IRD-28-LUBE MACHINE - REGREASING | 4660423
6577 | 01008-LUB-IRD-28-LUBE | MACHINE - REGREASING | 21 | 20 | 1L - Lubricate | 0100854G | PARENT ROLL UPENDER |  |  |  |  | BEARING | IRD | LUB | GREASING |  |  |  | 168 |  |  |  | JDE |  | LUBRICATION | FROM LUBE IT | 01008-LUB-IRD-28-LUBE MACHINE - REGREASING | 4660423
6578 | 01008-LUB-IRD-28-LUBE | MACHINE - REGREASING | 21 | 20 | 1L - Lubricate | 0100854G | PARENT ROLL UPENDER |  |  |  |  | BEARING (PIVOT) | IRD | LUB | GREASING |  |  |  | 168 |  |  |  | JDE |  | LUBRICATION | FROM LUBE IT | 01008-LUB-IRD-28-LUBE MACHINE - REGREASING | 4660423
6579 | 01008-LUB-IRD-28-LUBE | MACHINE - REGREASING | 21 | 20 | 1L - Lubricate | 0100854G | PARENT ROLL UPENDER |  |  |  |  | BALL COUPLING | IRD | LUB | GREASING |  |  |  | 168 |  |  |  | JDE |  | LUBRICATION | FROM LUBE IT | 01008-LUB-IRD-28-LUBE MACHINE - REGREASING | 4660423
6580 | 01008-LUB-IRD-28-LUBE | MACHINE - REGREASING | 21 | 20 | 1L - Lubricate | 0100854G | PARENT ROLL UPENDER |  |  |  |  | STRETCHING SCREW | IRD | LUB | LUBRICATE |  |  |  | 168 |  |  |  | JDE |  | LUBRICATION | FROM LUBE IT | 01008-LUB-IRD-28-LUBE MACHINE - REGREASING | 4660423
6581 | 01008-LUB-IRD-28-LUBE | MACHINE - REGREASING | 21 | 20 | 1L - Lubricate | 0100854H | PARENT ROLL PICK-UP CONVEYOR NO. 1 |  |  |  |  | STRETCHING SCREW | IRD | LUB | GREASING |  |  |  | 168 |  |  |  | JDE |  | LUBRICATION | FROM LUBE IT | 01008-LUB-IRD-28-LUBE MACHINE - REGREASING | 4660423
6582 | 01008-LUB-IRD-28-LUBE | MACHINE - REGREASING | 21 | 20 | 1L - Lubricate | 0100854I | PARENT ROLL PICK-UP CONVEYOR NO. 2 |  |  |  |  | STRETCHING SCREW | IRD | LUB | LUBRICATE |  |  |  | 168 |  |  |  | JDE |  | LUBRICATION | FROM LUBE IT | 01008-LUB-IRD-28-LUBE MACHINE - REGREASING | 4660423
6583 | 01008-LUB-IRD-28-LUBE | MACHINE - REGREASING | 21 | 20 | 1L - Lubricate | 0100870HB | DK STATION LEFT |  |  |  |  | CYLINDER EAR (TRS254-01) | IRD | LUB | GREASING |  |  |  | 84 | 5 |  |  | JDE |  | LUBRICATION | FROM LUBE IT | 01008-LUB-IRD-28-LUBE MACHINE - REGREASING | 4660423
6584 | 01008-LUB-IRD-28-LUBE | MACHINE - REGREASING | 21 | 20 | 1L - Lubricate | 0100870HB | DK STATION LEFT |  |  |  |  | CYLINDER EAR (TRS254-02) | IRD | LUB | GREASING |  |  |  | 84 | 5 |  |  | JDE |  | LUBRICATION | FROM LUBE IT | 01008-LUB-IRD-28-LUBE MACHINE - REGREASING | 4660423
6585 | 01008-LUB-IRD-28-LUBE | MACHINE - REGREASING | 21 | 20 | 1L - Lubricate | 0100870HB | DKBW STATION LEFT |  |  |  |  | CYLINDER EAR (TRS251-01) | IRD | LUB | GREASING |  |  |  | 84 | 5 |  |  | JDE |  | LUBRICATION | FROM LUBE IT | 01008-LUB-IRD-28-LUBE MACHINE - REGREASING | 4660423
6586 | 01008-LUB-IRD-28-LUBE | MACHINE - REGREASING | 21 | 20 | 1L - Lubricate | 0100870HB | DKBW STATION LEFT |  |  |  |  | CYLINDER EAR (TRS251-02) | IRD | LUB | GREASING |  |  |  | 84 | 5 |  |  | JDE |  | LUBRICATION | FROM LUBE IT | 01008-LUB-IRD-28-LUBE MACHINE - REGREASING | 4660423
6587 | 01008-LUB-IRD-28-LUBE | MACHINE - REGREASING | 21 | 20 | 1L - Lubricate | 0100870HB | DKBW STATION LEFT |  |  |  |  | CYLINDER EAR (TRS251-03) | IRD | LUB | GREASING |  |  |  | 84 | 5 |  |  | JDE |  | LUBRICATION | FROM LUBE IT | 01008-LUB-IRD-28-LUBE MACHINE - REGREASING | 4660423
6588 | 01008-LUB-IRD-28-LUBE | MACHINE - REGREASING | 21 | 20 | 1L - Lubricate | 0100870HB | DKBW STATION LEFT |  |  |  |  | CYLINDER EAR (TRS251-04) | IRD | LUB | GREASING |  |  |  | 84 | 5 |  |  | JDE |  | LUBRICATION | FROM LUBE IT | 01008-LUB-IRD-28-LUBE MACHINE - REGREASING | 4660423
6589 | 01008-LUB-IRD-28-LUBE | MACHINE - REGREASING | 21 | 20 | 1L - Lubricate | 0100870HB | DKBW STATION LEFT |  |  |  |  | CYLINDER EAR (TRS251-05) | IRD | LUB | GREASING |  |  |  | 84 | 5 |  |  | JDE |  | LUBRICATION | FROM LUBE IT | 01008-LUB-IRD-28-LUBE MACHINE - REGREASING | 4660423
6590 | 01008-LUB-IRD-28-LUBE | MACHINE - REGREASING | 21 | 20 | 1L - Lubricate | 0100870HB | DKBW STATION LEFT |  |  |  |  | CYLINDER EAR (TRS251-06) | IRD | LUB | GREASING |  |  |  | 84 | 5 |  |  | JDE |  | LUBRICATION | FROM LUBE IT | 01008-LUB-IRD-28-LUBE MACHINE - REGREASING | 4660423
6591 | 01008-LUB-IRD-28-LUBE | MACHINE - REGREASING | 21 | 20 | 1L - Lubricate | 0100870HB | DKBW STATION LEFT |  |  |  |  | LINEAR BEARING (TRS251-07) | IRD | LUB | GREASING |  |  |  | 28 | 5 |  |  | JDE |  | LUBRICATION | FROM LUBE IT | 01008-LUB-IRD-28-LUBE MACHINE - REGREASING | 4660423
6592 | 01008-LUB-IRD-28-LUBE | MACHINE - REGREASING | 21 | 20 | 1L - Lubricate | 0100870HB | DKBW STATION LEFT |  |  |  |  | PIN (TRS251-08) | IRD | LUB | GREASING |  |  |  | 168 | 5 |  |  | JDE |  | LUBRICATION | FROM LUBE IT | 01008-LUB-IRD-28-LUBE MACHINE - REGREASING | 4660423
6593 | 01008-LUB-IRD-28-LUBE | MACHINE - REGREASING | 21 | 20 | 1L - Lubricate | 0100870HB | DK STATION RIGHT |  |  |  |  | CYLINDER EAR (TRS254-01) | IRD | LUB | GREASING |  |  |  | 84 | 5 |  |  | JDE |  | LUBRICATION | FROM LUBE IT | 01008-LUB-IRD-28-LUBE MACHINE - REGREASING | 4660423
6594 | 01008-LUB-IRD-28-LUBE | MACHINE - REGREASING | 21 | 20 | 1L - Lubricate | 0100870HB | DK STATION RIGHT |  |  |  |  | CYLINDER EAR (TRS254-02) | IRD | LUB | GREASING |  |  |  | 84 | 5 |  |  | JDE |  | LUBRICATION | FROM LUBE IT | 01008-LUB-IRD-28-LUBE MACHINE - REGREASING | 4660423
6595 | 01008-LUB-IRD-28-LUBE | MACHINE - REGREASING | 21 | 20 | 1L - Lubricate | 0100870HB | DKBW STATION RIGHT |  |  |  |  | CYLINDER EAR (TRS251-01) | IRD | LUB | GREASING |  |  |  | 84 | 5 |  |  | JDE |  | LUBRICATION | FROM LUBE IT | 01008-LUB-IRD-28-LUBE MACHINE - REGREASING | 4660423
6596 | 01008-LUB-IRD-28-LUBE | MACHINE - REGREASING | 21 | 20 | 1L - Lubricate | 0100870HB | DKBW STATION RIGHT |  |  |  |  | CYLINDER EAR (TRS251-02) | IRD | LUB | GREASING |  |  |  | 84 | 5 |  |  | JDE |  | LUBRICATION | FROM LUBE IT | 01008-LUB-IRD-28-LUBE MACHINE - REGREASING | 4660423
6597 | 01008-LUB-IRD-28-LUBE | MACHINE - REGREASING | 21 | 20 | 1L - Lubricate | 0100870HB | DKBW STATION RIGHT |  |  |  |  | CYLINDER EAR (TRS251-03) | IRD | LUB | GREASING |  |  |  | 84 | 5 |  |  | JDE |  | LUBRICATION | FROM LUBE IT | 01008-LUB-IRD-28-LUBE MACHINE - REGREASING | 4660423
6598 | 01008-LUB-IRD-28-LUBE | MACHINE - REGREASING | 21 | 20 | 1L - Lubricate | 0100870HB | DKBW STATION RIGHT |  |  |  |  | CYLINDER EAR (TRS251-04) | IRD | LUB | GREASING |  |  |  | 84 | 5 |  |  | JDE |  | LUBRICATION | FROM LUBE IT | 01008-LUB-IRD-28-LUBE MACHINE - REGREASING | 4660423
6599 | 01008-LUB-IRD-28-LUBE | MACHINE - REGREASING | 21 | 20 | 1L - Lubricate | 0100870HB | DKBW STATION RIGHT |  |  |  |  | CYLINDER EAR (TRS251-05) | IRD | LUB | GREASING |  |  |  | 84 | 5 |  |  | JDE |  | LUBRICATION | FROM LUBE IT | 01008-LUB-IRD-28-LUBE MACHINE - REGREASING | 4660423
6600 | 01008-LUB-IRD-28-LUBE | MACHINE - REGREASING | 21 | 20 | 1L - Lubricate | 0100870HB | DKBW STATION RIGHT |  |  |  |  | CYLINDER EAR (TRS251-06) | IRD | LUB | GREASING |  |  |  | 84 | 5 |  |  | JDE |  | LUBRICATION | FROM LUBE IT | 01008-LUB-IRD-28-LUBE MACHINE - REGREASING | 4660423
6601 | 01008-LUB-IRD-28-LUBE | MACHINE - REGREASING | 21 | 20 | 1L - Lubricate | 0100870HB | DKBW STATION RIGHT |  |  |  |  | LINEAR BEARING (TRS251-07) | IRD | LUB | GREASING |  |  |  | 28 | 5 |  |  | JDE |  | LUBRICATION | FROM LUBE IT | 01008-LUB-IRD-28-LUBE MACHINE - REGREASING | 4660423
6602 | 01008-LUB-IRD-28-LUBE | MACHINE - REGREASING | 21 | 20 | 1L - Lubricate | 0100870HB | DKBW STATION RIGHT |  |  |  |  | PIN (TRS251-08) | IRD | LUB | GREASING |  |  |  | 168 | 5 |  |  | JDE |  | LUBRICATION | FROM LUBE IT | 01008-LUB-IRD-28-LUBE MACHINE - REGREASING | 4660423
6603 | 01008-LUB-IRD-28-LUBE | MACHINE - REGREASING | 21 | 20 | 1L - Lubricate | 0100870HE | SEC.CARRIAGE |  |  |  |  | CYLINDER EAR (TRS338-01) | IRD | LUB | GREASING |  |  |  | 84 | 5 |  |  | JDE |  | LUBRICATION | FROM LUBE IT | 01008-LUB-IRD-28-LUBE MACHINE - REGREASING | 4660423
6604 | 01008-LUB-IRD-28-LUBE | MACHINE - REGREASING | 21 | 20 | 1L - Lubricate | 0100870HE | SEC.CARRIAGE |  |  |  |  | CYLINDER EAR (TRS338-02) | IRD | LUB | GREASING |  |  |  | 84 | 5 |  |  | JDE |  | LUBRICATION | FROM LUBE IT | 01008-LUB-IRD-28-LUBE MACHINE - REGREASING | 4660423
6605 | 01008-LUB-IRD-28-LUBE | MACHINE - REGREASING | 21 | 20 | 1L - Lubricate | 0100870HE | SEC.CARRIAGE |  |  |  |  | CYLINDER EAR (TRS338-03) | IRD | LUB | GREASING |  |  |  | 84 | 5 |  |  | JDE |  | LUBRICATION | FROM LUBE IT | 01008-LUB-IRD-28-LUBE MACHINE - REGREASING | 4660423
6606 | 01008-LUB-IRD-28-LUBE | MACHINE - REGREASING | 21 | 20 | 1L - Lubricate | 0100870HE | SEC.CARRIAGE |  |  |  |  | CYLINDER EAR (TRS338-04) | IRD | LUB | GREASING |  |  |  | 84 | 5 |  |  | JDE |  | LUBRICATION | FROM LUBE IT | 01008-LUB-IRD-28-LUBE MACHINE - REGREASING | 4660423
6607 | 01008-LUB-IRD-28-LUBE | MACHINE - REGREASING | 21 | 20 | 1L - Lubricate | 0100870HE | SEC.CARRIAGE |  |  |  |  | PIN (TRS338-05) | IRD | LUB | GREASING |  |  |  | 84 | 5 |  |  | JDE |  | LUBRICATION | FROM LUBE IT | 01008-LUB-IRD-28-LUBE MACHINE - REGREASING | 4660423
6608 | 01008-LUB-IRD-28-LUBE | MACHINE - REGREASING | 21 | 20 | 1L - Lubricate | 0100870HE | SEC.CARRIAGE |  |  |  |  | PIN (TRS338-06) | IRD | LUB | GREASING |  |  |  | 84 | 5 |  |  | JDE |  | LUBRICATION | FROM LUBE IT | 01008-LUB-IRD-28-LUBE MACHINE - REGREASING | 4660423
6609 | 01008-LUB-IRD-28-LUBE | MACHINE - REGREASING | 21 | 20 | 1L - Lubricate | 0100870HE | SEC.CARRIAGE |  |  |  |  | CYLINDER EAR (TRS338-07) | IRD | LUB | GREASING |  |  |  | 84 | 5 |  |  | JDE |  | LUBRICATION | FROM LUBE IT | 01008-LUB-IRD-28-LUBE MACHINE - REGREASING | 4660423
6610 | 01008-LUB-IRD-28-LUBE | MACHINE - REGREASING | 21 | 20 | 1L - Lubricate | 0100870HE | SEC.CARRIAGE |  |  |  |  | CYLINDER EAR (TRS338-08) | IRD | LUB | GREASING |  |  |  | 84 | 5 |  |  | JDE |  | LUBRICATION | FROM LUBE IT | 01008-LUB-IRD-28-LUBE MACHINE - REGREASING | 4660423
6611 | 01008-LUB-IRD-28-LUBE | MACHINE - REGREASING | 21 | 20 | 1L - Lubricate | 0100870HE | SEC.CARRIAGE |  |  |  |  | BEARING (BLOCK) (TRS338-12) | IRD | LUB | GREASING |  |  |  | 168 | 5 |  |  | JDE |  | LUBRICATION | FROM LUBE IT | 01008-LUB-IRD-28-LUBE MACHINE - REGREASING | 4660423
6612 | 01008-LUB-IRD-28-LUBE | MACHINE - REGREASING | 21 | 20 | 1L - Lubricate | 0100870HE | SEC.CARRIAGE |  |  |  |  | LINEAR BEARING (TRS338-09) | IRD | LUB | GREASING |  |  |  | 168 | 5 |  |  | JDE |  | LUBRICATION | FROM LUBE IT | 01008-LUB-IRD-28-LUBE MACHINE - REGREASING | 4660423
6613 | 01008-LUB-IRD-28-LUBE | MACHINE - REGREASING | 21 | 20 | 1L - Lubricate | 0100870HE | SEC.CARRIAGE |  |  |  |  | LINEAR BEARING (TRS338-10) | IRD | LUB | GREASING |  |  |  | 168 | 5 |  |  | JDE |  | LUBRICATION | FROM LUBE IT | 01008-LUB-IRD-28-LUBE MACHINE - REGREASING | 4660423
6614 | 01008-LUB-IRD-28-LUBE | MACHINE - REGREASING | 21 | 20 | 1L - Lubricate | 0100870HE | SEC.CARRIAGE |  |  |  |  | LINEAR BEARING (TRS338-11) | IRD | LUB | GREASING |  |  |  | 168 | 5 |  |  | JDE |  | LUBRICATION | FROM LUBE IT | 01008-LUB-IRD-28-LUBE MACHINE - REGREASING | 4660423
6615 | 01008-LUB-IRD-28-LUBE | MACHINE - REGREASING | 21 | 20 | 1L - Lubricate | 0100870HE | SEC.CARRIAGE |  |  |  |  | CYLINDER EAR (TRS338-09) | IRD | LUB | GREASING |  |  |  | 168 | 5 |  |  | JDE |  | LUBRICATION | FROM LUBE IT | 01008-LUB-IRD-28-LUBE MACHINE - REGREASING | 4660423
6616 | 01008-LUB-IRD-28-LUBE | MACHINE - REGREASING | 21 | 20 | 1L - Lubricate | 0100870HE | SEC.CARRIAGE |  |  |  |  | CYLINDER EAR (TRS338-10) | IRD | LUB | GREASING |  |  |  | 168 | 5 |  |  | JDE |  | LUBRICATION | FROM LUBE IT | 01008-LUB-IRD-28-LUBE MACHINE - REGREASING | 4660423
6617 | 01008-LUB-IRD-28-LUBE | MACHINE - REGREASING | 21 | 20 | 1L - Lubricate | 0100870HE | SEC.CARRIAGE |  |  |  |  | CYLINDER EAR (TRS338-11) | IRD | LUB | GREASING |  |  |  | 168 | 5 |  |  | JDE |  | LUBRICATION | FROM LUBE IT | 01008-LUB-IRD-28-LUBE MACHINE - REGREASING | 4660423
6618 | 01008-LUB-IRD-28-LUBE | MACHINE - REGREASING | 21 | 20 | 1L - Lubricate | 0100870HF | CENTER WIND ASSIST |  |  |  |  | CYLINDER EAR (DRIVE SIDE) (TRS336-05) | IRD | LUB | GREASING |  |  |  | 84 | 5 |  |  | JDE |  | LUBRICATION | FROM LUBE IT | 01008-LUB-IRD-28-LUBE MACHINE - REGREASING | 4660423
6619 | 01008-LUB-IRD-28-LUBE | MACHINE - REGREASING | 21 | 20 | 1L - Lubricate | 0100870HF | CENTER WIND ASSIST |  |  |  |  | LINEAR BEARING (DRIVE SIDE) (TRS336-01) | IRD | LUB | GREASING |  |  |  | 168 | 5 |  |  | JDE |  | LUBRICATION | FROM LUBE IT | 01008-LUB-IRD-28-LUBE MACHINE - REGREASING | 4660423
6620 | 01008-LUB-IRD-28-LUBE | MACHINE - REGREASING | 21 | 20 | 1L - Lubricate | 0100870HF | CENTER WIND ASSIST |  |  |  |  | LINEAR BEARING (DRIVE SIDE) (TRS336-02) | IRD | LUB | GREASING |  |  |  | 168 | 5 |  |  | JDE |  | LUBRICATION | FROM LUBE IT | 01008-LUB-IRD-28-LUBE MACHINE - REGREASING | 4660423
6621 | 01008-LUB-IRD-28-LUBE | MACHINE - REGREASING | 21 | 20 | 1L - Lubricate | 0100870HF | CENTER WIND ASSIST |  |  |  |  | LINEAR BEARING (DRIVE SIDE) (TRS336-03) | IRD | LUB | GREASING |  |  |  | 168 | 5 |  |  | JDE |  | LUBRICATION | FROM LUBE IT | 01008-LUB-IRD-28-LUBE MACHINE - REGREASING | 4660423
6622 | 01008-LUB-IRD-28-LUBE | MACHINE - REGREASING | 21 | 20 | 1L - Lubricate | 0100870HF | CENTER WIND ASSIST |  |  |  |  | LINEAR BEARING (DRIVE SIDE) (TRS336-04) | IRD | LUB | GREASING |  |  |  | 168 | 5 |  |  | JDE |  | LUBRICATION | FROM LUBE IT | 01008-LUB-IRD-28-LUBE MACHINE - REGREASING | 4660423
6623 | 01008-LUB-IRD-28-LUBE | MACHINE - REGREASING | 21 | 20 | 1L - Lubricate | 0100870HF | CENTER WIND ASSIST |  |  |  |  | CYLINDER EAR (DRIVE SIDE) (TRS336-06) | IRD | LUB | GREASING |  |  |  | 84 | 5 |  |  | JDE |  | LUBRICATION | FROM LUBE IT | 01008-LUB-IRD-28-LUBE MACHINE - REGREASING | 4660423
6624 | 01008-LUB-IRD-28-LUBE | MACHINE - REGREASING | 21 | 20 | 1L - Lubricate | 0100870HF | CENTER WIND ASSIST |  |  |  |  | BEARING (DRIVE SIDE) (TRS336-07) | IRD | LUB | GREASING |  |  |  | 28 | 5 |  |  | JDE |  | LUBRICATION | FROM LUBE IT | 01008-LUB-IRD-28-LUBE MACHINE - REGREASING | 4660423
6625 | 01008-LUB-IRD-28-LUBE | MACHINE - REGREASING | 21 | 20 | 1L - Lubricate | 0100870HF | CENTER WIND ASSIST |  |  |  |  | BEARING (DRIVE SIDE) (TRS336-08) | IRD | LUB | GREASING |  |  |  | 28 | 5 |  |  | JDE |  | LUBRICATION | FROM LUBE IT | 01008-LUB-IRD-28-LUBE MACHINE - REGREASING | 4660423
6626 | 01008-LUB-IRD-28-LUBE | MACHINE - REGREASING | 21 | 20 | 1L - Lubricate | 0100870IC | CORE PUSHER |  |  |  |  | LINEAR BEARING | IRD | LUB | GREASING |  |  |  | 168 | 5 |  |  | JDE |  | LUBRICATION | FROM LUBE IT | 01008-LUB-IRD-28-LUBE MACHINE - REGREASING | 4660423
6627 | 01008-LUB-IRD-28-LUBE | MACHINE - REGREASING | 21 | 20 | 1L - Lubricate | 0100870IC | CORE PUSHER |  |  |  |  | GEAR | IRD | LUB | UNKNOWN |  |  |  | 168 | 5 |  |  | JDE |  | LUBRICATION | FROM LUBE IT | 01008-LUB-IRD-28-LUBE MACHINE - REGREASING | 4660423
6628 | 01008-LUB-IRD-28-LUBE | MACHINE - REGREASING | 21 | 20 | 1L - Lubricate | 0100870HM | CORE SHAFT |  |  |  |  | BEARING (TRS001-01) | IRD | LUB | GREASING |  |  |  | 112 | 5 |  |  | JDE |  | LUBRICATION | FROM LUBE IT | 01008-LUB-IRD-28-LUBE MACHINE - REGREASING | 4660423
6629 | 01008-LUB-IRD-28-LUBE | MACHINE - REGREASING | 21 | 20 | 1L - Lubricate | 0100870HM | CORE SHAFT |  |  |  |  | BEARING (TRS001-02) | IRD | LUB | GREASING |  |  |  | 112 | 5 |  |  | JDE |  | LUBRICATION | FROM LUBE IT | 01008-LUB-IRD-28-LUBE MACHINE - REGREASING | 4660423
6630 | 01008-LUB-IRD-28-LUBE | MACHINE - REGREASING | 21 | 20 | 1L - Lubricate | 0100870HC | PRIMARY ARM |  |  |  |  | CYLINDER EAR (TRS318-01) | IRD | LUB | GREASING |  |  |  | 84 | 5 |  |  | JDE |  | LUBRICATION | FROM LUBE IT | 01008-LUB-IRD-28-LUBE MACHINE - REGREASING | 4660423
6631 | 01008-LUB-IRD-28-LUBE | MACHINE - REGREASING | 21 | 20 | 1L - Lubricate | 0100870HC | PRIMARY ARM |  |  |  |  | CYLINDER EAR (TRS318-02) | IRD | LUB | GREASING |  |  |  | 84 | 5 |  |  | JDE |  | LUBRICATION | FROM LUBE IT | 01008-LUB-IRD-28-LUBE MACHINE - REGREASING | 4660423
6632 | 01008-LUB-IRD-28-LUBE | MACHINE - REGREASING | 21 | 20 | 1L - Lubricate | 0100870HC | PRIMARY ARM |  |  |  |  | CYLINDER EAR (TRS318-03) | IRD | LUB | GREASING |  |  |  | 84 | 5 |  |  | JDE |  | LUBRICATION | FROM LUBE IT | 01008-LUB-IRD-28-LUBE MACHINE - REGREASING | 4660423
6633 | 01008-LUB-IRD-28-LUBE | MACHINE - REGREASING | 21 | 20 | 1L - Lubricate | 0100870HC | PRIMARY ARM |  |  |  |  | CYLINDER EAR (TRS318-04) | IRD | LUB | GREASING |  |  |  | 84 | 5 |  |  | JDE |  | LUBRICATION | FROM LUBE IT | 01008-LUB-IRD-28-LUBE MACHINE - REGREASING | 4660423
6634 | 01008-LUB-IRD-28-LUBE | MACHINE - REGREASING | 21 | 20 | 1L - Lubricate | 0100870HC | PRIMARY ARM |  |  |  |  | BEARING (BLOCK) | IRD | LUB | GREASING |  |  |  | 84 | 5 |  |  | JDE |  | LUBRICATION | FROM LUBE IT | 01008-LUB-IRD-28-LUBE MACHINE - REGREASING | 4660423
6635 | 01008-LUB-IRD-28-LUBE | MACHINE - REGREASING | 21 | 20 | 1L - Lubricate | 0100870HC | PRIMARY ARM |  |  |  |  | BEARING (TRS318-06) | IRD | LUB | GREASING |  |  |  | 28 | 5 |  |  | JDE |  | LUBRICATION | FROM LUBE IT | 01008-LUB-IRD-28-LUBE MACHINE - REGREASING | 4660423
6636 | 01008-LUB-IRD-28-LUBE | MACHINE - REGREASING | 21 | 20 | 1L - Lubricate | 0100870HC | PRIMARY ARM |  |  |  |  | BEARING (TRS318-07) | IRD | LUB | GREASING |  |  |  | 28 | 5 |  |  | JDE |  | LUBRICATION | FROM LUBE IT | 01008-LUB-IRD-28-LUBE MACHINE - REGREASING | 4660423
6637 | 01008-LUB-IRD-28-LUBE | MACHINE - REGREASING | 21 | 20 | 1L - Lubricate | 0100870HC | PRIMARY ARM |  |  |  |  | CYLINDER EAR (TRS318-10) | IRD | LUB | GREASING |  |  |  | 84 | 5 |  |  | JDE |  | LUBRICATION | FROM LUBE IT | 01008-LUB-IRD-28-LUBE MACHINE - REGREASING | 4660423
6638 | 01008-LUB-IRD-28-LUBE | MACHINE - REGREASING | 21 | 20 | 1L - Lubricate | 0100870HC | PRIMARY ARM |  |  |  |  | PIN (TRS318-11) | IRD | LUB | GREASING |  |  |  | 84 | 5 |  |  | JDE |  | LUBRICATION | FROM LUBE IT | 01008-LUB-IRD-28-LUBE MACHINE - REGREASING | 4660423
6639 | 01008-LUB-IRD-28-LUBE | MACHINE - REGREASING | 21 | 20 | 1L - Lubricate | 0100870HC | PRIMARY ARM |  |  |  |  | PIN (TRS318-12) | IRD | LUB | GREASING |  |  |  | 84 | 5 |  |  | JDE |  | LUBRICATION | FROM LUBE IT | 01008-LUB-IRD-28-LUBE MACHINE - REGREASING | 4660423
6640 | 01008-LUB-IRD-28-LUBE | MACHINE - REGREASING | 21 | 20 | 1L - Lubricate | 0100870HC | PRIMARY ARM |  |  |  |  | LINEAR BEARING (TRS318-08) | IRD | LUB | GREASING |  |  |  | 168 | 5 |  |  | JDE |  | LUBRICATION | FROM LUBE IT | 01008-LUB-IRD-28-LUBE MACHINE - REGREASING | 4660423
6641 | 01008-LUB-IRD-28-LUBE | MACHINE - REGREASING | 21 | 20 | 1L - Lubricate | 0100870HC | PRIMARY ARM |  |  |  |  | BEARING (TRS318-08) | IRD | LUB | GREASING |  |  |  | 168 | 5 |  |  | JDE |  | LUBRICATION | FROM LUBE IT | 01008-LUB-IRD-28-LUBE MACHINE - REGREASING | 4660423
6642 | 01008-LUB-IRD-28-LUBE | MACHINE - REGREASING | 21 | 20 | 1L - Lubricate | 0100870HC | PRIMARY ARM |  |  |  |  | LINEAR BEARING (TRS318-09) | IRD | LUB | GREASING |  |  |  | 168 | 5 |  |  | JDE |  | LUBRICATION | FROM LUBE IT | 01008-LUB-IRD-28-LUBE MACHINE - REGREASING | 4660423
6643 | 01008-LUB-IRD-28-LUBE | MACHINE - REGREASING | 21 | 20 | 1L - Lubricate | 0100870HC | PRIMARY ARM |  |  |  |  | BEARING (TRS318-09) | IRD | LUB | GREASING |  |  |  | 168 | 5 |  |  | JDE |  | LUBRICATION | FROM LUBE IT | 01008-LUB-IRD-28-LUBE MACHINE - REGREASING | 4660423
6644 | 01008-LUB-IRD-28-LUBE | MACHINE - REGREASING | 21 | 20 | 1L - Lubricate | 0100870HH | PULPER GUARD |  |  |  |  | LINEAR BEARING (TRS507-01) | IRD | LUB | GREASING |  |  |  | 28 | 5 |  |  | JDE |  | LUBRICATION | FROM LUBE IT | 01008-LUB-IRD-28-LUBE MACHINE - REGREASING | 4660423
6645 | 01008-LUB-IRD-28-LUBE | MACHINE - REGREASING | 21 | 20 | 1L - Lubricate | 0100870HH | PULPER GUARD |  |  |  |  | LINEAR BEARING (TRS507-02) | IRD | LUB | GREASING |  |  |  | 28 | 5 |  |  | JDE |  | LUBRICATION | FROM LUBE IT | 01008-LUB-IRD-28-LUBE MACHINE - REGREASING | 4660423
6646 | 01008-LUB-IRD-28-LUBE | MACHINE - REGREASING | 21 | 20 | 1L - Lubricate | 0100870B30B | OUTER WIRE STRETCHER |  |  |  |  | ACTUATOR | IRD | LUB | GREASING |  |  |  | 84 | 5 |  |  | JDE |  | LUBRICATION | FROM LUBE IT | 01008-LUB-IRD-28-LUBE MACHINE - REGREASING | 4660423
6647 | 01008-LUB-IRD-28-LUBE | MACHINE - REGREASING | 21 | 20 | 1L - Lubricate | 0100870B30K | INNER WIRE STRETCHER |  |  |  |  | ACTUATOR | IRD | LUB | GREASING |  |  |  | 84 | 5 |  |  | JDE |  | LUBRICATION | FROM LUBE IT | 01008-LUB-IRD-28-LUBE MACHINE - REGREASING | 4660423
6648 | 01008-LUB-IRD-28-LUBE | MACHINE - REGREASING | 21 | 20 | 1L - Lubricate | 0100870KF27 | LIFTING TABLE |  |  |  |  | LINEAR BEARING | IRD | LUB | GREASING |  |  |  | 28 | 5 |  |  | JDE |  | LUBRICATION | FROM LUBE IT | 01008-LUB-IRD-28-LUBE MACHINE - REGREASING | 4660423
6649 | 01008-LUB-IRD-28-LUBE | MACHINE - REGREASING | 21 | 20 | 1L - Lubricate | 0100870IE | AUTO INFLATE/DEFLATE |  |  |  |  | LINEAR BEARING | IRD | LUB | GREASING |  |  |  | 28 | 5 |  |  | JDE |  | LUBRICATION | FROM LUBE IT | 01008-LUB-IRD-28-LUBE MACHINE - REGREASING | 4660423
6650 | 01008-LUB-IRD-28-LUBE | MACHINE - REGREASING | 21 | 20 | 1L - Lubricate | 0100870IA | SHAFT PULLER |  |  |  |  | LINEAR BEARING | IRD | LUB | REFILL |  |  |  | 84 | 10 |  |  | JDE |  | LUBRICATION | FROM LUBE IT | 01008-LUB-IRD-28-LUBE MACHINE - REGREASING | 4660423
6651 | 01008-LUB-IRD-28-LUBE | MACHINE - REGREASING | 21 | 20 | 1L - Lubricate | 0100870IA | SHAFT PULLER |  |  |  |  | GEAR | IRD | LUB | UNKNOWN |  |  |  | 168 | 5 |  |  | JDE |  | LUBRICATION | FROM LUBE IT | 01008-LUB-IRD-28-LUBE MACHINE - REGREASING | 4660423
6652 | 01008-LUB-IRD-28-LUBE | MACHINE - REGREASING | 21 | 20 | 1L - Lubricate | 0100870IA | SHAFT PULLER |  |  |  |  | BEARING | IRD | LUB | REPLACE |  |  |  | 168 | 15 |  |  | JDE |  | LUBRICATION | FROM LUBE IT | 01008-LUB-IRD-28-LUBE MACHINE - REGREASING | 4660423
6653 | 01008-LUB-IRD-28-LUBE | MACHINE - REGREASING | 21 | 20 | 1L - Lubricate | 0100870MFAD | SLICE OPENING ARR. |  |  |  |  | SPINDLE (SCREW JACK) | IRD | LUB | GREASING |  |  |  | 168 | 5 |  |  | JDE |  | LUBRICATION | FROM LUBE IT | 01008-LUB-IRD-28-LUBE MACHINE - REGREASING | 4660423
6654 | 01008-LUB-IRD-28-LUBE | MACHINE - REGREASING | 21 | 20 | 1L - Lubricate | 0100870HD | SPOOL START |  |  |  |  | COUPLING (GEARBOX): DRIVE SIDE (TRS325-01) | IRD | LUB | GREASING |  |  |  | 168 | 60 |  |  | JDE |  | LUBRICATION | FROM LUBE IT | 01008-LUB-IRD-28-LUBE MACHINE - REGREASING | 4660423
6655 | 01008-LUB-IRD-28-LUBE | MACHINE - REGREASING | 21 | 20 | 1L - Lubricate | 0100870HD | SPOOL START |  |  |  |  | BEARING (DRIVE SIDE): DRIVE SIDE (TRS325-02) | IRD | LUB | GREASING |  |  |  | 112 | 5 |  |  | JDE |  | LUBRICATION | FROM LUBE IT | 01008-LUB-IRD-28-LUBE MACHINE - REGREASING | 4660423
6656 | 01008-LUB-IRD-28-LUBE | MACHINE - REGREASING | 21 | 20 | 1L - Lubricate | 0100870L57 | SPOOL STARTER |  |  |  |  | BEARING | IRD | LUB | GREASING |  |  |  | 168 | 5 |  |  | JDE |  | LUBRICATION | FROM LUBE IT | 01008-LUB-IRD-28-LUBE MACHINE - REGREASING | 4660423
6657 | 01008-LUB-IRD-28-LUBE | MACHINE - REGREASING | 21 | 20 | 1L - Lubricate | 0100870HG | SPOOL STORAGE |  |  |  |  | CYLINDER EAR (TRS424-01) | IRD | LUB | GREASING |  |  |  | 84 | 5 |  |  | JDE |  | LUBRICATION | FROM LUBE IT | 01008-LUB-IRD-28-LUBE MACHINE - REGREASING | 4660423
6658 | 01008-LUB-IRD-28-LUBE | MACHINE - REGREASING | 21 | 20 | 1L - Lubricate | 0100870HG | SPOOL STORAGE |  |  |  |  | BEARING (BLOCK) (TRS424-02) | IRD | LUB | GREASING |  |  |  | 84 | 5 |  |  | JDE |  | LUBRICATION | FROM LUBE IT | 01008-LUB-IRD-28-LUBE MACHINE - REGREASING | 4660423
6659 | 01008-LUB-IRD-28-LUBE | MACHINE - REGREASING | 21 | 20 | 1L - Lubricate | 0100870HG | SPOOL STORAGE |  |  |  |  | CYLINDER EAR (TRS424-03) | IRD | LUB | GREASING |  |  |  | 84 | 5 |  |  | JDE |  | LUBRICATION | FROM LUBE IT | 01008-LUB-IRD-28-LUBE MACHINE - REGREASING | 4660423
6660 | 01008-LUB-IRD-28-LUBE | MACHINE - REGREASING | 21 | 20 | 1L - Lubricate | 0100870HG | SPOOL STORAGE |  |  |  |  | CYLINDER EAR (TRS424-04) | IRD | LUB | GREASING |  |  |  | 84 | 5 |  |  | JDE |  | LUBRICATION | FROM LUBE IT | 01008-LUB-IRD-28-LUBE MACHINE - REGREASING | 4660423
6661 | 01008-LUB-IRD-28-LUBE | MACHINE - REGREASING | 21 | 20 | 1L - Lubricate | 0100870HG | SPOOL STORAGE |  |  |  |  | PIN (TRS424-05) | IRD | LUB | GREASING |  |  |  | 84 | 5 |  |  | JDE |  | LUBRICATION | FROM LUBE IT | 01008-LUB-IRD-28-LUBE MACHINE - REGREASING | 4660423
6662 | 01008-LUB-IRD-28-LUBE | MACHINE - REGREASING | 21 | 20 | 1L - Lubricate | 0100870HG | SPOOL STORAGE |  |  |  |  | PIN (TRS424-06) | IRD | LUB | GREASING |  |  |  | 84 | 5 |  |  | JDE |  | LUBRICATION | FROM LUBE IT | 01008-LUB-IRD-28-LUBE MACHINE - REGREASING | 4660423
6663 | 01008-LUB-IRD-28-LUBE | MACHINE - REGREASING | 21 | 20 | 1L - Lubricate | 0100870HG | SPOOL STORAGE |  |  |  |  | PIN (TRS424-07) | IRD | LUB | GREASING |  |  |  | 84 | 5 |  |  | JDE |  | LUBRICATION | FROM LUBE IT | 01008-LUB-IRD-28-LUBE MACHINE - REGREASING | 4660423
6664 | 01008-LUB-IRD-28-LUBE | MACHINE - REGREASING | 21 | 20 | 1L - Lubricate | 0100870HG | SPOOL STORAGE |  |  |  |  | PIN (TRS424-08) | IRD | LUB | GREASING |  |  |  | 84 | 5 |  |  | JDE |  | LUBRICATION | FROM LUBE IT | 01008-LUB-IRD-28-LUBE MACHINE - REGREASING | 4660423
6665 | 01008-LUB-IRD-28-LUBE | MACHINE - REGREASING | 21 | 20 | 1L - Lubricate | 0100870CG | PRESS ROLL |  |  |  |  | PIN | IRD | LUB | GREASING |  |  |  | 84 | 5 |  |  | JDE |  | LUBRICATION | FROM LUBE IT | 01008-LUB-IRD-28-LUBE MACHINE - REGREASING | 4660423
6666 | 01008-LUB-IRD-28-LUBE | MACHINE - REGREASING | 21 | 20 | 1L - Lubricate | 0100870CG | PRESS ROLL |  |  |  |  | CYLINDER | IRD | LUB | GREASING |  |  |  | 84 | 5 |  |  | JDE |  | LUBRICATION | FROM LUBE IT | 01008-LUB-IRD-28-LUBE MACHINE - REGREASING | 4660423
6667 | 01008-LUB-IRD-28-LUBE | MACHINE - REGREASING | 21 | 20 | 1L - Lubricate | 0100870BEA | BREAST ROLL SUPPORT ASSY |  |  |  |  | ACTUATOR: ROLL STRETCHER | IRD | LUB | GREASING |  |  |  | 84 | 5 |  |  | JDE |  | LUBRICATION | FROM LUBE IT | 01008-LUB-IRD-28-LUBE MACHINE - REGREASING | 4660423
6668 | 01008-LUB-IRD-28-LUBE | MACHINE - REGREASING | 21 | 20 | 1L - Lubricate | 0100870C31 | FABRIC STRETCHER |  |  |  |  | ACTUATOR | IRD | LUB | GREASING |  |  |  | 84 | 5 |  |  | JDE |  | LUBRICATION | FROM LUBE IT | 01008-LUB-IRD-28-LUBE MACHINE - REGREASING | 4660423
6669 | 01008-LUB-IRD-28-LUBE | MACHINE - REGREASING | 21 | 20 | 1L - Lubricate | 0100870H | REEL DRUM |  |  |  |  | U-JOINT | IRD | LUB | GREASING |  |  |  | 168 | 5 |  |  | JDE |  | LUBRICATION | FROM LUBE IT | 01008-LUB-IRD-28-LUBE MACHINE - REGREASING | 4660423
6670 | 01008-LUB-IRD-28-LUBE | MACHINE - REGREASING | 21 | 20 | 1L - Lubricate | 0100870D | YANKEE |  |  |  |  | BEARING: BROKE CHUTE | IRD | LUB | GREASING |  |  |  | 84 | 5 |  |  | JDE |  | LUBRICATION | FROM LUBE IT | 01008-LUB-IRD-28-LUBE MACHINE - REGREASING | 4660423
6671 | 01008-LUB-IRD-28-LUBE | MACHINE - REGREASING | 21 | 20 | 1L - Lubricate | 0100870D | YANKEE |  |  |  |  | BEARING (DOCTOR): CLEANING DOCTOR | IRD | LUB | GREASING |  |  |  | 28 | 5 |  |  | JDE |  | LUBRICATION | FROM LUBE IT | 01008-LUB-IRD-28-LUBE MACHINE - REGREASING | 4660423
6672 | 01008-LUB-IRD-28-LUBE | MACHINE - REGREASING | 21 | 20 | 1L - Lubricate | 0100870D | YANKEE |  |  |  |  | BEARING (DOCTOR): CREPING DOCTOR | IRD | LUB | GREASING |  |  |  | 28 | 5 |  |  | JDE |  | LUBRICATION | FROM LUBE IT | 01008-LUB-IRD-28-LUBE MACHINE - REGREASING | 4660423
6673 | 01008-LUB-IRD-28-LUBE | MACHINE - REGREASING | 21 | 20 | 1L - Lubricate | 0100870D | YANKEE |  |  |  |  | BEARING (DOCTOR): CUT-OFF DOCTOR | IRD | LUB | GREASING |  |  |  | 28 | 5 |  |  | JDE |  | LUBRICATION | FROM LUBE IT | 01008-LUB-IRD-28-LUBE MACHINE - REGREASING | 4660423
6674 | 01008-LUB-IRD-28-LUBE | MACHINE - REGREASING | 21 | 20 | 1L - Lubricate | 0100870EA | YANKEE CYLINDER #1 |  |  |  |  | BEARING (MOTOR) | IRD | LUB | GREASING |  |  |  | 168 | 5 |  |  | JDE |  | LUBRICATION | FROM LUBE IT | 01008-LUB-IRD-28-LUBE MACHINE - REGREASING | 4660423
6675 | 01008-LUB-IRD-28-LUBE | MACHINE - REGREASING | 21 | 20 | 1L - Lubricate | UNKNOWN | SUPPORT ARR. |  |  |  |  | SPINDLE (SCREW JACK) | IRD | LUB | GREASING |  |  |  | 168 | 5 |  |  | JDE |  | LUBRICATION | FROM LUBE IT | 01008-LUB-IRD-28-LUBE MACHINE - REGREASING | 4660423
6676 | 01008-LUB-IRD-28-LUBE | MACHINE - REGREASING | 21 | 20 | 1L - Lubricate | 0100870CODDA | TAD 1 DE EXHAUST DUCT RETRACT |  |  |  |  | BEARING | IRD | LUB | GREASING |  |  |  | 28 | 5 |  |  | JDE |  | LUBRICATION | FROM LUBE IT | 01008-LUB-IRD-28-LUBE MACHINE - REGREASING | 4660423
6677 | 01008-LUB-IRD-28-LUBE | MACHINE - REGREASING | 21 | 20 | 1L - Lubricate | 0100870CODEA | TAD 1 WE EXHAUST DUCT RETRACT |  |  |  |  | BEARING | IRD | LUB | GREASING |  |  |  | 28 | 5 |  |  | JDE |  | LUBRICATION | FROM LUBE IT | 01008-LUB-IRD-28-LUBE MACHINE - REGREASING | 4660423
6678 | 01008-LUB-IRD-28-LUBE | MACHINE - REGREASING | 21 | 20 | 1L - Lubricate | 0100870CPDDA | TAD 2 DE EXHAUST DUCT RETRACT |  |  |  |  | BEARING | IRD | LUB | GREASING |  |  |  | 28 | 5 |  |  | JDE |  | LUBRICATION | FROM LUBE IT | 01008-LUB-IRD-28-LUBE MACHINE - REGREASING | 4660423
6679 | 01008-LUB-IRD-28-LUBE | MACHINE - REGREASING | 21 | 20 | 1L - Lubricate | 0100870CPDEA | TAD 2 WE EXHAUST DUCT RETRACT |  |  |  |  | BEARING | IRD | LUB | GREASING |  |  |  | 28 | 5 |  |  | JDE |  | LUBRICATION | FROM LUBE IT | 01008-LUB-IRD-28-LUBE MACHINE - REGREASING | 4660423
6680 | 01008-LUB-IRD-28-LUBE | MACHINE - REGREASING | 21 | 20 | 1L - Lubricate | 0100870DA | YANKEE ROLL MOTOR #2 |  |  |  |  | PIN | IRD | LUB | GREASING |  |  |  | 336 | 5 |  |  | JDE |  | LUBRICATION | FROM LUBE IT | 01008-LUB-IRD-28-LUBE MACHINE - REGREASING | 4660423
6681 | 01008-LUB-IRD-28-LUBE | MACHINE - REGREASING | 21 | 20 | 1L - Lubricate | 0100864EC | QCS PRESSURIZATION FAN |  |  |  |  | BEARING | IRD | LUB | GREASING |  |  |  | 168 | 5 |  |  | JDE |  | LUBRICATION | FROM LUBE IT | 01008-LUB-IRD-28-LUBE MACHINE - REGREASING | 4660423
6682 | 01008-LUB-IRD-28-LUBE | MACHINE - REGREASING | 21 | 20 | 1L - Lubricate | 0100822C | REFINER #1 |  |  |  |  | BEARING | IRD | LUB | GREASING |  |  |  | 336 | 5 |  |  | JDE |  | LUBRICATION | FROM LUBE IT | 01008-LUB-IRD-28-LUBE MACHINE - REGREASING | 4660423
6683 | 01008-LUB-IRD-28-LUBE | MACHINE - REGREASING | 21 | 20 | 1L - Lubricate | 0100822D | REFINER #2 |  |  |  |  | BEARING | IRD | LUB | GREASING |  |  |  | 336 | 5 |  |  | JDE |  | LUBRICATION | FROM LUBE IT | 01008-LUB-IRD-28-LUBE MACHINE - REGREASING | 4660423
6684 | 01008-LUB-IRD-28-LUBE | MACHINE - REGREASING | 21 | 20 | 1L - Lubricate | 0100824D | REFINER #3 |  |  |  |  | BEARING | IRD | LUB | GREASING |  |  |  | 28 | 5 |  |  | JDE |  | LUBRICATION | FROM LUBE IT | 01008-LUB-IRD-28-LUBE MACHINE - REGREASING | 4660423
6685 | 01008-LUB-IRD-28-LUBE | MACHINE - REGREASING | 21 | 20 | 1L - Lubricate | 010082827 | LINE 1 BALER |  |  |  |  | CHAIN (INSERTER): LINE 1 BALER AUTO TY SYSTEM | IRD | LUB | LUBRICATE |  |  |  | 28 | 30 |  |  | JDE |  | LUBRICATION | FROM LUBE IT | 01008-LUB-IRD-28-LUBE MACHINE - REGREASING | 4660423
6686 | 01008-LUB-IRD-28-LUBE | MACHINE - REGREASING | 21 | 20 | 1L - Lubricate | 010082827 | LINE 1 BALER |  |  |  |  | CHAIN (TWISTER): LINE 1 BALER AUTO TY SYSTEM | IRD | LUB | LUBRICATE |  |  |  | 28 | 30 |  |  | JDE |  | LUBRICATION | FROM LUBE IT | 01008-LUB-IRD-28-LUBE MACHINE - REGREASING | 4660423
6687 | 01008-LUB-IRD-28-LUBE | MACHINE - REGREASING | 21 | 20 | 1L - Lubricate | 010082829 | LINE 1 BALER BYPASS SHUTTLE CONVEYOR |  |  |  |  | BEARING (HEAD SHAFT) | IRD | LUB | GREASING |  |  |  | 28 | 5 |  |  | JDE |  | LUBRICATION | FROM LUBE IT | 01008-LUB-IRD-28-LUBE MACHINE - REGREASING | 4660423
6688 | 01008-LUB-IRD-28-LUBE | MACHINE - REGREASING | 21 | 20 | 1L - Lubricate | 010082829 | LINE 1 BALER BYPASS SHUTTLE CONVEYOR |  |  |  |  | BEARING (TAIL SHAFT) | IRD | LUB | GREASING |  |  |  | 28 | 5 |  |  | JDE |  | LUBRICATION | FROM LUBE IT | 01008-LUB-IRD-28-LUBE MACHINE - REGREASING | 4660423
6689 | 01008-LUB-IRD-28-LUBE | MACHINE - REGREASING | 21 | 20 | 1L - Lubricate | 010082829 | LINE 1 BALER BYPASS SHUTTLE CONVEYOR |  |  |  |  | JOINT (CONVEYOR BELT HINGE) | IRD | LUB | GREASING |  |  |  | 28 | 5 |  |  | JDE |  | LUBRICATION | FROM LUBE IT | 01008-LUB-IRD-28-LUBE MACHINE - REGREASING | 4660423
6690 | 01008-LUB-IRD-28-LUBE | MACHINE - REGREASING | 21 | 20 | 1L - Lubricate | 010082829 | LINE 1 BALER BYPASS SHUTTLE CONVEYOR |  |  |  |  | SPROCKET (FLOATING TAIL) | IRD | LUB | GREASING |  |  |  | 84 | 5 |  |  | JDE |  | LUBRICATION | FROM LUBE IT | 01008-LUB-IRD-28-LUBE MACHINE - REGREASING | 4660423
6691 | 01008-LUB-IRD-28-LUBE | MACHINE - REGREASING | 21 | 20 | 1L - Lubricate | 0100828T | LINE 1 BALER FEED CONVEYOR |  |  |  |  | BEARING (HEAD SHAFT) | IRD | LUB | GREASING |  |  |  | 28 | 5 |  |  | JDE |  | LUBRICATION | FROM LUBE IT | 01008-LUB-IRD-28-LUBE MACHINE - REGREASING | 4660423
6692 | 01008-LUB-IRD-28-LUBE | MACHINE - REGREASING | 21 | 20 | 1L - Lubricate | 0100828T | LINE 1 BALER FEED CONVEYOR |  |  |  |  | BEARING (TAIL SHAFT) | IRD | LUB | GREASING |  |  |  | 28 | 5 |  |  | JDE |  | LUBRICATION | FROM LUBE IT | 01008-LUB-IRD-28-LUBE MACHINE - REGREASING | 4660423
6693 | 01008-LUB-IRD-28-LUBE | MACHINE - REGREASING | 21 | 20 | 1L - Lubricate | 0100828T | LINE 1 BALER FEED CONVEYOR |  |  |  |  | SPROCKET (FLOATING TAIL) | IRD | LUB | GREASING |  |  |  | 84 | 5 |  |  | JDE |  | LUBRICATION | FROM LUBE IT | 01008-LUB-IRD-28-LUBE MACHINE - REGREASING | 4660423
6694 | 01008-LUB-IRD-28-LUBE | MACHINE - REGREASING | 21 | 20 | 1L - Lubricate | 010082828 | LINE 2 BALER |  |  |  |  | CHAIN (INSERTER): LINE 2 BALER AUTO TY SYSTEM | IRD | LUB | LUBRICATE |  |  |  | 28 | 30 |  |  | JDE |  | LUBRICATION | FROM LUBE IT | 01008-LUB-IRD-28-LUBE MACHINE - REGREASING | 4660423
6695 | 01008-LUB-IRD-28-LUBE | MACHINE - REGREASING | 21 | 20 | 1L - Lubricate | 010082828 | LINE 2 BALER |  |  |  |  | CHAIN (TWISTER): LINE 2 BALER AUTO TY SYSTEM | IRD | LUB | LUBRICATE |  |  |  | 28 | 30 |  |  | JDE |  | LUBRICATION | FROM LUBE IT | 01008-LUB-IRD-28-LUBE MACHINE - REGREASING | 4660423
6696 | 01008-LUB-IRD-28-LUBE | MACHINE - REGREASING | 21 | 20 | 1L - Lubricate | 010082828 | LINE 2 BALER |  |  |  |  | BEARING (MOTOR): LINE 2 BALER MOTOR 1 | IRD | LUB | GREASING |  |  |  | 84 | 5 |  |  | JDE |  | LUBRICATION | FROM LUBE IT | 01008-LUB-IRD-28-LUBE MACHINE - REGREASING | 4660423
6697 | 01008-LUB-IRD-28-LUBE | MACHINE - REGREASING | 21 | 20 | 1L - Lubricate | 010082830 | LINE 2 BALER BYPASS SHUTTLE CONVEYOR |  |  |  |  | BEARING (HEAD SHAFT) | IRD | LUB | GREASING |  |  |  | 28 | 5 |  |  | JDE |  | LUBRICATION | FROM LUBE IT | 01008-LUB-IRD-28-LUBE MACHINE - REGREASING | 4660423
6698 | 01008-LUB-IRD-28-LUBE | MACHINE - REGREASING | 21 | 20 | 1L - Lubricate | 010082830 | LINE 2 BALER BYPASS SHUTTLE CONVEYOR |  |  |  |  | BEARING (TAIL SHAFT) | IRD | LUB | GREASING |  |  |  | 28 | 5 |  |  | JDE |  | LUBRICATION | FROM LUBE IT | 01008-LUB-IRD-28-LUBE MACHINE - REGREASING | 4660423
6699 | 01008-LUB-IRD-28-LUBE | MACHINE - REGREASING | 21 | 20 | 1L - Lubricate | 010082830 | LINE 2 BALER BYPASS SHUTTLE CONVEYOR |  |  |  |  | JOINT (CONVEYOR BELT HINGE) | IRD | LUB | GREASING |  |  |  | 28 | 5 |  |  | JDE |  | LUBRICATION | FROM LUBE IT | 01008-LUB-IRD-28-LUBE MACHINE - REGREASING | 4660423
6700 | 01008-LUB-IRD-28-LUBE | MACHINE - REGREASING | 21 | 20 | 1L - Lubricate | 010082830 | LINE 2 BALER BYPASS SHUTTLE CONVEYOR |  |  |  |  | SPROCKET (FLOATING TAIL) | IRD | LUB | GREASING |  |  |  | 84 | 5 |  |  | JDE |  | LUBRICATION | FROM LUBE IT | 01008-LUB-IRD-28-LUBE MACHINE - REGREASING | 4660423
6701 | 01008-LUB-IRD-28-LUBE | MACHINE - REGREASING | 21 | 20 | 1L - Lubricate | 0100828U | LINE 2 BALER FEED CONVEYOR |  |  |  |  | BEARING (HEAD SHAFT) | IRD | LUB | GREASING |  |  |  | 28 | 5 |  |  | JDE |  | LUBRICATION | FROM LUBE IT | 01008-LUB-IRD-28-LUBE MACHINE - REGREASING | 4660423
6702 | 01008-LUB-IRD-28-LUBE | MACHINE - REGREASING | 21 | 20 | 1L - Lubricate | 0100828U | LINE 2 BALER FEED CONVEYOR |  |  |  |  | BEARING (TAIL SHAFT) | IRD | LUB | GREASING |  |  |  | 28 | 5 |  |  | JDE |  | LUBRICATION | FROM LUBE IT | 01008-LUB-IRD-28-LUBE MACHINE - REGREASING | 4660423
6703 | 01008-LUB-IRD-28-LUBE | MACHINE - REGREASING | 21 | 20 | 1L - Lubricate | 0100828U | LINE 2 BALER FEED CONVEYOR |  |  |  |  | SPROCKET (FLOATING TAIL) | IRD | LUB | GREASING |  |  |  | 84 | 5 |  |  | JDE |  | LUBRICATION | FROM LUBE IT | 01008-LUB-IRD-28-LUBE MACHINE - REGREASING | 4660423
6704 | 01008-LUB-IRD-28-LUBE | MACHINE - REGREASING | 21 | 20 | 1L - Lubricate | 0100824 | LINE 2 DEFLAKER |  |  |  |  | SLIDE | IRD | LUB | GREASING |  |  |  | 84 | 5 |  |  | JDE |  | LUBRICATION | FROM LUBE IT | 01008-LUB-IRD-28-LUBE MACHINE - REGREASING | 4660423
6705 | 01008-LUB-IRD-28-LUBE | MACHINE - REGREASING | 21 | 20 | 1L - Lubricate | 0100824 | LINE 2 DEFLAKER |  |  |  |  | BEARING | IRD | LUB | GREASING |  |  |  | 84 | 5 |  |  | JDE |  | LUBRICATION | FROM LUBE IT | 01008-LUB-IRD-28-LUBE MACHINE - REGREASING | 4660423
6706 | 01008-LUB-IRD-28-LUBE | MACHINE - REGREASING | 21 | 20 | 1L - Lubricate | 0100824 | LINE 2 DEFLAKER |  |  |  |  | SCREW | IRD | LUB | GREASING |  |  |  | 84 | 5 |  |  | JDE |  | LUBRICATION | FROM LUBE IT | 01008-LUB-IRD-28-LUBE MACHINE - REGREASING | 4660423
6707 | 01008-LUB-IRD-28-LUBE | MACHINE - REGREASING | 21 | 20 | 1L - Lubricate | 0100870BAA | SEPARATION ROLL |  |  |  |  | ACTUATOR | IRD | LUB | GREASING |  |  |  | 84 | 5 |  |  | JDE |  | LUBRICATION | FROM LUBE IT | 01008-LUB-IRD-28-LUBE MACHINE - REGREASING | 4660423
6708 | 01008-LUB-IRD-28-LUBE | MACHINE - REGREASING | 21 | 20 | 1L - Lubricate | 0100854H | PARENT ROLL PICK-UP CONVEYOR NO. 1 |  |  |  |  | BEARING | IRD | LUB | LUBRICATE |  |  |  | 168 |  |  |  | JDE |  | LUBRICATION | FROM LUBE IT | 01008-LUB-IRD-28-LUBE MACHINE - REGREASING | 4660423
6709 | 01008-LUB-IRD-28-LUBE | MACHINE - REGREASING | 21 | 20 | 1L - Lubricate | 0100854I | PARENT ROLL PICK-UP CONVEYOR NO. 2 |  |  |  |  | BEARING | IRD | LUB | LUBRICATE |  |  |  | 168 |  |  |  | JDE |  | LUBRICATION | FROM LUBE IT | 01008-LUB-IRD-28-LUBE MACHINE - REGREASING | 4660423
6710 | 0828-LUB-DD-168-LUBE | BROKE AND CORE - OIL CHANGE | 20 | 27 | 1L - Lubricate | 0100828H | BIN TIPPER DISCHARGE CONVEYOR |  |  |  |  | REDUCER | DD | LUB | OIL CHANGE |  |  |  | 672 | 60 |  |  | JDE |  | LUBRICATION | FROM LUBE IT | 0828-LUB-DD-168-LUBE BROKE AND CORE - OIL CHANGE | 4660424
6711 | 0828-LUB-DD-168-LUBE | BROKE AND CORE - OIL CHANGE | 20 | 27 | 1L - Lubricate | 0100828J | TIPPER AND GUILLOTINE HYDRAULIC POWER UNIT |  |  |  |  | PUMP | DD | LUB | OIL CHANGE |  |  |  | 336 | 60 |  |  | JDE |  | LUBRICATION | FROM LUBE IT | 0828-LUB-DD-168-LUBE BROKE AND CORE - OIL CHANGE | 4660424
6712 | 0828-LUB-DD-168-LUBE | BROKE AND CORE - OIL CHANGE | 20 | 27 | 1L - Lubricate | 0100828J | TIPPER AND GUILLOTINE HYDRAULIC POWER UNIT |  |  |  |  | RESERVOIR | DD | LUB | OIL CHANGE |  |  |  | 336 | 60 |  |  | JDE |  | LUBRICATION | FROM LUBE IT | 0828-LUB-DD-168-LUBE BROKE AND CORE - OIL CHANGE | 4660424
6713 | 0828-LUB-DD-168-LUBE | BROKE AND CORE - OIL CHANGE | 20 | 27 | 1L - Lubricate | 010082836 | WIRE COILER |  |  |  |  | REDUCER | DD | LUB | OIL CHANGE |  |  |  | 336 | 60 |  |  | JDE |  | LUBRICATION | FROM LUBE IT | 0828-LUB-DD-168-LUBE BROKE AND CORE - OIL CHANGE | 4660424
6714 | 0828-LUB-DD-168-LUBE | BROKE AND CORE - OIL CHANGE | 20 | 27 | 1L - Lubricate | 0100828V | CORE CLEANING SYSTEM |  |  |  |  | REDUCER (CONVEYOR): CORE CLEANING STATION | DD | LUB | OIL CHANGE |  |  |  | 672 | 60 |  |  | JDE |  | LUBRICATION | FROM LUBE IT | 0828-LUB-DD-168-LUBE BROKE AND CORE - OIL CHANGE | 4660424
6715 | 0828-LUB-DD-168-LUBE | BROKE AND CORE - OIL CHANGE | 20 | 27 | 1L - Lubricate | 0100828V | CORE CLEANING SYSTEM |  |  |  |  | REDUCER (GRIPPING ARM): CORE CLEANING STATION | DD | LUB | OIL CHANGE |  |  |  | 672 | 60 |  |  | JDE |  | LUBRICATION | FROM LUBE IT | 0828-LUB-DD-168-LUBE BROKE AND CORE - OIL CHANGE | 4660424
6716 | 0828-LUB-DD-168-LUBE | BROKE AND CORE - OIL CHANGE | 20 | 27 | 1L - Lubricate | 0100828V | CORE CLEANING SYSTEM |  |  |  |  | REDUCER (CENTER UNIT): ROLL CUTTING DEVICE | DD | LUB | OIL CHANGE |  |  |  | 672 | 60 |  |  | JDE |  | LUBRICATION | FROM LUBE IT | 0828-LUB-DD-168-LUBE BROKE AND CORE - OIL CHANGE | 4660424
6717 | 0828-LUB-DD-168-LUBE | BROKE AND CORE - OIL CHANGE | 20 | 27 | 1L - Lubricate | 0100828V | CORE CLEANING SYSTEM |  |  |  |  | REDUCER (DRIVE UNIT ARMS): ROLL CUTTING DEVICE | DD | LUB | OIL CHANGE |  |  |  | 672 | 60 |  |  | JDE |  | LUBRICATION | FROM LUBE IT | 0828-LUB-DD-168-LUBE BROKE AND CORE - OIL CHANGE | 4660424
6718 | 0828-LUB-DD-168-LUBE | BROKE AND CORE - OIL CHANGE | 20 | 27 | 1L - Lubricate | 0100828V | CORE CLEANING SYSTEM |  |  |  |  | REDUCER (KNIFE BEAM): ROLL CUTTING DEVICE | DD | LUB | OIL CHANGE |  |  |  | 672 | 60 |  |  | JDE |  | LUBRICATION | FROM LUBE IT | 0828-LUB-DD-168-LUBE BROKE AND CORE - OIL CHANGE | 4660424
6719 | 0828-LUB-DD-168-LUBE | BROKE AND CORE - OIL CHANGE | 20 | 27 | 1L - Lubricate | 0100828V | CORE CLEANING SYSTEM |  |  |  |  | REDUCER (KNIFE GIRDER): ROLL CUTTING DEVICE | DD | LUB | OIL CHANGE |  |  |  | 672 | 60 |  |  | JDE |  | LUBRICATION | FROM LUBE IT | 0828-LUB-DD-168-LUBE BROKE AND CORE - OIL CHANGE | 4660424
6720 | 0828-LUB-DD-168-LUBE | BROKE AND CORE - OIL CHANGE | 20 | 27 | 1L - Lubricate | 0100828V | CORE CLEANING SYSTEM |  |  |  |  | REDUCER (KNIFE ROTATION): ROLL CUTTING DEVICE | DD | LUB | OIL CHANGE |  |  |  | 672 | 60 |  |  | JDE |  | LUBRICATION | FROM LUBE IT | 0828-LUB-DD-168-LUBE BROKE AND CORE - OIL CHANGE | 4660424
6721 | 0828-LUB-DD-168-LUBE | BROKE AND CORE - OIL CHANGE | 20 | 27 | 1L - Lubricate | 0100828V | CORE CLEANING SYSTEM |  |  |  |  | REDUCER (TRAVERSING GIRDER): TRAVERSING CARRIAGE | DD | LUB | OIL CHANGE |  |  |  | 672 | 60 |  |  | JDE |  | LUBRICATION | FROM LUBE IT | 0828-LUB-DD-168-LUBE BROKE AND CORE - OIL CHANGE | 4660424
6722 | 0828-LUB-DD-168-LUBE | BROKE AND CORE - OIL CHANGE | 20 | 27 | 1L - Lubricate | 0100828V | CORE CLEANING SYSTEM |  |  |  |  | REDUCER (UPPER BEAM): TRAVERSING CARRIAGE | DD | LUB | OIL CHANGE |  |  |  | 672 | 60 |  |  | JDE |  | LUBRICATION | FROM LUBE IT | 0828-LUB-DD-168-LUBE BROKE AND CORE - OIL CHANGE | 4660424
6723 | 0828-LUB-DD-168-LUBE | BROKE AND CORE - OIL CHANGE | 20 | 27 | 1L - Lubricate | 0100828L | SPENT ROLL CONVEYOR #1 |  |  |  |  | REDUCER | DD | LUB | OIL CHANGE |  |  |  | 168 | 60 |  |  | JDE |  | LUBRICATION | FROM LUBE IT | 0828-LUB-DD-168-LUBE BROKE AND CORE - OIL CHANGE | 4660424
6724 | 0828-LUB-DD-168-LUBE | BROKE AND CORE - OIL CHANGE | 20 | 27 | 1L - Lubricate | 0100828M | SPENT ROLL CONVEYOR #2 |  |  |  |  | REDUCER | DD | LUB | OIL CHANGE |  |  |  | 168 | 60 |  |  | JDE |  | LUBRICATION | FROM LUBE IT | 0828-LUB-DD-168-LUBE BROKE AND CORE - OIL CHANGE | 4660424
6725 | 0828-LUB-DD-168-LUBE | BROKE AND CORE - OIL CHANGE | 20 | 27 | 1L - Lubricate | 0100828N | SPENT ROLL CONVEYOR #3 |  |  |  |  | REDUCER | DD | LUB | OIL CHANGE |  |  |  | 168 | 60 |  |  | JDE |  | LUBRICATION | FROM LUBE IT | 0828-LUB-DD-168-LUBE BROKE AND CORE - OIL CHANGE | 4660424
6726 | 0828-LUB-DD-168-LUBE | BROKE AND CORE - OIL CHANGE | 20 | 27 | 1L - Lubricate | 0100828O | SPENT ROLL CONVEYOR #4 |  |  |  |  | REDUCER | DD | LUB | OIL CHANGE |  |  |  | 168 | 60 |  |  | JDE |  | LUBRICATION | FROM LUBE IT | 0828-LUB-DD-168-LUBE BROKE AND CORE - OIL CHANGE | 4660424
6727 | 0828-LUB-DD-168-LUBE | BROKE AND CORE - OIL CHANGE | 20 | 27 | 1L - Lubricate | 0100828P | SPENT ROLL CONVEYOR #5 |  |  |  |  | REDUCER | DD | LUB | OIL CHANGE |  |  |  | 168 | 60 |  |  | JDE |  | LUBRICATION | FROM LUBE IT | 0828-LUB-DD-168-LUBE BROKE AND CORE - OIL CHANGE | 4660424
6728 | 0828-LUB-DD-168-LUBE | BROKE AND CORE - OIL CHANGE | 20 | 27 | 1L - Lubricate | 0100828R | SPENT AND CULL ROLL LIFT TABLES HYD POWER UNIT |  |  |  |  | PUMP | DD | LUB | OIL CHANGE |  |  |  | 336 | 60 |  |  | JDE |  | LUBRICATION | FROM LUBE IT | 0828-LUB-DD-168-LUBE BROKE AND CORE - OIL CHANGE | 4660424
6729 | 0828-LUB-DD-168-LUBE | BROKE AND CORE - OIL CHANGE | 20 | 27 | 1L - Lubricate | 0100828R | SPENT AND CULL ROLL LIFT TABLES HYD POWER UNIT |  |  |  |  | RESERVOIR | DD | LUB | OIL CHANGE |  |  |  | 336 | 60 |  |  | JDE |  | LUBRICATION | FROM LUBE IT | 0828-LUB-DD-168-LUBE BROKE AND CORE - OIL CHANGE | 4660424
6730 | 0828-LUB-DD-168-LUBE | BROKE AND CORE - OIL CHANGE | 20 | 27 | 1L - Lubricate | 0100828W | CORE TRANSFER CONVEYOR #1 |  |  |  |  | REDUCER | DD | LUB | OIL CHANGE |  |  |  | 168 | 60 |  |  | JDE |  | LUBRICATION | FROM LUBE IT | 0828-LUB-DD-168-LUBE BROKE AND CORE - OIL CHANGE | 4660424
6731 | 0828-LUB-DD-168-LUBE | BROKE AND CORE - OIL CHANGE | 20 | 27 | 1L - Lubricate | 0100828X | CORE TRANSFER CONVEYOR #2 |  |  |  |  | REDUCER | DD | LUB | OIL CHANGE |  |  |  | 168 | 60 |  |  | JDE |  | LUBRICATION | FROM LUBE IT | 0828-LUB-DD-168-LUBE BROKE AND CORE - OIL CHANGE | 4660424
6732 | 0828-LUB-DD-168-LUBE | BROKE AND CORE - OIL CHANGE | 20 | 27 | 1L - Lubricate | 0100828Y | CORE TRANSFER CONVEYOR #3 |  |  |  |  | REDUCER | DD | LUB | OIL CHANGE |  |  |  | 168 | 60 |  |  | JDE |  | LUBRICATION | FROM LUBE IT | 0828-LUB-DD-168-LUBE BROKE AND CORE - OIL CHANGE | 4660424
6733 | 0828-LUB-DD-168-LUBE | BROKE AND CORE - OIL CHANGE | 20 | 27 | 1L - Lubricate | 0100828Z | CORE TRANSFER CONVEYOR #4 |  |  |  |  | REDUCER | DD | LUB | OIL CHANGE |  |  |  | 168 | 60 |  |  | JDE |  | LUBRICATION | FROM LUBE IT | 0828-LUB-DD-168-LUBE BROKE AND CORE - OIL CHANGE | 4660424
6734 | 0828-LUB-DD-168-LUBE | BROKE AND CORE - OIL CHANGE | 20 | 27 | 1L - Lubricate | 010082839 | CORE HOLDING CONVEYOR |  |  |  |  | REDUCER | DD | LUB | OIL CHANGE |  |  |  | 168 | 60 |  |  | JDE |  | LUBRICATION | FROM LUBE IT | 0828-LUB-DD-168-LUBE BROKE AND CORE - OIL CHANGE | 4660424
6735 | 0828-LUB-DD-168-LUBE | BROKE AND CORE - OIL CHANGE | 20 | 27 | 1L - Lubricate | 010082846 | CORE TABLE FEED SYSTEM |  |  |  |  | REDUCER | DD | LUB | OIL CHANGE |  |  |  | 336 | 60 |  |  | JDE |  | LUBRICATION | FROM LUBE IT | 0828-LUB-DD-168-LUBE BROKE AND CORE - OIL CHANGE | 4660424
6736 | 0828-LUB-DD-168-LUBE | BROKE AND CORE - OIL CHANGE | 20 | 27 | 1L - Lubricate | 010082838 | CORE ASRS DISCHARGE CONVEYOR #1 |  |  |  |  | REDUCER | DD | LUB | OIL CHANGE |  |  |  | 168 | 60 |  |  | JDE |  | LUBRICATION | FROM LUBE IT | 0828-LUB-DD-168-LUBE BROKE AND CORE - OIL CHANGE | 4660424
6737 | 0828-LUB-DD-168-LUBE | BROKE AND CORE - OIL CHANGE | 20 | 27 | 1L - Lubricate | 010082840 | CORE ASRS DISCHARGE CONVEYOR #2 |  |  |  |  | REDUCER | DD | LUB | OIL CHANGE |  |  |  | 168 | 60 |  |  | JDE |  | LUBRICATION | FROM LUBE IT | 0828-LUB-DD-168-LUBE BROKE AND CORE - OIL CHANGE | 4660424
6738 | 0828-LUB-DD-168-LUBE | BROKE AND CORE - OIL CHANGE | 20 | 27 | 1L - Lubricate | 010082842 | CORE ASRS GANTRY CRANE ASSY |  |  |  |  | REDUCER | DD | LUB | OIL CHANGE |  |  |  | 336 | 60 |  |  | JDE |  | LUBRICATION | FROM LUBE IT | 0828-LUB-DD-168-LUBE BROKE AND CORE - OIL CHANGE | 4660424
6739 | 0828-LUB-IRD-14-LVL CHK | BROKE AND CORE - INSPECTIONS | 23 | 28 | 3 - Obj Inspection | 0100828H | BIN TIPPER DISCHARGE CONVEYOR |  |  |  |  | BEARING (MOTOR) | IRD | LUB | LEVEL CHK |  |  |  | 14 | 5 |  |  | JDE |  | LUBRICATION | FROM LUBE IT | 0828-LUB-IRD-14-LVL CHK BROKE AND CORE - INSPECTIONS | 4660425
6740 | 0828-LUB-IRD-14-LVL CHK | BROKE AND CORE - INSPECTIONS | 23 | 28 | 3 - Obj Inspection | 0100828H | BIN TIPPER DISCHARGE CONVEYOR |  |  |  |  | REDUCER | IRD | LUB | LEVEL CHK |  |  |  | 14 | 5 |  |  | JDE |  | LUBRICATION | FROM LUBE IT | 0828-LUB-IRD-14-LVL CHK BROKE AND CORE - INSPECTIONS | 4660425
6741 | 0828-LUB-IRD-14-LVL CHK | BROKE AND CORE - INSPECTIONS | 23 | 28 | 3 - Obj Inspection | 0100828J | TIPPER AND GUILLOTINE HYDRAULIC POWER UNIT |  |  |  |  | PUMP | IRD | LUB | LEVEL CHK |  |  |  | 14 | 5 |  |  | JDE |  | LUBRICATION | FROM LUBE IT | 0828-LUB-IRD-14-LVL CHK BROKE AND CORE - INSPECTIONS | 4660425
6742 | 0828-LUB-IRD-14-LVL CHK | BROKE AND CORE - INSPECTIONS | 23 | 28 | 3 - Obj Inspection | 0100828J | TIPPER AND GUILLOTINE HYDRAULIC POWER UNIT |  |  |  |  | RESERVOIR | IRD | LUB | LEVEL CHK |  |  |  | 14 | 5 |  |  | JDE |  | LUBRICATION | FROM LUBE IT | 0828-LUB-IRD-14-LVL CHK BROKE AND CORE - INSPECTIONS | 4660425
6743 | 0828-LUB-IRD-14-LVL CHK | BROKE AND CORE - INSPECTIONS | 23 | 28 | 3 - Obj Inspection | 0100828V | CORE CLEANING SYSTEM |  |  |  |  | REDUCER (CONVEYOR): CORE CLEANING STATION | IRD | LUB | LEVEL CHK |  |  |  | 14 | 5 |  |  | JDE |  | LUBRICATION | FROM LUBE IT | 0828-LUB-IRD-14-LVL CHK BROKE AND CORE - INSPECTIONS | 4660425
6744 | 0828-LUB-IRD-14-LVL CHK | BROKE AND CORE - INSPECTIONS | 23 | 28 | 3 - Obj Inspection | 0100828V | CORE CLEANING SYSTEM |  |  |  |  | REDUCER (GRIPPING ARM): CORE CLEANING STATION | IRD | LUB | LEVEL CHK |  |  |  | 14 | 5 |  |  | JDE |  | LUBRICATION | FROM LUBE IT | 0828-LUB-IRD-14-LVL CHK BROKE AND CORE - INSPECTIONS | 4660425
6745 | 0828-LUB-IRD-14-LVL CHK | BROKE AND CORE - INSPECTIONS | 23 | 28 | 3 - Obj Inspection | 0100828V | CORE CLEANING SYSTEM |  |  |  |  | REDUCER (CENTER UNIT): ROLL CUTTING DEVICE | IRD | LUB | LEVEL CHK |  |  |  | 14 | 5 |  |  | JDE |  | LUBRICATION | FROM LUBE IT | 0828-LUB-IRD-14-LVL CHK BROKE AND CORE - INSPECTIONS | 4660425
6746 | 0828-LUB-IRD-14-LVL CHK | BROKE AND CORE - INSPECTIONS | 23 | 28 | 3 - Obj Inspection | 0100828V | CORE CLEANING SYSTEM |  |  |  |  | REDUCER (DRIVE UNIT ARMS): ROLL CUTTING DEVICE | IRD | LUB | LEVEL CHK |  |  |  | 14 | 5 |  |  | JDE |  | LUBRICATION | FROM LUBE IT | 0828-LUB-IRD-14-LVL CHK BROKE AND CORE - INSPECTIONS | 4660425
6747 | 0828-LUB-IRD-14-LVL CHK | BROKE AND CORE - INSPECTIONS | 23 | 28 | 3 - Obj Inspection | 0100828V | CORE CLEANING SYSTEM |  |  |  |  | REDUCER (KNIFE BEAM): ROLL CUTTING DEVICE | IRD | LUB | LEVEL CHK |  |  |  | 14 | 5 |  |  | JDE |  | LUBRICATION | FROM LUBE IT | 0828-LUB-IRD-14-LVL CHK BROKE AND CORE - INSPECTIONS | 4660425
6748 | 0828-LUB-IRD-14-LVL CHK | BROKE AND CORE - INSPECTIONS | 23 | 28 | 3 - Obj Inspection | 0100828V | CORE CLEANING SYSTEM |  |  |  |  | REDUCER (KNIFE GIRDER): ROLL CUTTING DEVICE | IRD | LUB | LEVEL CHK |  |  |  | 14 | 5 |  |  | JDE |  | LUBRICATION | FROM LUBE IT | 0828-LUB-IRD-14-LVL CHK BROKE AND CORE - INSPECTIONS | 4660425
6749 | 0828-LUB-IRD-14-LVL CHK | BROKE AND CORE - INSPECTIONS | 23 | 28 | 3 - Obj Inspection | 0100828V | CORE CLEANING SYSTEM |  |  |  |  | REDUCER (KNIFE ROTATION): ROLL CUTTING DEVICE | IRD | LUB | LEVEL CHK |  |  |  | 14 | 5 |  |  | JDE |  | LUBRICATION | FROM LUBE IT | 0828-LUB-IRD-14-LVL CHK BROKE AND CORE - INSPECTIONS | 4660425
6750 | 0828-LUB-IRD-14-LVL CHK | BROKE AND CORE - INSPECTIONS | 23 | 28 | 3 - Obj Inspection | 0100828V | CORE CLEANING SYSTEM |  |  |  |  | REDUCER (TRAVERSING GIRDER): TRAVERSING CARRIAGE | IRD | LUB | LEVEL CHK |  |  |  | 14 | 5 |  |  | JDE |  | LUBRICATION | FROM LUBE IT | 0828-LUB-IRD-14-LVL CHK BROKE AND CORE - INSPECTIONS | 4660425
6751 | 0828-LUB-IRD-14-LVL CHK | BROKE AND CORE - INSPECTIONS | 23 | 28 | 3 - Obj Inspection | 0100828V | CORE CLEANING SYSTEM |  |  |  |  | REDUCER (UPPER BEAM): TRAVERSING CARRIAGE | IRD | LUB | LEVEL CHK |  |  |  | 14 | 5 |  |  | JDE |  | LUBRICATION | FROM LUBE IT | 0828-LUB-IRD-14-LVL CHK BROKE AND CORE - INSPECTIONS | 4660425
6752 | 0828-LUB-IRD-14-LVL CHK | BROKE AND CORE - INSPECTIONS | 23 | 28 | 3 - Obj Inspection | 0100828L | SPENT ROLL CONVEYOR #1 |  |  |  |  | REDUCER | IRD | LUB | LEVEL CHK |  |  |  | 14 | 5 |  |  | JDE |  | LUBRICATION | FROM LUBE IT | 0828-LUB-IRD-14-LVL CHK BROKE AND CORE - INSPECTIONS | 4660425
6753 | 0828-LUB-IRD-14-LVL CHK | BROKE AND CORE - INSPECTIONS | 23 | 28 | 3 - Obj Inspection | 0100828M | SPENT ROLL CONVEYOR #2 |  |  |  |  | REDUCER | IRD | LUB | LEVEL CHK |  |  |  | 14 | 5 |  |  | JDE |  | LUBRICATION | FROM LUBE IT | 0828-LUB-IRD-14-LVL CHK BROKE AND CORE - INSPECTIONS | 4660425
6754 | 0828-LUB-IRD-14-LVL CHK | BROKE AND CORE - INSPECTIONS | 23 | 28 | 3 - Obj Inspection | 0100828N | SPENT ROLL CONVEYOR #3 |  |  |  |  | REDUCER | IRD | LUB | LEVEL CHK |  |  |  | 14 | 5 |  |  | JDE |  | LUBRICATION | FROM LUBE IT | 0828-LUB-IRD-14-LVL CHK BROKE AND CORE - INSPECTIONS | 4660425
6755 | 0828-LUB-IRD-14-LVL CHK | BROKE AND CORE - INSPECTIONS | 23 | 28 | 3 - Obj Inspection | 0100828O | SPENT ROLL CONVEYOR #4 |  |  |  |  | REDUCER | IRD | LUB | LEVEL CHK |  |  |  | 14 | 5 |  |  | JDE |  | LUBRICATION | FROM LUBE IT | 0828-LUB-IRD-14-LVL CHK BROKE AND CORE - INSPECTIONS | 4660425
6756 | 0828-LUB-IRD-14-LVL CHK | BROKE AND CORE - INSPECTIONS | 23 | 28 | 3 - Obj Inspection | 0100828P | SPENT ROLL CONVEYOR #5 |  |  |  |  | REDUCER | IRD | LUB | LEVEL CHK |  |  |  | 14 | 5 |  |  | JDE |  | LUBRICATION | FROM LUBE IT | 0828-LUB-IRD-14-LVL CHK BROKE AND CORE - INSPECTIONS | 4660425
6757 | 0828-LUB-IRD-14-LVL CHK | BROKE AND CORE - INSPECTIONS | 23 | 28 | 3 - Obj Inspection | 0100828R | SPENT AND CULL ROLL LIFT TABLES HYD POWER UNIT |  |  |  |  | PUMP | IRD | LUB | LEVEL CHK |  |  |  | 14 | 5 |  |  | JDE |  | LUBRICATION | FROM LUBE IT | 0828-LUB-IRD-14-LVL CHK BROKE AND CORE - INSPECTIONS | 4660425
6758 | 0828-LUB-IRD-14-LVL CHK | BROKE AND CORE - INSPECTIONS | 23 | 28 | 3 - Obj Inspection | 0100828R | SPENT AND CULL ROLL LIFT TABLES HYD POWER UNIT |  |  |  |  | RESERVOIR | IRD | LUB | LEVEL CHK |  |  |  | 14 | 5 |  |  | JDE |  | LUBRICATION | FROM LUBE IT | 0828-LUB-IRD-14-LVL CHK BROKE AND CORE - INSPECTIONS | 4660425
6759 | 0828-LUB-IRD-14-LVL CHK | BROKE AND CORE - INSPECTIONS | 23 | 28 | 3 - Obj Inspection | 0100828W | CORE TRANSFER CONVEYOR #1 |  |  |  |  | REDUCER | IRD | LUB | LEVEL CHK |  |  |  | 14 | 5 |  |  | JDE |  | LUBRICATION | FROM LUBE IT | 0828-LUB-IRD-14-LVL CHK BROKE AND CORE - INSPECTIONS | 4660425
6760 | 0828-LUB-IRD-14-LVL CHK | BROKE AND CORE - INSPECTIONS | 23 | 28 | 3 - Obj Inspection | 0100828X | CORE TRANSFER CONVEYOR #2 |  |  |  |  | REDUCER | IRD | LUB | LEVEL CHK |  |  |  | 14 | 5 |  |  | JDE |  | LUBRICATION | FROM LUBE IT | 0828-LUB-IRD-14-LVL CHK BROKE AND CORE - INSPECTIONS | 4660425
6761 | 0828-LUB-IRD-14-LVL CHK | BROKE AND CORE - INSPECTIONS | 23 | 28 | 3 - Obj Inspection | 0100828Y | CORE TRANSFER CONVEYOR #3 |  |  |  |  | REDUCER | IRD | LUB | LEVEL CHK |  |  |  | 14 | 5 |  |  | JDE |  | LUBRICATION | FROM LUBE IT | 0828-LUB-IRD-14-LVL CHK BROKE AND CORE - INSPECTIONS | 4660425
6762 | 0828-LUB-IRD-14-LVL CHK | BROKE AND CORE - INSPECTIONS | 23 | 28 | 3 - Obj Inspection | 0100828Z | CORE TRANSFER CONVEYOR #4 |  |  |  |  | REDUCER | IRD | LUB | LEVEL CHK |  |  |  | 14 | 5 |  |  | JDE |  | LUBRICATION | FROM LUBE IT | 0828-LUB-IRD-14-LVL CHK BROKE AND CORE - INSPECTIONS | 4660425
6763 | 0828-LUB-IRD-14-LVL CHK | BROKE AND CORE - INSPECTIONS | 23 | 28 | 3 - Obj Inspection | 010082839 | CORE HOLDING CONVEYOR |  |  |  |  | REDUCER | IRD | LUB | LEVEL CHK |  |  |  | 14 | 5 |  |  | JDE |  | LUBRICATION | FROM LUBE IT | 0828-LUB-IRD-14-LVL CHK BROKE AND CORE - INSPECTIONS | 4660425
6764 | 0828-LUB-IRD-14-LVL CHK | BROKE AND CORE - INSPECTIONS | 23 | 28 | 3 - Obj Inspection | 010082846 | CORE TABLE FEED SYSTEM |  |  |  |  | REDUCER | IRD | LUB | LEVEL CHK |  |  |  | 14 | 5 |  |  | JDE |  | LUBRICATION | FROM LUBE IT | 0828-LUB-IRD-14-LVL CHK BROKE AND CORE - INSPECTIONS | 4660425
6765 | 0828-LUB-IRD-14-LVL CHK | BROKE AND CORE - INSPECTIONS | 23 | 28 | 3 - Obj Inspection | 010082838 | CORE ASRS DISCHARGE CONVEYOR #1 |  |  |  |  | REDUCER | IRD | LUB | LEVEL CHK |  |  |  | 14 | 5 |  |  | JDE |  | LUBRICATION | FROM LUBE IT | 0828-LUB-IRD-14-LVL CHK BROKE AND CORE - INSPECTIONS | 4660425
6766 | 0828-LUB-IRD-14-LVL CHK | BROKE AND CORE - INSPECTIONS | 23 | 28 | 3 - Obj Inspection | 010082840 | CORE ASRS DISCHARGE CONVEYOR #2 |  |  |  |  | REDUCER | IRD | LUB | LEVEL CHK |  |  |  | 14 | 5 |  |  | JDE |  | LUBRICATION | FROM LUBE IT | 0828-LUB-IRD-14-LVL CHK BROKE AND CORE - INSPECTIONS | 4660425
6767 | 0828-LUB-IRD-14-LVL CHK | BROKE AND CORE - INSPECTIONS | 23 | 28 | 3 - Obj Inspection | 010082842 | CORE ASRS GANTRY CRANE ASSY |  |  |  |  | REDUCER | IRD | LUB | LEVEL CHK |  |  |  | 14 | 5 |  |  | JDE |  | LUBRICATION | FROM LUBE IT | 0828-LUB-IRD-14-LVL CHK BROKE AND CORE - INSPECTIONS | 4660425
6768 | 0828-LUB-IRD-14-LVL CHK | BROKE AND CORE - INSPECTIONS | 23 | 28 | 3 - Obj Inspection | 010082836 | WIRE COILER |  |  |  |  | REDUCER | IRD | LUB | LEVEL CHK |  |  |  | 14 | 5 |  |  | JDE |  | LUBRICATION | FROM LUBE IT | 0828-LUB-IRD-14-LVL CHK BROKE AND CORE - INSPECTIONS | 4660425
6769 | 0828V-LUB-IRD-168-LUBRICATE | TISSUE - CHAIN | 27 | 14 | 1L - Lubricate | 0100828V | CORE CLEANING SYSTEM |  |  |  |  | CHAIN (MIDDLE LEG LEFT): ROLL CUTTING DEVICE | IRD | LUB | LUBRICATE |  |  |  | 168 | 30 |  |  | JDE |  | LUBRICATION | FROM LUBE IT | 0828V-LUB-IRD-168-LUBRICATE TISSUE - CHAIN | 4660426
6770 | 0828V-LUB-IRD-168-LUBRICATE | TISSUE - CHAIN | 27 | 14 | 1L - Lubricate | 0100828V | CORE CLEANING SYSTEM |  |  |  |  | CHAIN (MIDDLE LEG RIGHT): ROLL CUTTING DEVICE | IRD | LUB | LUBRICATE |  |  |  | 168 | 30 |  |  | JDE |  | LUBRICATION | FROM LUBE IT | 0828V-LUB-IRD-168-LUBRICATE TISSUE - CHAIN | 4660426
6771 | 0828V-LUB-IRD-168-LUBRICATE | TISSUE - CHAIN | 27 | 14 | 1L - Lubricate | 0100828V | CORE CLEANING SYSTEM |  |  |  |  | CHAIN (ROLL CUTTER ARM): ROLL CUTTING DEVICE | IRD | LUB | LUBRICATE |  |  |  | 168 | 30 |  |  | JDE |  | LUBRICATION | FROM LUBE IT | 0828V-LUB-IRD-168-LUBRICATE TISSUE - CHAIN | 4660426
6772 | 0828V-LUB-IRD-168-LUBRICATE | TISSUE - CHAIN | 27 | 14 | 1L - Lubricate | 0100828V | CORE CLEANING SYSTEM |  |  |  |  | CHAIN (ROLL CUTTER LEG): ROLL CUTTING DEVICE | IRD | LUB | LUBRICATE |  |  |  | 168 | 30 |  |  | JDE |  | LUBRICATION | FROM LUBE IT | 0828V-LUB-IRD-168-LUBRICATE TISSUE - CHAIN | 4660426
6773 | 0828-LUB-IRD-28-LUBE | BROKE AND CORE - REGREASING | 20 | 27 | 1L - Lubricate | 0100828H | BIN TIPPER DISCHARGE CONVEYOR |  |  |  |  | BEARING (MOTOR) | IRD | LUB | GREASING |  |  |  | 168 | 60 |  |  | JDE |  | LUBRICATION | FROM LUBE IT | 0828-LUB-IRD-28-LUBE BROKE AND CORE - REGREASING | 4660427
6774 | 0828-LUB-IRD-28-LUBE | BROKE AND CORE - REGREASING | 20 | 27 | 1L - Lubricate | 0100828J | TIPPER AND GUILLOTINE HYDRAULIC POWER UNIT |  |  |  |  | BEARING (MOTOR) | IRD | LUB | GREASING |  |  |  | 84 | 5 |  |  | JDE |  | LUBRICATION | FROM LUBE IT | 0828-LUB-IRD-28-LUBE BROKE AND CORE - REGREASING | 4660427
6775 | 0828-LUB-IRD-28-LUBE | BROKE AND CORE - REGREASING | 20 | 27 | 1L - Lubricate | 0100828W | CORE TRANSFER CONVEYOR #1 |  |  |  |  | BEARING (MOTOR) | IRD | LUB | GREASING |  |  |  | 336 | 5 |  |  | JDE |  | LUBRICATION | FROM LUBE IT | 0828-LUB-IRD-28-LUBE BROKE AND CORE - REGREASING | 4660427
6776 | 0828-LUB-IRD-28-LUBE | BROKE AND CORE - REGREASING | 20 | 27 | 1L - Lubricate | 0100828X | CORE TRANSFER CONVEYOR #2 |  |  |  |  | BEARING (MOTOR) | IRD | LUB | GREASING |  |  |  | 672 | 5 |  |  | JDE |  | LUBRICATION | FROM LUBE IT | 0828-LUB-IRD-28-LUBE BROKE AND CORE - REGREASING | 4660427
6777 | 0828-LUB-IRD-28-LUBE | BROKE AND CORE - REGREASING | 20 | 27 | 1L - Lubricate | 0100828Y | CORE TRANSFER CONVEYOR #3 |  |  |  |  | BEARING (MOTOR) | IRD | LUB | GREASING |  |  |  | 672 | 5 |  |  | JDE |  | LUBRICATION | FROM LUBE IT | 0828-LUB-IRD-28-LUBE BROKE AND CORE - REGREASING | 4660427
6778 | 0828-LUB-IRD-28-LUBE | BROKE AND CORE - REGREASING | 20 | 27 | 1L - Lubricate | 0100828Z | CORE TRANSFER CONVEYOR #4 |  |  |  |  | BEARING (MOTOR) | IRD | LUB | GREASING |  |  |  | 672 | 5 |  |  | JDE |  | LUBRICATION | FROM LUBE IT | 0828-LUB-IRD-28-LUBE BROKE AND CORE - REGREASING | 4660427
6779 | 0828-LUB-IRD-28-LUBE | BROKE AND CORE - REGREASING | 20 | 27 | 1L - Lubricate | 010082839 | CORE HOLDING CONVEYOR |  |  |  |  | BEARING (MOTOR) | IRD | LUB | GREASING |  |  |  | 672 | 5 |  |  | JDE |  | LUBRICATION | FROM LUBE IT | 0828-LUB-IRD-28-LUBE BROKE AND CORE - REGREASING | 4660427
6780 | 0828-LUB-IRD-28-LUBE | BROKE AND CORE - REGREASING | 20 | 27 | 1L - Lubricate | 0100826JB | BROKE ACCEPTS TO BLEND CHEST PUMP |  |  |  |  | BEARING (MOTOR) | IRD | LUB | GREASING |  |  |  | 672 | 5 |  |  | JDE |  | LUBRICATION | FROM LUBE IT | 0828-LUB-IRD-28-LUBE BROKE AND CORE - REGREASING | 4660427
6781 | 0828-LUB-IRD-28-LUBE | BROKE AND CORE - REGREASING | 20 | 27 | 1L - Lubricate | 010082838 | CORE ASRS DISCHARGE CONVEYOR #1 |  |  |  |  | BEARING (MOTOR) | IRD | LUB | GREASING |  |  |  | 672 | 5 |  |  | JDE |  | LUBRICATION | FROM LUBE IT | 0828-LUB-IRD-28-LUBE BROKE AND CORE - REGREASING | 4660427
6782 | 0828-LUB-IRD-28-LUBE | BROKE AND CORE - REGREASING | 20 | 27 | 1L - Lubricate | 010082840 | CORE ASRS DISCHARGE CONVEYOR #2 |  |  |  |  | BEARING (MOTOR) | IRD | LUB | GREASING |  |  |  | 672 | 5 |  |  | JDE |  | LUBRICATION | FROM LUBE IT | 0828-LUB-IRD-28-LUBE BROKE AND CORE - REGREASING | 4660427
6783 | 0828-LUB-IRD-28-LUBE | BROKE AND CORE - REGREASING | 20 | 27 | 1L - Lubricate | 010082842 | CORE ASRS GANTRY CRANE ASSY |  |  |  |  | BEARING (MOTOR) | IRD | LUB | GREASING |  |  |  | 168 | 5 |  |  | JDE |  | LUBRICATION | FROM LUBE IT | 0828-LUB-IRD-28-LUBE BROKE AND CORE - REGREASING | 4660427
6784 | 0828-LUB-IRD-28-LUBE | BROKE AND CORE - REGREASING | 20 | 27 | 1L - Lubricate | 0100828F | BIN TIPPER |  |  |  |  | BEARING (HEAD SHAFT) | IRD | LUB | GREASING |  |  |  | 84 | 5 |  |  | JDE |  | LUBRICATION | FROM LUBE IT | 0828-LUB-IRD-28-LUBE BROKE AND CORE - REGREASING | 4660427
6785 | 0828-LUB-IRD-28-LUBE | BROKE AND CORE - REGREASING | 20 | 27 | 1L - Lubricate | 0100828F | BIN TIPPER |  |  |  |  | BEARING (TAIL SHAFT) | IRD | LUB | GREASING |  |  |  | 84 | 5 |  |  | JDE |  | LUBRICATION | FROM LUBE IT | 0828-LUB-IRD-28-LUBE BROKE AND CORE - REGREASING | 4660427
6786 | 0828-LUB-IRD-28-LUBE | BROKE AND CORE - REGREASING | 20 | 27 | 1L - Lubricate | 0100828F | BIN TIPPER |  |  |  |  | BEARING (PIVOT) | IRD | LUB | GREASING |  |  |  | 28 | 5 |  |  | JDE |  | LUBRICATION | FROM LUBE IT | 0828-LUB-IRD-28-LUBE BROKE AND CORE - REGREASING | 4660427
6787 | 0828-LUB-IRD-28-LUBE | BROKE AND CORE - REGREASING | 20 | 27 | 1L - Lubricate | 0100828H | BIN TIPPER DISCHARGE CONVEYOR |  |  |  |  | BEARING (HEAD SHAFT) | IRD | LUB | GREASING |  |  |  | 28 | 5 |  |  | JDE |  | LUBRICATION | FROM LUBE IT | 0828-LUB-IRD-28-LUBE BROKE AND CORE - REGREASING | 4660427
6788 | 0828-LUB-IRD-28-LUBE | BROKE AND CORE - REGREASING | 20 | 27 | 1L - Lubricate | 0100828H | BIN TIPPER DISCHARGE CONVEYOR |  |  |  |  | BEARING (TAIL SHAFT) | IRD | LUB | GREASING |  |  |  | 28 | 5 |  |  | JDE |  | LUBRICATION | FROM LUBE IT | 0828-LUB-IRD-28-LUBE BROKE AND CORE - REGREASING | 4660427
6789 | 0828-LUB-IRD-28-LUBE | BROKE AND CORE - REGREASING | 20 | 27 | 1L - Lubricate | 0100828H | BIN TIPPER DISCHARGE CONVEYOR |  |  |  |  | SPROCKET (FLOATING TAIL) | IRD | LUB | GREASING |  |  |  | 84 | 5 |  |  | JDE |  | LUBRICATION | FROM LUBE IT | 0828-LUB-IRD-28-LUBE BROKE AND CORE - REGREASING | 4660427
6790 | 0828-LUB-IRD-28-LUBE | BROKE AND CORE - REGREASING | 20 | 27 | 1L - Lubricate | 010082845 | MANUAL CORE INSPECTION SYSTEM |  |  |  |  | BEARING | IRD | LUB | GREASING |  |  |  | 28 | 5 |  |  | JDE |  | LUBRICATION | FROM LUBE IT | 0828-LUB-IRD-28-LUBE BROKE AND CORE - REGREASING | 4660427
6791 | 0828-LUB-IRD-28-LUBE | BROKE AND CORE - REGREASING | 20 | 27 | 1L - Lubricate | 010082845 | MANUAL CORE INSPECTION SYSTEM |  |  |  |  | CHAIN (DRIVE ROLLER) | IRD | LUB | LUBRICATE |  |  |  | 28 | 30 |  |  | JDE |  | LUBRICATION | FROM LUBE IT | 0828-LUB-IRD-28-LUBE BROKE AND CORE - REGREASING | 4660427
6792 | 0828-LUB-IRD-28-LUBE | BROKE AND CORE - REGREASING | 20 | 27 | 1L - Lubricate | 0100828L | SPENT ROLL CONVEYOR #1 |  |  |  |  | CHAIN (DRIVE) | IRD | LUB | LUBRICATE |  |  |  | 28 | 30 |  |  | JDE |  | LUBRICATION | FROM LUBE IT | 0828-LUB-IRD-28-LUBE BROKE AND CORE - REGREASING | 4660427
6793 | 0828-LUB-IRD-28-LUBE | BROKE AND CORE - REGREASING | 20 | 27 | 1L - Lubricate | 0100828L | SPENT ROLL CONVEYOR #1 |  |  |  |  | BEARING (HEAD SHAFT) | IRD | LUB | GREASING |  |  |  | 84 | 5 |  |  | JDE |  | LUBRICATION | FROM LUBE IT | 0828-LUB-IRD-28-LUBE BROKE AND CORE - REGREASING | 4660427
6794 | 0828-LUB-IRD-28-LUBE | BROKE AND CORE - REGREASING | 20 | 27 | 1L - Lubricate | 0100828L | SPENT ROLL CONVEYOR #1 |  |  |  |  | BEARING (TAIL SHAFT) | IRD | LUB | GREASING |  |  |  | 84 | 5 |  |  | JDE |  | LUBRICATION | FROM LUBE IT | 0828-LUB-IRD-28-LUBE BROKE AND CORE - REGREASING | 4660427
6795 | 0828-LUB-IRD-28-LUBE | BROKE AND CORE - REGREASING | 20 | 27 | 1L - Lubricate | 0100828L | SPENT ROLL CONVEYOR #1 |  |  |  |  | BEARING (MOTOR) | IRD | LUB | GREASING |  |  |  | 672 | 5 |  |  | JDE |  | LUBRICATION | FROM LUBE IT | 0828-LUB-IRD-28-LUBE BROKE AND CORE - REGREASING | 4660427
6796 | 0828-LUB-IRD-28-LUBE | BROKE AND CORE - REGREASING | 20 | 27 | 1L - Lubricate | 0100828M | SPENT ROLL CONVEYOR #2 |  |  |  |  | CHAIN (DRIVE) | IRD | LUB | LUBRICATE |  |  |  | 28 | 30 |  |  | JDE |  | LUBRICATION | FROM LUBE IT | 0828-LUB-IRD-28-LUBE BROKE AND CORE - REGREASING | 4660427
6797 | 0828-LUB-IRD-28-LUBE | BROKE AND CORE - REGREASING | 20 | 27 | 1L - Lubricate | 0100828M | SPENT ROLL CONVEYOR #2 |  |  |  |  | BEARING (HEAD SHAFT) | IRD | LUB | GREASING |  |  |  | 84 | 5 |  |  | JDE |  | LUBRICATION | FROM LUBE IT | 0828-LUB-IRD-28-LUBE BROKE AND CORE - REGREASING | 4660427
6798 | 0828-LUB-IRD-28-LUBE | BROKE AND CORE - REGREASING | 20 | 27 | 1L - Lubricate | 0100828M | SPENT ROLL CONVEYOR #2 |  |  |  |  | BEARING (TAIL SHAFT) | IRD | LUB | GREASING |  |  |  | 84 | 5 |  |  | JDE |  | LUBRICATION | FROM LUBE IT | 0828-LUB-IRD-28-LUBE BROKE AND CORE - REGREASING | 4660427
6799 | 0828-LUB-IRD-28-LUBE | BROKE AND CORE - REGREASING | 20 | 27 | 1L - Lubricate | 0100828M | SPENT ROLL CONVEYOR #2 |  |  |  |  | BEARING (MOTOR) | IRD | LUB | GREASING |  |  |  | 672 | 5 |  |  | JDE |  | LUBRICATION | FROM LUBE IT | 0828-LUB-IRD-28-LUBE BROKE AND CORE - REGREASING | 4660427
6800 | 0828-LUB-IRD-28-LUBE | BROKE AND CORE - REGREASING | 20 | 27 | 1L - Lubricate | 0100828N | SPENT ROLL CONVEYOR #3 |  |  |  |  | CHAIN (DRIVE) | IRD | LUB | LUBRICATE |  |  |  | 28 | 30 |  |  | JDE |  | LUBRICATION | FROM LUBE IT | 0828-LUB-IRD-28-LUBE BROKE AND CORE - REGREASING | 4660427
6801 | 0828-LUB-IRD-28-LUBE | BROKE AND CORE - REGREASING | 20 | 27 | 1L - Lubricate | 0100828N | SPENT ROLL CONVEYOR #3 |  |  |  |  | BEARING (HEAD SHAFT) | IRD | LUB | GREASING |  |  |  | 84 | 5 |  |  | JDE |  | LUBRICATION | FROM LUBE IT | 0828-LUB-IRD-28-LUBE BROKE AND CORE - REGREASING | 4660427
6802 | 0828-LUB-IRD-28-LUBE | BROKE AND CORE - REGREASING | 20 | 27 | 1L - Lubricate | 0100828N | SPENT ROLL CONVEYOR #3 |  |  |  |  | BEARING (TAIL SHAFT) | IRD | LUB | GREASING |  |  |  | 84 | 5 |  |  | JDE |  | LUBRICATION | FROM LUBE IT | 0828-LUB-IRD-28-LUBE BROKE AND CORE - REGREASING | 4660427
6803 | 0828-LUB-IRD-28-LUBE | BROKE AND CORE - REGREASING | 20 | 27 | 1L - Lubricate | 0100828N | SPENT ROLL CONVEYOR #3 |  |  |  |  | BEARING (MOTOR) | IRD | LUB | GREASING |  |  |  | 672 | 5 |  |  | JDE |  | LUBRICATION | FROM LUBE IT | 0828-LUB-IRD-28-LUBE BROKE AND CORE - REGREASING | 4660427
6804 | 0828-LUB-IRD-28-LUBE | BROKE AND CORE - REGREASING | 20 | 27 | 1L - Lubricate | 0100828O | SPENT ROLL CONVEYOR #4 |  |  |  |  | CHAIN (DRIVE) | IRD | LUB | LUBRICATE |  |  |  | 28 | 30 |  |  | JDE |  | LUBRICATION | FROM LUBE IT | 0828-LUB-IRD-28-LUBE BROKE AND CORE - REGREASING | 4660427
6805 | 0828-LUB-IRD-28-LUBE | BROKE AND CORE - REGREASING | 20 | 27 | 1L - Lubricate | 0100828O | SPENT ROLL CONVEYOR #4 |  |  |  |  | BEARING (HEAD SHAFT) | IRD | LUB | GREASING |  |  |  | 84 | 5 |  |  | JDE |  | LUBRICATION | FROM LUBE IT | 0828-LUB-IRD-28-LUBE BROKE AND CORE - REGREASING | 4660427
6806 | 0828-LUB-IRD-28-LUBE | BROKE AND CORE - REGREASING | 20 | 27 | 1L - Lubricate | 0100828O | SPENT ROLL CONVEYOR #4 |  |  |  |  | BEARING (TAIL SHAFT) | IRD | LUB | GREASING |  |  |  | 84 | 5 |  |  | JDE |  | LUBRICATION | FROM LUBE IT | 0828-LUB-IRD-28-LUBE BROKE AND CORE - REGREASING | 4660427
6807 | 0828-LUB-IRD-28-LUBE | BROKE AND CORE - REGREASING | 20 | 27 | 1L - Lubricate | 0100828O | SPENT ROLL CONVEYOR #4 |  |  |  |  | BEARING (MOTOR) | IRD | LUB | GREASING |  |  |  | 672 | 5 |  |  | JDE |  | LUBRICATION | FROM LUBE IT | 0828-LUB-IRD-28-LUBE BROKE AND CORE - REGREASING | 4660427
6808 | 0828-LUB-IRD-28-LUBE | BROKE AND CORE - REGREASING | 20 | 27 | 1L - Lubricate | 0100828P | SPENT ROLL CONVEYOR #5 |  |  |  |  | CHAIN (DRIVE) | IRD | LUB | LUBRICATE |  |  |  | 28 | 30 |  |  | JDE |  | LUBRICATION | FROM LUBE IT | 0828-LUB-IRD-28-LUBE BROKE AND CORE - REGREASING | 4660427
6809 | 0828-LUB-IRD-28-LUBE | BROKE AND CORE - REGREASING | 20 | 27 | 1L - Lubricate | 0100828P | SPENT ROLL CONVEYOR #5 |  |  |  |  | BEARING (HEAD SHAFT) | IRD | LUB | GREASING |  |  |  | 84 | 5 |  |  | JDE |  | LUBRICATION | FROM LUBE IT | 0828-LUB-IRD-28-LUBE BROKE AND CORE - REGREASING | 4660427
6810 | 0828-LUB-IRD-28-LUBE | BROKE AND CORE - REGREASING | 20 | 27 | 1L - Lubricate | 0100828P | SPENT ROLL CONVEYOR #5 |  |  |  |  | BEARING (TAIL SHAFT) | IRD | LUB | GREASING |  |  |  | 84 | 5 |  |  | JDE |  | LUBRICATION | FROM LUBE IT | 0828-LUB-IRD-28-LUBE BROKE AND CORE - REGREASING | 4660427
6811 | 0828-LUB-IRD-28-LUBE | BROKE AND CORE - REGREASING | 20 | 27 | 1L - Lubricate | 0100828P | SPENT ROLL CONVEYOR #5 |  |  |  |  | BEARING (MOTOR) | IRD | LUB | GREASING |  |  |  | 672 | 5 |  |  | JDE |  | LUBRICATION | FROM LUBE IT | 0828-LUB-IRD-28-LUBE BROKE AND CORE - REGREASING | 4660427
6812 | 0828-LUB-IRD-28-LUBE | BROKE AND CORE - REGREASING | 20 | 27 | 1L - Lubricate | 0100828K | SPENT ROLL RECEIVING TABLE |  |  |  |  | BEARING (SHAFT) | IRD | LUB | GREASING |  |  |  | 84 | 5 |  |  | JDE |  | LUBRICATION | FROM LUBE IT | 0828-LUB-IRD-28-LUBE BROKE AND CORE - REGREASING | 4660427
6813 | 0828-LUB-IRD-28-LUBE | BROKE AND CORE - REGREASING | 20 | 27 | 1L - Lubricate | 0100828Q | CULL ROLL RECEIVING TABLE |  |  |  |  | BEARING (ROD) | IRD | LUB | GREASING |  |  |  | 84 | 5 |  |  | JDE |  | LUBRICATION | FROM LUBE IT | 0828-LUB-IRD-28-LUBE BROKE AND CORE - REGREASING | 4660427
6814 | 0828-LUB-IRD-28-LUBE | BROKE AND CORE - REGREASING | 20 | 27 | 1L - Lubricate | 0100828R | SPENT AND CULL ROLL LIFT TABLES HYD POWER UNIT |  |  |  |  | BEARING (MOTOR) | IRD | LUB | GREASING |  |  |  | 84 | 5 |  |  | JDE |  | LUBRICATION | FROM LUBE IT | 0828-LUB-IRD-28-LUBE BROKE AND CORE - REGREASING | 4660427
6815 | 0828-LUB-IRD-28-LUBE | BROKE AND CORE - REGREASING | 20 | 27 | 1L - Lubricate | 0100828W | CORE TRANSFER CONVEYOR #1 |  |  |  |  | BEARING (HEAD SHAFT) | IRD | LUB | GREASING |  |  |  | 84 | 5 |  |  | JDE |  | LUBRICATION | FROM LUBE IT | 0828-LUB-IRD-28-LUBE BROKE AND CORE - REGREASING | 4660427
6816 | 0828-LUB-IRD-28-LUBE | BROKE AND CORE - REGREASING | 20 | 27 | 1L - Lubricate | 0100828W | CORE TRANSFER CONVEYOR #1 |  |  |  |  | BEARING (TAIL SHAFT) | IRD | LUB | GREASING |  |  |  | 84 | 5 |  |  | JDE |  | LUBRICATION | FROM LUBE IT | 0828-LUB-IRD-28-LUBE BROKE AND CORE - REGREASING | 4660427
6817 | 0828-LUB-IRD-28-LUBE | BROKE AND CORE - REGREASING | 20 | 27 | 1L - Lubricate | 0100828X | CORE TRANSFER CONVEYOR #2 |  |  |  |  | BEARING | IRD | LUB | GREASING |  |  |  | 84 | 5 |  |  | JDE |  | LUBRICATION | FROM LUBE IT | 0828-LUB-IRD-28-LUBE BROKE AND CORE - REGREASING | 4660427
6818 | 0828-LUB-IRD-28-LUBE | BROKE AND CORE - REGREASING | 20 | 27 | 1L - Lubricate | 0100828Y | CORE TRANSFER CONVEYOR #3 |  |  |  |  | BEARING (HEAD SHAFT) | IRD | LUB | GREASING |  |  |  | 84 | 5 |  |  | JDE |  | LUBRICATION | FROM LUBE IT | 0828-LUB-IRD-28-LUBE BROKE AND CORE - REGREASING | 4660427
6819 | 0828-LUB-IRD-28-LUBE | BROKE AND CORE - REGREASING | 20 | 27 | 1L - Lubricate | 0100828Y | CORE TRANSFER CONVEYOR #3 |  |  |  |  | BEARING (TAIL SHAFT) | IRD | LUB | GREASING |  |  |  | 84 | 5 |  |  | JDE |  | LUBRICATION | FROM LUBE IT | 0828-LUB-IRD-28-LUBE BROKE AND CORE - REGREASING | 4660427
6820 | 0828-LUB-IRD-28-LUBE | BROKE AND CORE - REGREASING | 20 | 27 | 1L - Lubricate | 010082836 | WIRE COILER |  |  |  |  | BEARING | IRD | LUB | GREASING |  |  |  | 28 | 5 |  |  | JDE |  | LUBRICATION | FROM LUBE IT | 0828-LUB-IRD-28-LUBE BROKE AND CORE - REGREASING | 4660427
6821 | 0828-LUB-IRD-28-LUBE | BROKE AND CORE - REGREASING | 20 | 27 | 1L - Lubricate | 010082836 | WIRE COILER |  |  |  |  | CHAIN | IRD | LUB | LUBRICATE |  |  |  | 84 | 30 |  |  | JDE |  | LUBRICATION | FROM LUBE IT | 0828-LUB-IRD-28-LUBE BROKE AND CORE - REGREASING | 4660427
6822 | 0828-LUB-IRD-28-LUBE | BROKE AND CORE - REGREASING | 20 | 27 | 1L - Lubricate | 010082836 | WIRE COILER |  |  |  |  | CHAIN (DRIVE ROLLER) | IRD | LUB | LUBRICATE |  |  |  | 28 | 30 |  |  | JDE |  | LUBRICATION | FROM LUBE IT | 0828-LUB-IRD-28-LUBE BROKE AND CORE - REGREASING | 4660427
6823 | 0828-LUB-IRD-28-LUBE | BROKE AND CORE - REGREASING | 20 | 27 | 1L - Lubricate | 0100828Z | CORE TRANSFER CONVEYOR #4 |  |  |  |  | BEARING | IRD | LUB | GREASING |  |  |  | 84 | 5 |  |  | JDE |  | LUBRICATION | FROM LUBE IT | 0828-LUB-IRD-28-LUBE BROKE AND CORE - REGREASING | 4660427
6824 | 0828-LUB-IRD-28-LUBE | BROKE AND CORE - REGREASING | 20 | 27 | 1L - Lubricate | 010082839 | CORE HOLDING CONVEYOR |  |  |  |  | BEARING (HEAD SHAFT) | IRD | LUB | GREASING |  |  |  | 84 | 5 |  |  | JDE |  | LUBRICATION | FROM LUBE IT | 0828-LUB-IRD-28-LUBE BROKE AND CORE - REGREASING | 4660427
6825 | 0828-LUB-IRD-28-LUBE | BROKE AND CORE - REGREASING | 20 | 27 | 1L - Lubricate | 010082839 | CORE HOLDING CONVEYOR |  |  |  |  | BEARING (TAIL SHAFT) | IRD | LUB | GREASING |  |  |  | 84 | 5 |  |  | JDE |  | LUBRICATION | FROM LUBE IT | 0828-LUB-IRD-28-LUBE BROKE AND CORE - REGREASING | 4660427
6826 | 0828-LUB-IRD-28-LUBE | BROKE AND CORE - REGREASING | 20 | 27 | 1L - Lubricate | 010082839 | CORE HOLDING CONVEYOR |  |  |  |  | CHAIN (DRIVE) | IRD | LUB | LUBRICATE |  |  |  | 28 | 30 |  |  | JDE |  | LUBRICATION | FROM LUBE IT | 0828-LUB-IRD-28-LUBE BROKE AND CORE - REGREASING | 4660427
6827 | 0828-LUB-IRD-28-LUBE | BROKE AND CORE - REGREASING | 20 | 27 | 1L - Lubricate | 010082846 | CORE TABLE FEED SYSTEM |  |  |  |  | BEARING | IRD | LUB | REPLACE |  |  |  | 336 | 5 |  |  | JDE |  | LUBRICATION | FROM LUBE IT | 0828-LUB-IRD-28-LUBE BROKE AND CORE - REGREASING | 4660427
6828 | 0828-LUB-IRD-28-LUBE | BROKE AND CORE - REGREASING | 20 | 27 | 1L - Lubricate | 010082846 | CORE TABLE FEED SYSTEM |  |  |  |  | BEARING | IRD | LUB | GREASING |  |  |  | 28 | 5 |  |  | JDE |  | LUBRICATION | FROM LUBE IT | 0828-LUB-IRD-28-LUBE BROKE AND CORE - REGREASING | 4660427
6829 | 0828-LUB-IRD-28-LUBE | BROKE AND CORE - REGREASING | 20 | 27 | 1L - Lubricate | 010082846 | CORE TABLE FEED SYSTEM |  |  |  |  | CHAIN | IRD | LUB | LUBRICATE |  |  |  | 84 | 30 |  |  | JDE |  | LUBRICATION | FROM LUBE IT | 0828-LUB-IRD-28-LUBE BROKE AND CORE - REGREASING | 4660427
6830 | 0828-LUB-IRD-28-LUBE | BROKE AND CORE - REGREASING | 20 | 27 | 1L - Lubricate | 010082846 | CORE TABLE FEED SYSTEM |  |  |  |  | CHAIN (DRIVE ROLLER) | IRD | LUB | LUBRICATE |  |  |  | 28 | 30 |  |  | JDE |  | LUBRICATION | FROM LUBE IT | 0828-LUB-IRD-28-LUBE BROKE AND CORE - REGREASING | 4660427
6831 | 0828-LUB-IRD-28-LUBE | BROKE AND CORE - REGREASING | 20 | 27 | 1L - Lubricate | 010082833 | BROKE BALE FEED CONVEYOR |  |  |  |  | BEARING (HEAD SHAFT) | IRD | LUB | GREASING |  |  |  | 28 | 5 |  |  | JDE |  | LUBRICATION | FROM LUBE IT | 0828-LUB-IRD-28-LUBE BROKE AND CORE - REGREASING | 4660427
6832 | 0828-LUB-IRD-28-LUBE | BROKE AND CORE - REGREASING | 20 | 27 | 1L - Lubricate | 010082833 | BROKE BALE FEED CONVEYOR |  |  |  |  | BEARING (TAIL SHAFT) | IRD | LUB | GREASING |  |  |  | 28 | 5 |  |  | JDE |  | LUBRICATION | FROM LUBE IT | 0828-LUB-IRD-28-LUBE BROKE AND CORE - REGREASING | 4660427
6833 | 0828-LUB-IRD-28-LUBE | BROKE AND CORE - REGREASING | 20 | 27 | 1L - Lubricate | 010082833 | BROKE BALE FEED CONVEYOR |  |  |  |  | JOINT (CONVEYOR BELT HINGE) | IRD | LUB | GREASING |  |  |  | 28 | 5 |  |  | JDE |  | LUBRICATION | FROM LUBE IT | 0828-LUB-IRD-28-LUBE BROKE AND CORE - REGREASING | 4660427
6834 | 0828-LUB-IRD-28-LUBE | BROKE AND CORE - REGREASING | 20 | 27 | 1L - Lubricate | 010082833 | BROKE BALE FEED CONVEYOR |  |  |  |  | SPROCKET (FLOATING TAIL) | IRD | LUB | GREASING |  |  |  | 84 | 5 |  |  | JDE |  | LUBRICATION | FROM LUBE IT | 0828-LUB-IRD-28-LUBE BROKE AND CORE - REGREASING | 4660427
6835 | 0828-LUB-IRD-28-LUBE | BROKE AND CORE - REGREASING | 20 | 27 | 1L - Lubricate | 010082837 | CORE ASRS INFEED CONVEYOR |  |  |  |  | BEARING (HEAD SHAFT) | IRD | LUB | GREASING |  |  |  | 28 | 5 |  |  | JDE |  | LUBRICATION | FROM LUBE IT | 0828-LUB-IRD-28-LUBE BROKE AND CORE - REGREASING | 4660427
6836 | 0828-LUB-IRD-28-LUBE | BROKE AND CORE - REGREASING | 20 | 27 | 1L - Lubricate | 010082837 | CORE ASRS INFEED CONVEYOR |  |  |  |  | BEARING (TAIL SHAFT) | IRD | LUB | GREASING |  |  |  | 28 | 5 |  |  | JDE |  | LUBRICATION | FROM LUBE IT | 0828-LUB-IRD-28-LUBE BROKE AND CORE - REGREASING | 4660427
6837 | 0828-LUB-IRD-28-LUBE | BROKE AND CORE - REGREASING | 20 | 27 | 1L - Lubricate | 010082837 | CORE ASRS INFEED CONVEYOR |  |  |  |  | JOINT (CONVEYOR BELT HINGE) | IRD | LUB | GREASING |  |  |  | 28 | 5 |  |  | JDE |  | LUBRICATION | FROM LUBE IT | 0828-LUB-IRD-28-LUBE BROKE AND CORE - REGREASING | 4660427
6838 | 0828-LUB-IRD-28-LUBE | BROKE AND CORE - REGREASING | 20 | 27 | 1L - Lubricate | 010082837 | CORE ASRS INFEED CONVEYOR |  |  |  |  | SPROCKET (FLOATING TAIL) | IRD | LUB | GREASING |  |  |  | 84 | 5 |  |  | JDE |  | LUBRICATION | FROM LUBE IT | 0828-LUB-IRD-28-LUBE BROKE AND CORE - REGREASING | 4660427
6839 | 0828-LUB-IRD-28-LUBE | BROKE AND CORE - REGREASING | 20 | 27 | 1L - Lubricate | 010082838 | CORE ASRS DISCHARGE CONVEYOR #1 |  |  |  |  | BEARING (HEAD SHAFT) | IRD | LUB | GREASING |  |  |  | 84 | 5 |  |  | JDE |  | LUBRICATION | FROM LUBE IT | 0828-LUB-IRD-28-LUBE BROKE AND CORE - REGREASING | 4660427
6840 | 0828-LUB-IRD-28-LUBE | BROKE AND CORE - REGREASING | 20 | 27 | 1L - Lubricate | 010082838 | CORE ASRS DISCHARGE CONVEYOR #1 |  |  |  |  | BEARING (TAIL SHAFT) | IRD | LUB | GREASING |  |  |  | 84 | 5 |  |  | JDE |  | LUBRICATION | FROM LUBE IT | 0828-LUB-IRD-28-LUBE BROKE AND CORE - REGREASING | 4660427
6841 | 0828-LUB-IRD-28-LUBE | BROKE AND CORE - REGREASING | 20 | 27 | 1L - Lubricate | 010082838 | CORE ASRS DISCHARGE CONVEYOR #1 |  |  |  |  | CHAIN (DRIVE) | IRD | LUB | LUBRICATE |  |  |  | 28 | 30 |  |  | JDE |  | LUBRICATION | FROM LUBE IT | 0828-LUB-IRD-28-LUBE BROKE AND CORE - REGREASING | 4660427
6842 | 0828-LUB-IRD-28-LUBE | BROKE AND CORE - REGREASING | 20 | 27 | 1L - Lubricate | 010082840 | CORE ASRS DISCHARGE CONVEYOR #2 |  |  |  |  | BEARING (HEAD SHAFT) | IRD | LUB | GREASING |  |  |  | 84 | 5 |  |  | JDE |  | LUBRICATION | FROM LUBE IT | 0828-LUB-IRD-28-LUBE BROKE AND CORE - REGREASING | 4660427
6843 | 0828-LUB-IRD-28-LUBE | BROKE AND CORE - REGREASING | 20 | 27 | 1L - Lubricate | 010082840 | CORE ASRS DISCHARGE CONVEYOR #2 |  |  |  |  | BEARING (TAIL SHAFT) | IRD | LUB | GREASING |  |  |  | 84 | 5 |  |  | JDE |  | LUBRICATION | FROM LUBE IT | 0828-LUB-IRD-28-LUBE BROKE AND CORE - REGREASING | 4660427
6844 | 0828-LUB-IRD-28-LUBE | BROKE AND CORE - REGREASING | 20 | 27 | 1L - Lubricate | 010082840 | CORE ASRS DISCHARGE CONVEYOR #2 |  |  |  |  | CHAIN (DRIVE) | IRD | LUB | LUBRICATE |  |  |  | 28 | 30 |  |  | JDE |  | LUBRICATION | FROM LUBE IT | 0828-LUB-IRD-28-LUBE BROKE AND CORE - REGREASING | 4660427
6845 | 0828-LUB-IRD-28-LUBE | BROKE AND CORE - REGREASING | 20 | 27 | 1L - Lubricate | 010082842 | CORE ASRS GANTRY CRANE ASSY |  |  |  |  | BEARING | IRD | LUB | GREASING |  |  |  | 28 | 5 |  |  | JDE |  | LUBRICATION | FROM LUBE IT | 0828-LUB-IRD-28-LUBE BROKE AND CORE - REGREASING | 4660427
6846 | 0828-LUB-IRD-28-LUBE | BROKE AND CORE - REGREASING | 20 | 27 | 1L - Lubricate | 010082842 | CORE ASRS GANTRY CRANE ASSY |  |  |  |  | CHAIN (DRIVE ROLLER) | IRD | LUB | LUBRICATE |  |  |  | 28 | 30 |  |  | JDE |  | LUBRICATION | FROM LUBE IT | 0828-LUB-IRD-28-LUBE BROKE AND CORE - REGREASING | 4660427
6847 | 0830-LUB-IRD-1008-COUPLNG LUBE | BASEMENT - REGREASING (XTC) | 30 | 27 | 1L - Lubricate | 0100830G | CORE FAN PUMP |  |  |  |  | COUPLING (GEAR) | IRD | LUB | GREASING |  |  |  | 1008 | 60 |  |  | JDE |  | LUBRICATION | FROM LUBE IT | 0830-LUB-IRD-1008-COUPLNG LUBE BASEMENT - REGREASING (XTC) | 4660428
6848 | 0830-LUB-IRD-1008-COUPLNG LUBE | BASEMENT - REGREASING (XTC) | 30 | 27 | 1L - Lubricate | 0100830C | TAD FAN PUMP |  |  |  |  | COUPLING (GEAR) | IRD | LUB | GREASING |  |  |  | 1008 | 60 |  |  | JDE |  | LUBRICATION | FROM LUBE IT | 0830-LUB-IRD-1008-COUPLNG LUBE BASEMENT - REGREASING (XTC) | 4660428
6849 | 0836-LUB-DD-14-BREATHER | VACUUM PUMP - INSPECTIONS | 23 | 25 | 3 - Obj Inspection | 0100836H | VACCUM PUMP #1 |  |  |  |  | BREATHER | DD | LUB | VISUAL |  |  |  | 28 | 5 |  |  | JDE |  | LUBRICATION | FROM LUBE IT | 0836-LUB-DD-14-BREATHER VACUUM PUMP - INSPECTIONS | 4660429
6850 | 0836-LUB-DD-14-BREATHER | VACUUM PUMP - INSPECTIONS | 23 | 25 | 3 - Obj Inspection | 0100836I | VACCUM PUMP #2 |  |  |  |  | BREATHER | DD | LUB | VISUAL |  |  |  | 28 | 5 |  |  | JDE |  | LUBRICATION | FROM LUBE IT | 0836-LUB-DD-14-BREATHER VACUUM PUMP - INSPECTIONS | 4660429
6851 | 0836-LUB-DD-14-BREATHER | VACUUM PUMP - INSPECTIONS | 23 | 25 | 3 - Obj Inspection | 0100836J | VACCUM PUMP #3 |  |  |  |  | BREATHER | DD | LUB | VISUAL |  |  |  | 28 | 5 |  |  | JDE |  | LUBRICATION | FROM LUBE IT | 0836-LUB-DD-14-BREATHER VACUUM PUMP - INSPECTIONS | 4660429
6852 | 0836-LUB-DD-14-BREATHER | VACUUM PUMP - INSPECTIONS | 23 | 25 | 3 - Obj Inspection | 0100836K | VACCUM PUMP #4 |  |  |  |  | BREATHER | DD | LUB | VISUAL |  |  |  | 28 | 5 |  |  | JDE |  | LUBRICATION | FROM LUBE IT | 0836-LUB-DD-14-BREATHER VACUUM PUMP - INSPECTIONS | 4660429
6853 | 0836-LUB-DD-14-BREATHER | VACUUM PUMP - INSPECTIONS | 23 | 25 | 3 - Obj Inspection | 0100836L | VACCUM PUMP #5 |  |  |  |  | BREATHER | DD | LUB | VISUAL |  |  |  | 28 | 5 |  |  | JDE |  | LUBRICATION | FROM LUBE IT | 0836-LUB-DD-14-BREATHER VACUUM PUMP - INSPECTIONS | 4660429
6854 | 0836-LUB-DD-14-BREATHER | VACUUM PUMP - INSPECTIONS | 23 | 25 | 3 - Obj Inspection | 0100836M | VACCUM PUMP #6 |  |  |  |  | BREATHER | DD | LUB | VISUAL |  |  |  | 28 | 5 |  |  | JDE |  | LUBRICATION | FROM LUBE IT | 0836-LUB-DD-14-BREATHER VACUUM PUMP - INSPECTIONS | 4660429
6855 | 0836-LUB-DD-14-BREATHER | VACUUM PUMP - INSPECTIONS | 23 | 25 | 3 - Obj Inspection | 0100836N | VACCUM PUMP #7 |  |  |  |  | BREATHER | DD | LUB | VISUAL |  |  |  | 28 | 5 |  |  | JDE |  | LUBRICATION | FROM LUBE IT | 0836-LUB-DD-14-BREATHER VACUUM PUMP - INSPECTIONS | 4660429
6856 | 0836-LUB-DD-14-BREATHER | VACUUM PUMP - INSPECTIONS | 23 | 25 | 3 - Obj Inspection | 0100836O | VACCUM PUMP #8 |  |  |  |  | BREATHER | DD | LUB | VISUAL |  |  |  | 28 | 5 |  |  | JDE |  | LUBRICATION | FROM LUBE IT | 0836-LUB-DD-14-BREATHER VACUUM PUMP - INSPECTIONS | 4660429
6857 | 0836-LUB-DD-14-BREATHER | VACUUM PUMP - INSPECTIONS | 23 | 25 | 3 - Obj Inspection | 0100836P | VACCUM PUMP #9 |  |  |  |  | BREATHER | DD | LUB | VISUAL |  |  |  | 28 | 5 |  |  | JDE |  | LUBRICATION | FROM LUBE IT | 0836-LUB-DD-14-BREATHER VACUUM PUMP - INSPECTIONS | 4660429
6858 | 0836-LUB-DD-14-BREATHER | VACUUM PUMP - INSPECTIONS | 23 | 25 | 3 - Obj Inspection | 0100836H | VACCUM PUMP #1 |  |  |  |  | OIL FILTER | DD | LUB | INSPECT |  |  |  | 14 | 5 |  |  | JDE |  | LUBRICATION | FROM LUBE IT | 0836-LUB-DD-14-BREATHER VACUUM PUMP - INSPECTIONS | 4660429
6859 | 0836-LUB-DD-14-BREATHER | VACUUM PUMP - INSPECTIONS | 23 | 25 | 3 - Obj Inspection | 0100836H | VACCUM PUMP #1 |  |  |  |  | GEARBOX | DD | LUB | LEVEL CHK |  |  |  | 14 | 5 |  |  | JDE |  | LUBRICATION | FROM LUBE IT | 0836-LUB-DD-14-BREATHER VACUUM PUMP - INSPECTIONS | 4660429
6860 | 0836-LUB-DD-14-BREATHER | VACUUM PUMP - INSPECTIONS | 23 | 25 | 3 - Obj Inspection | 0100836I | VACCUM PUMP #2 |  |  |  |  | OIL FILTER | DD | LUB | INSPECT |  |  |  | 14 | 5 |  |  | JDE |  | LUBRICATION | FROM LUBE IT | 0836-LUB-DD-14-BREATHER VACUUM PUMP - INSPECTIONS | 4660429
6861 | 0836-LUB-DD-14-BREATHER | VACUUM PUMP - INSPECTIONS | 23 | 25 | 3 - Obj Inspection | 0100836I | VACCUM PUMP #2 |  |  |  |  | GEARBOX | DD | LUB | LEVEL CHK |  |  |  | 14 |  |  |  | JDE |  | LUBRICATION | FROM LUBE IT | 0836-LUB-DD-14-BREATHER VACUUM PUMP - INSPECTIONS | 4660429
6862 | 0836-LUB-DD-14-BREATHER | VACUUM PUMP - INSPECTIONS | 23 | 25 | 3 - Obj Inspection | 0100836J | VACCUM PUMP #3 |  |  |  |  | OIL FILTER | DD | LUB | INSPECT |  |  |  | 14 | 5 |  |  | JDE |  | LUBRICATION | FROM LUBE IT | 0836-LUB-DD-14-BREATHER VACUUM PUMP - INSPECTIONS | 4660429
6863 | 0836-LUB-DD-14-BREATHER | VACUUM PUMP - INSPECTIONS | 23 | 25 | 3 - Obj Inspection | 0100836J | VACCUM PUMP #3 |  |  |  |  | GEARBOX | DD | LUB | LEVEL CHK |  |  |  | 14 |  |  |  | JDE |  | LUBRICATION | FROM LUBE IT | 0836-LUB-DD-14-BREATHER VACUUM PUMP - INSPECTIONS | 4660429
6864 | 0836-LUB-DD-14-BREATHER | VACUUM PUMP - INSPECTIONS | 23 | 25 | 3 - Obj Inspection | 0100836K | VACCUM PUMP #4 |  |  |  |  | OIL FILTER | DD | LUB | INSPECT |  |  |  | 14 | 5 |  |  | JDE |  | LUBRICATION | FROM LUBE IT | 0836-LUB-DD-14-BREATHER VACUUM PUMP - INSPECTIONS | 4660429
6865 | 0836-LUB-DD-14-BREATHER | VACUUM PUMP - INSPECTIONS | 23 | 25 | 3 - Obj Inspection | 0100836K | VACCUM PUMP #4 |  |  |  |  | GEARBOX | DD | LUB | LEVEL CHK |  |  |  | 14 |  |  |  | JDE |  | LUBRICATION | FROM LUBE IT | 0836-LUB-DD-14-BREATHER VACUUM PUMP - INSPECTIONS | 4660429
6866 | 0836-LUB-DD-14-BREATHER | VACUUM PUMP - INSPECTIONS | 23 | 25 | 3 - Obj Inspection | 0100836L | VACCUM PUMP #5 |  |  |  |  | OIL FILTER | DD | LUB | INSPECT |  |  |  | 14 | 5 |  |  | JDE |  | LUBRICATION | FROM LUBE IT | 0836-LUB-DD-14-BREATHER VACUUM PUMP - INSPECTIONS | 4660429
6867 | 0836-LUB-DD-14-BREATHER | VACUUM PUMP - INSPECTIONS | 23 | 25 | 3 - Obj Inspection | 0100836L | VACCUM PUMP #5 |  |  |  |  | GEARBOX | DD | LUB | LEVEL CHK |  |  |  | 14 |  |  |  | JDE |  | LUBRICATION | FROM LUBE IT | 0836-LUB-DD-14-BREATHER VACUUM PUMP - INSPECTIONS | 4660429
6868 | 0836-LUB-DD-14-BREATHER | VACUUM PUMP - INSPECTIONS | 23 | 25 | 3 - Obj Inspection | 0100836M | VACCUM PUMP #6 |  |  |  |  | OIL FILTER | DD | LUB | INSPECT |  |  |  | 14 | 5 |  |  | JDE |  | LUBRICATION | FROM LUBE IT | 0836-LUB-DD-14-BREATHER VACUUM PUMP - INSPECTIONS | 4660429
6869 | 0836-LUB-DD-14-BREATHER | VACUUM PUMP - INSPECTIONS | 23 | 25 | 3 - Obj Inspection | 0100836M | VACCUM PUMP #6 |  |  |  |  | GEARBOX | DD | LUB | LEVEL CHK |  |  |  | 14 |  |  |  | JDE |  | LUBRICATION | FROM LUBE IT | 0836-LUB-DD-14-BREATHER VACUUM PUMP - INSPECTIONS | 4660429
6870 | 0836-LUB-DD-14-BREATHER | VACUUM PUMP - INSPECTIONS | 23 | 25 | 3 - Obj Inspection | 0100836N | VACCUM PUMP #7 |  |  |  |  | OIL FILTER | DD | LUB | INSPECT |  |  |  | 14 | 5 |  |  | JDE |  | LUBRICATION | FROM LUBE IT | 0836-LUB-DD-14-BREATHER VACUUM PUMP - INSPECTIONS | 4660429
6871 | 0836-LUB-DD-14-BREATHER | VACUUM PUMP - INSPECTIONS | 23 | 25 | 3 - Obj Inspection | 0100836N | VACCUM PUMP #7 |  |  |  |  | GEARBOX | DD | LUB | LEVEL CHK |  |  |  | 14 |  |  |  | JDE |  | LUBRICATION | FROM LUBE IT | 0836-LUB-DD-14-BREATHER VACUUM PUMP - INSPECTIONS | 4660429
6872 | 0836-LUB-DD-14-BREATHER | VACUUM PUMP - INSPECTIONS | 23 | 25 | 3 - Obj Inspection | 0100836O | VACCUM PUMP #8 |  |  |  |  | OIL FILTER | DD | LUB | INSPECT |  |  |  | 14 | 5 |  |  | JDE |  | LUBRICATION | FROM LUBE IT | 0836-LUB-DD-14-BREATHER VACUUM PUMP - INSPECTIONS | 4660429
6873 | 0836-LUB-DD-14-BREATHER | VACUUM PUMP - INSPECTIONS | 23 | 25 | 3 - Obj Inspection | 0100836O | VACCUM PUMP #8 |  |  |  |  | GEARBOX | DD | LUB | LEVEL CHK |  |  |  | 14 |  |  |  | JDE |  | LUBRICATION | FROM LUBE IT | 0836-LUB-DD-14-BREATHER VACUUM PUMP - INSPECTIONS | 4660429
6874 | 0836-LUB-DD-14-BREATHER | VACUUM PUMP - INSPECTIONS | 23 | 25 | 3 - Obj Inspection | 0100836P | VACCUM PUMP #9 |  |  |  |  | OIL FILTER | DD | LUB | INSPECT |  |  |  | 14 | 5 |  |  | JDE |  | LUBRICATION | FROM LUBE IT | 0836-LUB-DD-14-BREATHER VACUUM PUMP - INSPECTIONS | 4660429
6875 | 0836-LUB-DD-14-BREATHER | VACUUM PUMP - INSPECTIONS | 23 | 25 | 3 - Obj Inspection | 0100836P | VACCUM PUMP #9 |  |  |  |  | GEARBOX | DD | LUB | LEVEL CHK |  |  |  | 14 |  |  |  | JDE |  | LUBRICATION | FROM LUBE IT | 0836-LUB-DD-14-BREATHER VACUUM PUMP - INSPECTIONS | 4660429
6876 | 0836-LUB-DD-14-BREATHER | VACUUM PUMP - INSPECTIONS | 23 | 25 | 3 - Obj Inspection | 010083627 | VACCUM SYSTEM SEAL PIT PUMP |  |  |  |  | PUMP | DD | LUB | LEVEL CHK |  |  |  | 14 | 5 |  |  | JDE |  | LUBRICATION | FROM LUBE IT | 0836-LUB-DD-14-BREATHER VACUUM PUMP - INSPECTIONS | 4660429
6877 | 0836-LUB-DD-14-BREATHER | VACUUM PUMP - INSPECTIONS | 23 | 25 | 3 - Obj Inspection | 0100836Z | VACUUM PIT PUMP |  |  |  |  | PUMP | DD | LUB | LEVEL CHK |  |  |  | 14 | 5 |  |  | JDE |  | LUBRICATION | FROM LUBE IT | 0836-LUB-DD-14-BREATHER VACUUM PUMP - INSPECTIONS | 4660429
6878 | 0836-LUB-DD-168- LUBE | VACUUM PUMP - OIL CHANGE | 21 | 24 | 1L - Lubricate | 0100836H | VACCUM PUMP #1 |  |  |  |  | GEARBOX | DD | LUB | OIL CHANGE |  |  |  | 336 | 60 |  |  | JDE |  | LUBRICATION | FROM LUBE IT | 0836-LUB-DD-168- LUBE VACUUM PUMP - OIL CHANGE | 4660430
6879 | 0836-LUB-DD-168- LUBE | VACUUM PUMP - OIL CHANGE | 21 | 24 | 1L - Lubricate | 0100836H | VACCUM PUMP #1 |  |  |  |  | OIL FILTER | DD | LUB | FILTER CHG |  |  |  | 168 | 60 |  |  | JDE |  | LUBRICATION | FROM LUBE IT | 0836-LUB-DD-168- LUBE VACUUM PUMP - OIL CHANGE | 4660430
6880 | 0836-LUB-DD-168- LUBE | VACUUM PUMP - OIL CHANGE | 21 | 24 | 1L - Lubricate | 0100836I | VACCUM PUMP #2 |  |  |  |  | GEARBOX | DD | LUB | OIL CHANGE |  |  |  | 336 | 60 |  |  | JDE |  | LUBRICATION | FROM LUBE IT | 0836-LUB-DD-168- LUBE VACUUM PUMP - OIL CHANGE | 4660430
6881 | 0836-LUB-DD-168- LUBE | VACUUM PUMP - OIL CHANGE | 21 | 24 | 1L - Lubricate | 0100836I | VACCUM PUMP #2 |  |  |  |  | OIL FILTER | DD | LUB | FILTER CHG |  |  |  | 168 | 60 |  |  | JDE |  | LUBRICATION | FROM LUBE IT | 0836-LUB-DD-168- LUBE VACUUM PUMP - OIL CHANGE | 4660430
6882 | 0836-LUB-DD-168- LUBE | VACUUM PUMP - OIL CHANGE | 21 | 24 | 1L - Lubricate | 0100836J | VACCUM PUMP #3 |  |  |  |  | GEARBOX | DD | LUB | OIL CHANGE |  |  |  | 336 | 60 |  |  | JDE |  | LUBRICATION | FROM LUBE IT | 0836-LUB-DD-168- LUBE VACUUM PUMP - OIL CHANGE | 4660430
6883 | 0836-LUB-DD-168- LUBE | VACUUM PUMP - OIL CHANGE | 21 | 24 | 1L - Lubricate | 0100836J | VACCUM PUMP #3 |  |  |  |  | OIL FILTER | DD | LUB | FILTER CHG |  |  |  | 168 | 60 |  |  | JDE |  | LUBRICATION | FROM LUBE IT | 0836-LUB-DD-168- LUBE VACUUM PUMP - OIL CHANGE | 4660430
6884 | 0836-LUB-DD-168- LUBE | VACUUM PUMP - OIL CHANGE | 21 | 24 | 1L - Lubricate | 0100836K | VACCUM PUMP #4 |  |  |  |  | GEARBOX | DD | LUB | OIL CHANGE |  |  |  | 336 | 60 |  |  | JDE |  | LUBRICATION | FROM LUBE IT | 0836-LUB-DD-168- LUBE VACUUM PUMP - OIL CHANGE | 4660430
6885 | 0836-LUB-DD-168- LUBE | VACUUM PUMP - OIL CHANGE | 21 | 24 | 1L - Lubricate | 0100836K | VACCUM PUMP #4 |  |  |  |  | OIL FILTER | DD | LUB | FILTER CHG |  |  |  | 168 | 60 |  |  | JDE |  | LUBRICATION | FROM LUBE IT | 0836-LUB-DD-168- LUBE VACUUM PUMP - OIL CHANGE | 4660430
6886 | 0836-LUB-DD-168- LUBE | VACUUM PUMP - OIL CHANGE | 21 | 24 | 1L - Lubricate | 0100836L | VACCUM PUMP #5 |  |  |  |  | OIL FILTER | DD | LUB | FILTER CHG |  |  |  | 168 | 60 |  |  | JDE |  | LUBRICATION | FROM LUBE IT | 0836-LUB-DD-168- LUBE VACUUM PUMP - OIL CHANGE | 4660430
6887 | 0836-LUB-DD-168- LUBE | VACUUM PUMP - OIL CHANGE | 21 | 24 | 1L - Lubricate | 0100836L | VACCUM PUMP #5 |  |  |  |  | GEARBOX | DD | LUB | OIL CHANGE |  |  |  | 336 | 60 |  |  | JDE |  | LUBRICATION | FROM LUBE IT | 0836-LUB-DD-168- LUBE VACUUM PUMP - OIL CHANGE | 4660430
6888 | 0836-LUB-DD-168- LUBE | VACUUM PUMP - OIL CHANGE | 21 | 24 | 1L - Lubricate | 0100836M | VACCUM PUMP #6 |  |  |  |  | GEARBOX | DD | LUB | OIL CHANGE |  |  |  | 336 | 60 |  |  | JDE |  | LUBRICATION | FROM LUBE IT | 0836-LUB-DD-168- LUBE VACUUM PUMP - OIL CHANGE | 4660430
6889 | 0836-LUB-DD-168- LUBE | VACUUM PUMP - OIL CHANGE | 21 | 24 | 1L - Lubricate | 0100836M | VACCUM PUMP #6 |  |  |  |  | OIL FILTER | DD | LUB | FILTER CHG |  |  |  | 168 | 60 |  |  | JDE |  | LUBRICATION | FROM LUBE IT | 0836-LUB-DD-168- LUBE VACUUM PUMP - OIL CHANGE | 4660430
6890 | 0836-LUB-DD-168- LUBE | VACUUM PUMP - OIL CHANGE | 21 | 24 | 1L - Lubricate | 0100836N | VACCUM PUMP #7 |  |  |  |  | GEARBOX | DD | LUB | OIL CHANGE |  |  |  | 336 | 60 |  |  | JDE |  | LUBRICATION | FROM LUBE IT | 0836-LUB-DD-168- LUBE VACUUM PUMP - OIL CHANGE | 4660430
6891 | 0836-LUB-DD-168- LUBE | VACUUM PUMP - OIL CHANGE | 21 | 24 | 1L - Lubricate | 0100836N | VACCUM PUMP #7 |  |  |  |  | OIL FILTER | DD | LUB | FILTER CHG |  |  |  | 168 | 60 |  |  | JDE |  | LUBRICATION | FROM LUBE IT | 0836-LUB-DD-168- LUBE VACUUM PUMP - OIL CHANGE | 4660430
6892 | 0836-LUB-DD-168- LUBE | VACUUM PUMP - OIL CHANGE | 21 | 24 | 1L - Lubricate | 0100836O | VACCUM PUMP #8 |  |  |  |  | GEARBOX | DD | LUB | OIL CHANGE |  |  |  | 336 | 60 |  |  | JDE |  | LUBRICATION | FROM LUBE IT | 0836-LUB-DD-168- LUBE VACUUM PUMP - OIL CHANGE | 4660430
6893 | 0836-LUB-DD-168- LUBE | VACUUM PUMP - OIL CHANGE | 21 | 24 | 1L - Lubricate | 0100836O | VACCUM PUMP #8 |  |  |  |  | OIL FILTER | DD | LUB | FILTER CHG |  |  |  | 168 | 60 |  |  | JDE |  | LUBRICATION | FROM LUBE IT | 0836-LUB-DD-168- LUBE VACUUM PUMP - OIL CHANGE | 4660430
6894 | 0836-LUB-DD-168- LUBE | VACUUM PUMP - OIL CHANGE | 21 | 24 | 1L - Lubricate | 0100836P | VACCUM PUMP #9 |  |  |  |  | GEARBOX | DD | LUB | OIL CHANGE |  |  |  | 336 | 60 |  |  | JDE |  | LUBRICATION | FROM LUBE IT | 0836-LUB-DD-168- LUBE VACUUM PUMP - OIL CHANGE | 4660430
6895 | 0836-LUB-DD-168- LUBE | VACUUM PUMP - OIL CHANGE | 21 | 24 | 1L - Lubricate | 0100836P | VACCUM PUMP #9 |  |  |  |  | OIL FILTER | DD | LUB | FILTER CHG |  |  |  | 168 | 60 |  |  | JDE |  | LUBRICATION | FROM LUBE IT | 0836-LUB-DD-168- LUBE VACUUM PUMP - OIL CHANGE | 4660430
6896 | 0836-LUB-DD-168- LUBE | VACUUM PUMP - OIL CHANGE | 21 | 24 | 1L - Lubricate | 0100836Z | VACUUM PIT PUMP |  |  |  |  | PUMP | DD | LUB | OIL CHANGE |  |  |  | 168 | 60 |  |  | JDE |  | LUBRICATION | FROM LUBE IT | 0836-LUB-DD-168- LUBE VACUUM PUMP - OIL CHANGE | 4660430
6897 | 0836-LUB-DD-168- LUBE | VACUUM PUMP - OIL CHANGE | 21 | 24 | 1L - Lubricate | 010083627 | VACCUM SYSTEM SEAL PIT PUMP |  |  |  |  | PUMP | DD | LUB | OIL CHANGE |  |  |  | 168 | 60 |  |  | JDE |  | LUBRICATION | FROM LUBE IT | 0836-LUB-DD-168- LUBE VACUUM PUMP - OIL CHANGE | 4660430
6898 | 0836-LUB-DD-336-PUMP | VACUUM - OIL CHANGE | 20 | 19 | 1L - Lubricate | 0100836S | LIQUID RING WATER PUMP |  |  |  |  | PUMP | DD | LUB | OIL CHANGE |  |  |  | 336 | 60 |  |  | JDE |  | LUBRICATION | FROM LUBE IT | 0836-LUB-DD-336-PUMP VACUUM - OIL CHANGE | 4660431
6899 | 0836-LUB-IRD-14-LVL CHK | VACUUM - INSPECTIONS | 23 | 20 | 3 - Obj Inspection | 0100836S | LIQUID RING WATER PUMP |  |  |  |  | PUMP | IRD | LUB | LEVEL CHK |  |  |  | 14 | 5 |  |  | JDE |  | LUBRICATION | FROM LUBE IT | 0836-LUB-IRD-14-LVL CHK VACUUM - INSPECTIONS | 4660432
6900 | 0836-LUB-IRD-168-BEARING | VACUUM PUMP - REGREASING | 24 | 24 | 1L - Lubricate | 0100836H | VACCUM PUMP #1 |  |  |  |  | BEARING | IRD | LUB | GREASING |  |  |  | 168 | 5 |  |  | JDE |  | LUBRICATION | FROM LUBE IT | 0836-LUB-IRD-168-BEARING VACUUM PUMP - REGREASING | 4660433
6901 | 0836-LUB-IRD-168-BEARING | VACUUM PUMP - REGREASING | 24 | 24 | 1L - Lubricate | 0100836I | VACCUM PUMP #2 |  |  |  |  | BEARING | IRD | LUB | GREASING |  |  |  | 168 | 5 |  |  | JDE |  | LUBRICATION | FROM LUBE IT | 0836-LUB-IRD-168-BEARING VACUUM PUMP - REGREASING | 4660433
6902 | 0836-LUB-IRD-168-BEARING | VACUUM PUMP - REGREASING | 24 | 24 | 1L - Lubricate | 0100836J | VACCUM PUMP #3 |  |  |  |  | BEARING | IRD | LUB | GREASING |  |  |  | 168 | 5 |  |  | JDE |  | LUBRICATION | FROM LUBE IT | 0836-LUB-IRD-168-BEARING VACUUM PUMP - REGREASING | 4660433
6903 | 0836-LUB-IRD-168-BEARING | VACUUM PUMP - REGREASING | 24 | 24 | 1L - Lubricate | 0100836K | VACCUM PUMP #4 |  |  |  |  | BEARING | IRD | LUB | GREASING |  |  |  | 168 | 5 |  |  | JDE |  | LUBRICATION | FROM LUBE IT | 0836-LUB-IRD-168-BEARING VACUUM PUMP - REGREASING | 4660433
6904 | 0836-LUB-IRD-168-BEARING | VACUUM PUMP - REGREASING | 24 | 24 | 1L - Lubricate | 0100836L | VACCUM PUMP #5 |  |  |  |  | BEARING | IRD | LUB | GREASING |  |  |  | 168 | 5 |  |  | JDE |  | LUBRICATION | FROM LUBE IT | 0836-LUB-IRD-168-BEARING VACUUM PUMP - REGREASING | 4660433
6905 | 0836-LUB-IRD-168-BEARING | VACUUM PUMP - REGREASING | 24 | 24 | 1L - Lubricate | 0100836M | VACCUM PUMP #6 |  |  |  |  | BEARING | IRD | LUB | GREASING |  |  |  | 168 | 5 |  |  | JDE |  | LUBRICATION | FROM LUBE IT | 0836-LUB-IRD-168-BEARING VACUUM PUMP - REGREASING | 4660433
6906 | 0836-LUB-IRD-168-BEARING | VACUUM PUMP - REGREASING | 24 | 24 | 1L - Lubricate | 0100836N | VACCUM PUMP #7 |  |  |  |  | BEARING | IRD | LUB | GREASING |  |  |  | 168 | 5 |  |  | JDE |  | LUBRICATION | FROM LUBE IT | 0836-LUB-IRD-168-BEARING VACUUM PUMP - REGREASING | 4660433
6907 | 0836-LUB-IRD-168-BEARING | VACUUM PUMP - REGREASING | 24 | 24 | 1L - Lubricate | 0100836O | VACCUM PUMP #8 |  |  |  |  | BEARING | IRD | LUB | GREASING |  |  |  | 168 | 5 |  |  | JDE |  | LUBRICATION | FROM LUBE IT | 0836-LUB-IRD-168-BEARING VACUUM PUMP - REGREASING | 4660433
6908 | 0836-LUB-IRD-168-BEARING | VACUUM PUMP - REGREASING | 24 | 24 | 1L - Lubricate | 0100836P | VACCUM PUMP #9 |  |  |  |  | BEARING | IRD | LUB | GREASING |  |  |  | 168 | 5 |  |  | JDE |  | LUBRICATION | FROM LUBE IT | 0836-LUB-IRD-168-BEARING VACUUM PUMP - REGREASING | 4660433
6909 | 0836-LUB-IRD-168-BEARING | VACUUM PUMP - MOTOR | 24 | 19 | 1L - Lubricate | 0100836H | VACCUM PUMP #1 |  |  |  |  | BEARING (MOTOR) | IRD | LUB | GREASING |  |  |  | 168 | 5 |  |  | JDE |  | LUBRICATION | FROM LUBE IT | 0836-LUB-IRD-168-BEARING VACUUM PUMP - MOTOR | 4660434
6910 | 0836-LUB-IRD-168-BEARING | VACUUM PUMP - MOTOR | 24 | 19 | 1L - Lubricate | 0100836I | VACCUM PUMP #2 |  |  |  |  | BEARING (MOTOR) | IRD | LUB | GREASING |  |  |  | 168 | 5 |  |  | JDE |  | LUBRICATION | FROM LUBE IT | 0836-LUB-IRD-168-BEARING VACUUM PUMP - MOTOR | 4660434
6911 | 0836-LUB-IRD-168-BEARING | VACUUM PUMP - MOTOR | 24 | 19 | 1L - Lubricate | 0100836J | VACCUM PUMP #3 |  |  |  |  | BEARING (MOTOR) | IRD | LUB | GREASING |  |  |  | 168 | 5 |  |  | JDE |  | LUBRICATION | FROM LUBE IT | 0836-LUB-IRD-168-BEARING VACUUM PUMP - MOTOR | 4660434
6912 | 0836-LUB-IRD-168-BEARING | VACUUM PUMP - MOTOR | 24 | 19 | 1L - Lubricate | 0100836K | VACCUM PUMP #4 |  |  |  |  | BEARING (MOTOR) | IRD | LUB | GREASING |  |  |  | 168 | 5 |  |  | JDE |  | LUBRICATION | FROM LUBE IT | 0836-LUB-IRD-168-BEARING VACUUM PUMP - MOTOR | 4660434
6913 | 0836-LUB-IRD-168-BEARING | VACUUM PUMP - MOTOR | 24 | 19 | 1L - Lubricate | 0100836L | VACCUM PUMP #5 |  |  |  |  | BEARING (MOTOR) | IRD | LUB | GREASING |  |  |  | 168 | 5 |  |  | JDE |  | LUBRICATION | FROM LUBE IT | 0836-LUB-IRD-168-BEARING VACUUM PUMP - MOTOR | 4660434
6914 | 0836-LUB-IRD-168-BEARING | VACUUM PUMP - MOTOR | 24 | 19 | 1L - Lubricate | 0100836M | VACCUM PUMP #6 |  |  |  |  | BEARING (MOTOR) | IRD | LUB | GREASING |  |  |  | 168 | 5 |  |  | JDE |  | LUBRICATION | FROM LUBE IT | 0836-LUB-IRD-168-BEARING VACUUM PUMP - MOTOR | 4660434
6915 | 0836-LUB-IRD-168-BEARING | VACUUM PUMP - MOTOR | 24 | 19 | 1L - Lubricate | 0100836N | VACCUM PUMP #7 |  |  |  |  | BEARING (MOTOR) | IRD | LUB | GREASING |  |  |  | 168 | 5 |  |  | JDE |  | LUBRICATION | FROM LUBE IT | 0836-LUB-IRD-168-BEARING VACUUM PUMP - MOTOR | 4660434
6916 | 0836-LUB-IRD-168-BEARING | VACUUM PUMP - MOTOR | 24 | 19 | 1L - Lubricate | 0100836O | VACCUM PUMP #8 |  |  |  |  | BEARING (MOTOR) | IRD | LUB | GREASING |  |  |  | 168 | 5 |  |  | JDE |  | LUBRICATION | FROM LUBE IT | 0836-LUB-IRD-168-BEARING VACUUM PUMP - MOTOR | 4660434
6917 | 0836-LUB-IRD-168-BEARING | VACUUM PUMP - MOTOR | 24 | 19 | 1L - Lubricate | 0100836P | VACCUM PUMP #9 |  |  |  |  | BEARING (MOTOR) | IRD | LUB | GREASING |  |  |  | 168 | 5 |  |  | JDE |  | LUBRICATION | FROM LUBE IT | 0836-LUB-IRD-168-BEARING VACUUM PUMP - MOTOR | 4660434
6918 | 0836-LUB-IRD-168-BEARING | VACUUM PUMP - MOTOR | 24 | 19 | 1L - Lubricate | 010083627 | VACCUM SYSTEM SEAL PIT PUMP |  |  |  |  | BEARING (MOTOR) | IRD | LUB | GREASING |  |  |  | 672 | 5 |  |  | JDE |  | LUBRICATION | FROM LUBE IT | 0836-LUB-IRD-168-BEARING VACUUM PUMP - MOTOR | 4660434
6919 | 0836-LUB-IRD-84-BEARING LUBE | VACUUM - REGREASING | 28 | 19 | 1L - Lubricate | 0100836Q | COOLING TOWER #1 |  |  |  |  | BEARING (MOTOR) | IRD | LUB | GREASING |  |  |  | 84 | 5 |  |  | JDE |  | LUBRICATION | FROM LUBE IT | 0836-LUB-IRD-84-BEARING LUBE VACUUM - REGREASING | 4660435
6920 | 0836-LUB-IRD-84-BEARING LUBE | VACUUM - REGREASING | 28 | 19 | 1L - Lubricate | 0100836Q | COOLING TOWER #1 |  |  |  |  | BEARING | IRD | LUB | GREASING |  |  |  | 84 | 5 |  |  | JDE |  | LUBRICATION | FROM LUBE IT | 0836-LUB-IRD-84-BEARING LUBE VACUUM - REGREASING | 4660435
6921 | 0836-LUB-IRD-84-BEARING LUBE | VACUUM - REGREASING | 28 | 19 | 1L - Lubricate | 0100836R | COOLING TOWER #2 |  |  |  |  | BEARING (MOTOR) | IRD | LUB | GREASING |  |  |  | 84 | 5 |  |  | JDE |  | LUBRICATION | FROM LUBE IT | 0836-LUB-IRD-84-BEARING LUBE VACUUM - REGREASING | 4660435
6922 | 0836-LUB-IRD-84-BEARING LUBE | VACUUM - REGREASING | 28 | 19 | 1L - Lubricate | 0100836R | COOLING TOWER #2 |  |  |  |  | BEARING | IRD | LUB | GREASING |  |  |  | 84 | 5 |  |  | JDE |  | LUBRICATION | FROM LUBE IT | 0836-LUB-IRD-84-BEARING LUBE VACUUM - REGREASING | 4660435
6923 | 0870-LUB-DD-336-LUBE | MACHINE - COUPLING | 20 | 18 | 1L - Lubricate | 0100870L57 | SPOOL STARTER |  |  |  |  | COUPLING | DD | LUB | GREASING |  |  |  | 336 | 60 |  |  | JDE |  | LUBRICATION | FROM LUBE IT | 0870-LUB-DD-336-LUBE MACHINE - COUPLING | 4660436
6924 | 0870-LUB-DD-336-LUBE | MACHINE - COUPLING | 20 | 18 | 1L - Lubricate | 0100870CG | PRESS ROLL |  |  |  |  | COUPLING | DD | LUB | GREASING |  |  |  | 336 | 60 |  |  | JDE |  | LUBRICATION | FROM LUBE IT | 0870-LUB-DD-336-LUBE MACHINE - COUPLING | 4660436
6925 | 0870-LUB-DD-336-LUBE | MACHINE - COUPLING | 20 | 18 | 1L - Lubricate | 0100870FFB | UPPER CALENDER ROLL |  |  |  |  | COUPLING | DD | LUB | GREASING |  |  |  | 336 | 60 |  |  | JDE |  | LUBRICATION | FROM LUBE IT | 0870-LUB-DD-336-LUBE MACHINE - COUPLING | 4660436
6926 | 0870-LUB-DD-336-LUBE | MACHINE - COUPLING | 20 | 18 | 1L - Lubricate | 0100870FFA | BOTTOM CALENDER ROLL ASSY |  |  |  |  | COUPLING | DD | LUB | GREASING |  |  |  | 336 | 60 |  |  | JDE |  | LUBRICATION | FROM LUBE IT | 0870-LUB-DD-336-LUBE MACHINE - COUPLING | 4660436
6927 | 0870-LUB-DD-336-LUBE | MACHINE - COUPLING | 20 | 18 | 1L - Lubricate | 0100870BF | FORMING ROLL 2-01 |  |  |  |  | COUPLING | DD | LUB | GREASING |  |  |  | 336 | 60 |  |  | JDE |  | LUBRICATION | FROM LUBE IT | 0870-LUB-DD-336-LUBE MACHINE - COUPLING | 4660436
6928 | 0870-LUB-DD-336-LUBE | MACHINE - COUPLING | 20 | 18 | 1L - Lubricate | 0100870H | REEL DRUM |  |  |  |  | COUPLING | DD | LUB | GREASING |  |  |  | 336 | 60 |  |  | JDE |  | LUBRICATION | FROM LUBE IT | 0870-LUB-DD-336-LUBE MACHINE - COUPLING | 4660436
6929 | 0870-LUB-DD-336-LUBE | MACHINE - COUPLING | 20 | 18 | 1L - Lubricate | 0100870CAA | TAD CYLINDER #1 |  |  |  |  | COUPLING | DD | LUB | GREASING |  |  |  | 336 | 60 |  |  | JDE |  | LUBRICATION | FROM LUBE IT | 0870-LUB-DD-336-LUBE MACHINE - COUPLING | 4660436
6930 | 0870-LUB-DD-336-LUBE | MACHINE - COUPLING | 20 | 18 | 1L - Lubricate | 0100870CDA | TAD CYLINDER #2 |  |  |  |  | COUPLING | DD | LUB | GREASING |  |  |  | 336 | 60 |  |  | JDE |  | LUBRICATION | FROM LUBE IT | 0870-LUB-DD-336-LUBE MACHINE - COUPLING | 4660436
6931 | 0870-LUB-DD-336-LUBE | MACHINE - COUPLING | 20 | 18 | 1L - Lubricate | 0100830K | YANKEE FAN PUMP |  |  |  |  | COUPLING (GEAR) | DD | LUB | GREASING |  |  |  | 1008 | 60 |  |  | JDE |  | LUBRICATION | FROM LUBE IT | 0870-LUB-DD-336-LUBE MACHINE - COUPLING | 4660436
6932 | 0870-LUB-DD-336-LUBE | MACHINE - COUPLING | 20 | 18 | 1L - Lubricate | 0100870DA | YANKEE ROLL MOTOR #1 |  |  |  |  | COUPLING | DD | LUB | GREASING |  |  |  | 336 | 60 |  |  | JDE |  | LUBRICATION | FROM LUBE IT | 0870-LUB-DD-336-LUBE MACHINE - COUPLING | 4660436
6933 | 0870-LUB-DD-336-LUBE | MACHINE - COUPLING | 20 | 18 | 1L - Lubricate | 0100870DA | YANKEE ROLL MOTOR #2 |  |  |  |  | COUPLING | DD | LUB | GREASING |  |  |  | 336 | 60 |  |  | JDE |  | LUBRICATION | FROM LUBE IT | 0870-LUB-DD-336-LUBE MACHINE - COUPLING | 4660436
6934 | 0870-LUB-DD-336-LUBE | MACHINE - COUPLING | 20 | 18 | 1L - Lubricate | 0100824 | LINE 2 DEFLAKER |  |  |  |  | COUPLING | DD | LUB | GREASING |  |  |  | 336 | 60 |  |  | JDE |  | LUBRICATION | FROM LUBE IT | 0870-LUB-DD-336-LUBE MACHINE - COUPLING | 4660436
6935 | 0870-LUB-DD-84-ACTUATOR | BELT CHANGE | 23 | 11 | 1R- Replace | 0100870BEA | BREAST ROLL SUPPORT ASSY |  |  |  |  | ACTUATOR (SPINDLE): ROLL STRETCHER | DD | LUB | GREASING |  |  |  | 84 | 5 |  |  | JDE |  | LUBRICATION | FROM LUBE IT | 0870-LUB-DD-84-ACTUATOR BELT CHANGE | 4660437
6936 | 0870-LUB-DD-84-ACTUATOR | BELT CHANGE | 23 | 11 | 1R- Replace | 0100870B30B | OUTER WIRE STRETCHER |  |  |  |  | ACTUATOR (SPINDLE) | DD | LUB | GREASING |  |  |  | 84 | 5 |  |  | JDE |  | LUBRICATION | FROM LUBE IT | 0870-LUB-DD-84-ACTUATOR BELT CHANGE | 4660437
6937 | 0870-LUB-DD-84-ACTUATOR | BELT CHANGE | 23 | 11 | 1R- Replace | 0100870BAA | SEPARATION ROLL |  |  |  |  | ACTUATOR (SPINDLE) | DD | LUB | GREASING |  |  |  | 84 | 5 |  |  | JDE |  | LUBRICATION | FROM LUBE IT | 0870-LUB-DD-84-ACTUATOR BELT CHANGE | 4660437
6938 | 0870-LUB-DD-84-ACTUATOR | BELT CHANGE | 23 | 11 | 1R- Replace | 0100870B30K | INNER WIRE STRETCHER |  |  |  |  | ACTUATOR (SPINDLE) | DD | LUB | GREASING |  |  |  | 84 | 5 |  |  | JDE |  | LUBRICATION | FROM LUBE IT | 0870-LUB-DD-84-ACTUATOR BELT CHANGE | 4660437
6939 | 0870-LUB-DD-84-ACTUATOR | BELT CHANGE | 23 | 11 | 1R- Replace | 0100870C31 | FABRIC STRETCHER |  |  |  |  | ACTUATOR (SPINDLE) | DD | LUB | GREASING |  |  |  | 84 | 5 |  |  | JDE |  | LUBRICATION | FROM LUBE IT | 0870-LUB-DD-84-ACTUATOR BELT CHANGE | 4660437
6940 | 0870F-LUB-IRD-28-LUBE | CALENDER - REGREASING | 21 | 21 | 1L - Lubricate | 0100870F | CALENDER |  |  |  |  | GLIDE PLATE (T.S.): FRAME (TCR001-01) | IRD | LUB | GREASING |  |  |  | 336 | 5 |  |  | JDE |  | LUBRICATION | FROM LUBE IT | 0870F-LUB-IRD-28-LUBE CALENDER - REGREASING | 4660438
6941 | 0870F-LUB-IRD-28-LUBE | CALENDER - REGREASING | 21 | 21 | 1L - Lubricate | 0100870F | CALENDER |  |  |  |  | SHAFT (T.S.): GAP CONTROL (TCR005-01) | IRD | LUB | GREASING |  |  |  | 28 | 5 |  |  | JDE |  | LUBRICATION | FROM LUBE IT | 0870F-LUB-IRD-28-LUBE CALENDER - REGREASING | 4660438
6942 | 0870F-LUB-IRD-28-LUBE | CALENDER - REGREASING | 21 | 21 | 1L - Lubricate | 0100870F | CALENDER |  |  |  |  | ROTARY UNION (T.S.): CALENDAR ROLL (TCR751-03) | IRD | LUB | GREASING |  |  |  | 252 | 5 |  |  | JDE |  | LUBRICATION | FROM LUBE IT | 0870F-LUB-IRD-28-LUBE CALENDER - REGREASING | 4660438
6943 | 0870F-LUB-IRD-28-LUBE | CALENDER - REGREASING | 21 | 21 | 1L - Lubricate | 0100870F | CALENDER |  |  |  |  | BEARING (TOP) (T.S.): DOCTOR TOP (TCR750-02) | IRD | LUB | GREASING |  |  |  | 28 | 5 |  |  | JDE |  | LUBRICATION | FROM LUBE IT | 0870F-LUB-IRD-28-LUBE CALENDER - REGREASING | 4660438
6944 | 0870F-LUB-IRD-28-LUBE | CALENDER - REGREASING | 21 | 21 | 1L - Lubricate | 0100870F | CALENDER |  |  |  |  | BEARING (BOTTOM) (T.S.): DOCTOR BOTTOM (TCR750-01) | IRD | LUB | GREASING |  |  |  | 28 | 5 |  |  | JDE |  | LUBRICATION | FROM LUBE IT | 0870F-LUB-IRD-28-LUBE CALENDER - REGREASING | 4660438
6945 | 0870F-LUB-IRD-28-LUBE | CALENDER - REGREASING | 21 | 21 | 1L - Lubricate | 0100870F | CALENDER |  |  |  |  | SCREW JACK (T.S.): SKEWING DEVICE (TCR004-04) | IRD | LUB | GREASING |  |  |  | 84 | 5 |  |  | JDE |  | LUBRICATION | FROM LUBE IT | 0870F-LUB-IRD-28-LUBE CALENDER - REGREASING | 4660438
6946 | 0870F-LUB-IRD-28-LUBE | CALENDER - REGREASING | 21 | 21 | 1L - Lubricate | 0100870F | CALENDER |  |  |  |  | ROD EYE (BOTTOM) (T.S.): SKEWING DEVICE (TCR003-02) | IRD | LUB | GREASING |  |  |  | 84 | 5 |  |  | JDE |  | LUBRICATION | FROM LUBE IT | 0870F-LUB-IRD-28-LUBE CALENDER - REGREASING | 4660438
6947 | 0870F-LUB-IRD-28-LUBE | CALENDER - REGREASING | 21 | 21 | 1L - Lubricate | 0100870F | CALENDER |  |  |  |  | ROD EYE (TOP) (T.S.): SKEWING DEVICE (TCR003-01) | IRD | LUB | GREASING |  |  |  | 84 | 5 |  |  | JDE |  | LUBRICATION | FROM LUBE IT | 0870F-LUB-IRD-28-LUBE CALENDER - REGREASING | 4660438
6948 | 0870F-LUB-IRD-28-LUBE | CALENDER - REGREASING | 21 | 21 | 1L - Lubricate | 0100870F | CALENDER |  |  |  |  | PIN (T.S.): SKEWING DEVICE (TCR003-03) | IRD | LUB | GREASING |  |  |  | 84 | 5 |  |  | JDE |  | LUBRICATION | FROM LUBE IT | 0870F-LUB-IRD-28-LUBE CALENDER - REGREASING | 4660438
6949 | 0870F-LUB-IRD-28-LUBE | CALENDER - REGREASING | 21 | 21 | 1L - Lubricate | 0100870F | CALENDER |  |  |  |  | GLIDE PLATE (D.S.): FRAME (TCR001-01) | IRD | LUB | GREASING |  |  |  | 336 | 5 |  |  | JDE |  | LUBRICATION | FROM LUBE IT | 0870F-LUB-IRD-28-LUBE CALENDER - REGREASING | 4660438
6950 | 0870F-LUB-IRD-28-LUBE | CALENDER - REGREASING | 21 | 21 | 1L - Lubricate | 0100870F | CALENDER |  |  |  |  | SHAFT (D.S.): GAP CONTROL | IRD | LUB | GREASING |  |  |  | 28 | 5 |  |  | JDE |  | LUBRICATION | FROM LUBE IT | 0870F-LUB-IRD-28-LUBE CALENDER - REGREASING | 4660438
6951 | 0870F-LUB-IRD-28-LUBE | CALENDER - REGREASING | 21 | 21 | 1L - Lubricate | 0100870F | CALENDER |  |  |  |  | ROTARY UNION (D.S.): CALENDAR ROLL (TCR751-03) | IRD | LUB | GREASING |  |  |  | 252 | 5 |  |  | JDE |  | LUBRICATION | FROM LUBE IT | 0870F-LUB-IRD-28-LUBE CALENDER - REGREASING | 4660438
6952 | 0870F-LUB-IRD-28-LUBE | CALENDER - REGREASING | 21 | 21 | 1L - Lubricate | 0100870F | CALENDER |  |  |  |  | BEARING (TOP) (D.S.): DOCTOR TOP (TCR750-02) | IRD | LUB | GREASING |  |  |  | 28 | 5 |  |  | JDE |  | LUBRICATION | FROM LUBE IT | 0870F-LUB-IRD-28-LUBE CALENDER - REGREASING | 4660438
6953 | 0870F-LUB-IRD-28-LUBE | CALENDER - REGREASING | 21 | 21 | 1L - Lubricate | 0100870F | CALENDER |  |  |  |  | BEARING (BOTTOM) (D.S.): DOCTOR BOTTOM (TCR750-01) | IRD | LUB | GREASING |  |  |  | 28 | 5 |  |  | JDE |  | LUBRICATION | FROM LUBE IT | 0870F-LUB-IRD-28-LUBE CALENDER - REGREASING | 4660438
6954 | 0870F-LUB-IRD-28-LUBE | CALENDER - REGREASING | 21 | 21 | 1L - Lubricate | 0100870F | CALENDER |  |  |  |  | SCREW JACK (D.S.): SKEWING DEVICE (TCR004-04) | IRD | LUB | GREASING |  |  |  | 84 | 5 |  |  | JDE |  | LUBRICATION | FROM LUBE IT | 0870F-LUB-IRD-28-LUBE CALENDER - REGREASING | 4660438
6955 | 0870F-LUB-IRD-28-LUBE | CALENDER - REGREASING | 21 | 21 | 1L - Lubricate | 0100870F | CALENDER |  |  |  |  | ROD EYE (BOTTOM) (D.S.): SKEWING DEVICE (TCR003-02) | IRD | LUB | GREASING |  |  |  | 84 | 5 |  |  | JDE |  | LUBRICATION | FROM LUBE IT | 0870F-LUB-IRD-28-LUBE CALENDER - REGREASING | 4660438
6956 | 0870F-LUB-IRD-28-LUBE | CALENDER - REGREASING | 21 | 21 | 1L - Lubricate | 0100870F | CALENDER |  |  |  |  | ROD EYE (TOP) (D.S.): SKEWING DEVICE (TCR003-01) | IRD | LUB | GREASING |  |  |  | 84 | 5 |  |  | JDE |  | LUBRICATION | FROM LUBE IT | 0870F-LUB-IRD-28-LUBE CALENDER - REGREASING | 4660438
6957 | 0870F-LUB-IRD-28-LUBE | CALENDER - REGREASING | 21 | 21 | 1L - Lubricate | 0100870F | CALENDER |  |  |  |  | PIN (D.S.): SKEWING DEVICE (TCR003-03) | IRD | LUB | GREASING |  |  |  | 84 | 5 |  |  | JDE |  | LUBRICATION | FROM LUBE IT | 0870F-LUB-IRD-28-LUBE CALENDER - REGREASING | 4660438
6958 | 0870F-LUB-IRD-28-LUBE | CALENDER - REGREASING | 21 | 21 | 1L - Lubricate | 0100870FFB | UPPER CALENDER ROLL |  |  |  |  | BEARING (MOTOR): 2240 | IRD | LUB | GREASING |  |  |  | 168 | 5 |  |  | JDE |  | LUBRICATION | FROM LUBE IT | 0870F-LUB-IRD-28-LUBE CALENDER - REGREASING | 4660438
6959 | 0870F-LUB-IRD-28-LUBE | CALENDER - REGREASING | 21 | 21 | 1L - Lubricate | 0100870FFB | UPPER CALENDER ROLL |  |  |  |  | U-JOINT | IRD | LUB | GREASING |  |  |  | 168 | 5 |  |  | JDE |  | LUBRICATION | FROM LUBE IT | 0870F-LUB-IRD-28-LUBE CALENDER - REGREASING | 4660438
6960 | 0870F-LUB-IRD-28-LUBE | CALENDER - REGREASING | 21 | 21 | 1L - Lubricate | 0100870FFA | BOTTOM CALENDER ROLL ASSY |  |  |  |  | BEARING (MOTOR) | IRD | LUB | GREASING |  |  |  | 168 | 5 |  |  | JDE |  | LUBRICATION | FROM LUBE IT | 0870F-LUB-IRD-28-LUBE CALENDER - REGREASING | 4660438
6961 | 0870F-LUB-IRD-28-LUBE | CALENDER - REGREASING | 21 | 21 | 1L - Lubricate | 0100870FFA | BOTTOM CALENDER ROLL ASSY |  |  |  |  | U-JOINT | IRD | LUB | GREASING |  |  |  | 168 | 5 |  |  | JDE |  | LUBRICATION | FROM LUBE IT | 0870F-LUB-IRD-28-LUBE CALENDER - REGREASING | 4660438
6962 | 11061-LUB-DD-84-LUBE | LINE 161 - OIL CHANGE | 20 | 21 | 1L - Lubricate | 1106115 | BACKSTAND PLATFORM 1 |  |  |  |  | GEARBOX: UNWIND TURN-TABLE | DD | LUB | SERVICE |  |  |  | 672 | 120 |  |  | JDE |  | LUBRICATION | FROM LUBE IT | 11061-LUB-DD-84-LUBE LINE 161 - OIL CHANGE | 4660439
6963 | 11061-LUB-DD-84-LUBE | LINE 161 - OIL CHANGE | 20 | 21 | 1L - Lubricate | 1106115 | BACKSTAND PLATFORM 1 |  |  |  |  | HYDRAULIC OIL RESERVOIR | DD | LUB | OIL CHANGE |  |  |  | 672 | 60 |  |  | JDE |  | LUBRICATION | FROM LUBE IT | 11061-LUB-DD-84-LUBE LINE 161 - OIL CHANGE | 4660439
6964 | 11061-LUB-DD-84-LUBE | LINE 161 - OIL CHANGE | 20 | 21 | 1L - Lubricate | 1106115 | BACKSTAND PLATFORM 2 |  |  |  |  | GEARBOX: UNWIND TURN-TABLE | DD | LUB | SERVICE |  |  |  | 672 | 120 |  |  | JDE |  | LUBRICATION | FROM LUBE IT | 11061-LUB-DD-84-LUBE LINE 161 - OIL CHANGE | 4660439
6965 | 11061-LUB-DD-84-LUBE | LINE 161 - OIL CHANGE | 20 | 21 | 1L - Lubricate | 1106115 | BACKSTAND PLATFORM 2 |  |  |  |  | HYDRAULIC OIL RESERVOIR | DD | LUB | OIL CHANGE |  |  |  | 672 | 60 |  |  | JDE |  | LUBRICATION | FROM LUBE IT | 11061-LUB-DD-84-LUBE LINE 161 - OIL CHANGE | 4660439
6966 | 11061-LUB-DD-84-LUBE | LINE 161 - OIL CHANGE | 20 | 21 | 1L - Lubricate | 1106115 | BACKSTAND PLATFORM 2 |  |  |  |  | HYDRAULIC OIL RESERVOIR | DD | LUB | SERVICE |  |  |  | 672 | 60 |  |  | JDE |  | LUBRICATION | FROM LUBE IT | 11061-LUB-DD-84-LUBE LINE 161 - OIL CHANGE | 4660439
6967 | 11061-LUB-DD-84-LUBE | LINE 161 - OIL CHANGE | 20 | 21 | 1L - Lubricate | 1106150A | DUST COLLECTOR |  |  |  |  | HYDRAULIC UNIT: BRIQUETTING MACHINE | DD | LUB | OIL CHANGE |  |  |  | 672 | 480 |  |  | JDE |  | LUBRICATION | FROM LUBE IT | 11061-LUB-DD-84-LUBE LINE 161 - OIL CHANGE | 4660439
6968 | 11061-LUB-DD-84-LUBE | LINE 161 - OIL CHANGE | 20 | 21 | 1L - Lubricate | 1106150A | DUST COLLECTOR |  |  |  |  | OIL TANK: BRIQUETTING MACHINE | DD | LUB | SERVICE |  |  |  | 672 | 480 |  |  | JDE |  | LUBRICATION | FROM LUBE IT | 11061-LUB-DD-84-LUBE LINE 161 - OIL CHANGE | 4660439
6969 | 11061-LUB-DD-84-LUBE | LINE 161 - OIL CHANGE | 20 | 21 | 1L - Lubricate | 1106150A | BRIQUETTING MACHINE |  |  |  |  | REDUCER - SMALL | DD | LUB | SERVICE |  |  |  | 672 | 10 |  |  | JDE |  | LUBRICATION | FROM LUBE IT | 11061-LUB-DD-84-LUBE LINE 161 - OIL CHANGE | 4660439
6970 | 11061-LUB-DD-84-LUBE | LINE 161 - OIL CHANGE | 20 | 21 | 1L - Lubricate | 1106150A | BRIQUETTING MACHINE |  |  |  |  | REDUCER - LARGE | DD | LUB | SERVICE |  |  |  | 252 | 10 |  |  | JDE |  | LUBRICATION | FROM LUBE IT | 11061-LUB-DD-84-LUBE LINE 161 - OIL CHANGE | 4660439
6971 | 11061-LUB-DD-84-LUBE | LINE 161 - OIL CHANGE | 20 | 21 | 1L - Lubricate | 1106150AB | SCRUBBER PUMP |  |  |  |  | REDUCER | DD | LUB | SERVICE |  |  |  | 84 | 10 |  |  | JDE |  | LUBRICATION | FROM LUBE IT | 11061-LUB-DD-84-LUBE LINE 161 - OIL CHANGE | 4660439
6972 | 11061-LUB-DD-84-LUBE | LINE 161 - OIL CHANGE | 20 | 21 | 1L - Lubricate | 1106150A | BRIQUETTING MACHINE |  |  |  |  | SUPPORT | DD | LUB | SERVICE |  |  |  | 336 | 5 |  |  | JDE |  | LUBRICATION | FROM LUBE IT | 11061-LUB-DD-84-LUBE LINE 161 - OIL CHANGE | 4660439
6973 | 11061-LUB-DD-84-LUBE | LINE 161 - OIL CHANGE | 20 | 21 | 1L - Lubricate | 1106115B | EXTERNAL UNWINDER FRONT |  |  |  |  | REDUCER: TROLLEY TRANSMISSION UNIT | DD | LUB | OIL CHANGE |  |  |  | 672 | 60 |  |  | JDE |  | LUBRICATION | FROM LUBE IT | 11061-LUB-DD-84-LUBE LINE 161 - OIL CHANGE | 4660439
6974 | 11061-LUB-DD-84-LUBE | LINE 161 - OIL CHANGE | 20 | 21 | 1L - Lubricate | 1106115A | EXTERNAL UNWINDER REAR |  |  |  |  | REDUCER: TROLLEY TRANSMISSION UNIT | DD | LUB | OIL CHANGE |  |  |  | 672 | 60 |  |  | JDE |  | LUBRICATION | FROM LUBE IT | 11061-LUB-DD-84-LUBE LINE 161 - OIL CHANGE | 4660439
6975 | 11061-LUB-DD-84-LUBE | LINE 161 - OIL CHANGE | 20 | 21 | 1L - Lubricate | 1106115C | INTERNAL UNWINDER REAR |  |  |  |  | REDUCER: TROLLEY TRANSMISSION UNIT | DD | LUB | OIL CHANGE |  |  |  | 672 | 60 |  |  | JDE |  | LUBRICATION | FROM LUBE IT | 11061-LUB-DD-84-LUBE LINE 161 - OIL CHANGE | 4660439
6976 | 11061-LUB-DD-84-LUBE | LINE 161 - OIL CHANGE | 20 | 21 | 1L - Lubricate | 1106115D | INTERNAL UNWINDER FRONT |  |  |  |  | REDUCER: TROLLEY TRANSMISSION UNIT | DD | LUB | OIL CHANGE |  |  |  | 672 | 60 |  |  | JDE |  | LUBRICATION | FROM LUBE IT | 11061-LUB-DD-84-LUBE LINE 161 - OIL CHANGE | 4660439
6977 | 11061-LUB-DD-84-LUBE | LINE 161 - OIL CHANGE | 20 | 21 | 1L - Lubricate | 1106135C | LOG LOADER |  |  |  |  | AUTOMATIC OIL SYSTEM: AUTOMATIC | DD | LUB | SERVICE |  |  |  | 168 |  |  |  | JDE |  | LUBRICATION | FROM LUBE IT | 11061-LUB-DD-84-LUBE LINE 161 - OIL CHANGE | 4660439
6978 | 11061-LUB-DD-84-LUBE | LINE 161 - OIL CHANGE | 20 | 21 | 1L - Lubricate | 1106120A | JOI EMBOSSER |  |  |  |  | STEEL ROLL | DD | LUB | SERVICE |  |  |  | 168 | 30 |  |  | JDE |  | LUBRICATION | FROM LUBE IT | 11061-LUB-DD-84-LUBE LINE 161 - OIL CHANGE | 4660439
6979 | 11061-LUB-DD-84-LUBE | LINE 161 - OIL CHANGE | 20 | 21 | 1L - Lubricate | 1106120A | JOI EMBOSSER |  |  |  |  | MARRYING ROLL | DD | LUB | SERVICE |  |  |  | 168 |  |  |  | JDE |  | LUBRICATION | FROM LUBE IT | 11061-LUB-DD-84-LUBE LINE 161 - OIL CHANGE | 4660439
6980 | 11061-LUB-DD-84-LUBE | LINE 161 - OIL CHANGE | 20 | 21 | 1L - Lubricate | 1106135A | LOG ACCUMULATOR |  |  |  |  | AUTOMATIC OIL SYSTEM: AUTOMATIC | DD | LUB | SERVICE |  |  |  | 168 |  |  |  | JDE |  | LUBRICATION | FROM LUBE IT | 11061-LUB-DD-84-LUBE LINE 161 - OIL CHANGE | 4660439
6981 | 11061-LUB-DD-84-LUBE | LINE 161 - OIL CHANGE | 20 | 21 | 1L - Lubricate | 1106140A | INTERNAL LOG SAW |  |  |  |  | REDUCER (T.S BLADEDRIVE): MOTOR UNIT | DD | LUB | OIL CHANGE |  |  |  | 336 | 60 |  |  | JDE |  | LUBRICATION | FROM LUBE IT | 11061-LUB-DD-84-LUBE LINE 161 - OIL CHANGE | 4660439
6982 | 11061-LUB-DD-84-LUBE | LINE 161 - OIL CHANGE | 20 | 21 | 1L - Lubricate | 1106140A | INTERNAL LOG SAW |  |  |  |  | REDUCER (D.S BLADEDRIVE): MOTOR UNIT | DD | LUB | OIL CHANGE |  |  |  | 336 | 60 |  |  | JDE |  | LUBRICATION | FROM LUBE IT | 11061-LUB-DD-84-LUBE LINE 161 - OIL CHANGE | 4660439
6983 | 11061-LUB-DD-84-LUBE | LINE 161 - OIL CHANGE | 20 | 21 | 1L - Lubricate | 1106140A | INTERNAL LOG SAW |  |  |  |  | AUTOMATIC OIL SYSTEM: AUTOMATIC | DD | LUB | SERVICE |  |  |  | 168 | 30 |  |  | JDE |  | LUBRICATION | FROM LUBE IT | 11061-LUB-DD-84-LUBE LINE 161 - OIL CHANGE | 4660439
6984 | 11061-LUB-DD-84-LUBE | LINE 161 - OIL CHANGE | 20 | 21 | 1L - Lubricate | 1106140B | EXTERNAL LOG SAW |  |  |  |  | AUTOMATIC OIL SYSTEM: AUTOMATIC | DD | LUB | SERVICE |  |  |  | 168 | 60 |  |  | JDE |  | LUBRICATION | FROM LUBE IT | 11061-LUB-DD-84-LUBE LINE 161 - OIL CHANGE | 4660439
6985 | 11061-LUB-DD-84-LUBE | LINE 161 - OIL CHANGE | 20 | 21 | 1L - Lubricate | 1106140B | EXTERNAL LOG SAW |  |  |  |  | REDUCER (T.S BLADEDRIVE): MOTOR UNIT | DD | LUB | OIL CHANGE |  |  |  | 336 | 60 |  |  | JDE |  | LUBRICATION | FROM LUBE IT | 11061-LUB-DD-84-LUBE LINE 161 - OIL CHANGE | 4660439
6986 | 11061-LUB-DD-84-LUBE | LINE 161 - OIL CHANGE | 20 | 21 | 1L - Lubricate | 1106140B | EXTERNAL LOG SAW |  |  |  |  | REDUCER (D.S BLADEDRIVE): MOTOR UNIT | DD | LUB | OIL CHANGE |  |  |  | 336 | 60 |  |  | JDE |  | LUBRICATION | FROM LUBE IT | 11061-LUB-DD-84-LUBE LINE 161 - OIL CHANGE | 4660439
6987 | 11061-LUB-IRD-7-LUBE | LINE 161 - REGREASING | 20 | 21 | 1L - Lubricate | 1106115 | BACKSTAND PLATFORM 1 |  |  |  |  | THRUST BEARING:UNWIND TURN-TABLE | IRD | LUB | INSPECT |  |  |  | 84 | 30 |  |  | JDE |  | LUBRICATION | FROM LUBE IT | 11061-LUB-IRD-7-LUBE LINE 161 - REGREASING | 4660440
6988 | 11061-LUB-IRD-7-LUBE | LINE 161 - REGREASING | 20 | 21 | 1L - Lubricate | 1106115 | BACKSTAND PLATFORM 1 |  |  |  |  | THRUST BEARING:UNWIND TURN-TABLE | IRD | LUB | SERVICE |  |  |  | 168 | 30 |  |  | JDE |  | LUBRICATION | FROM LUBE IT | 11061-LUB-IRD-7-LUBE LINE 161 - REGREASING | 4660440
6989 | 11061-LUB-IRD-7-LUBE | LINE 161 - REGREASING | 20 | 21 | 1L - Lubricate | 1106115 | BACKSTAND PLATFORM 2 |  |  |  |  | THRUST BEARING:UNWIND TURN-TABLE | IRD | LUB | INSPECT |  |  |  | 84 | 30 |  |  | JDE |  | LUBRICATION | FROM LUBE IT | 11061-LUB-IRD-7-LUBE LINE 161 - REGREASING | 4660440
6990 | 11061-LUB-IRD-7-LUBE | LINE 161 - REGREASING | 20 | 21 | 1L - Lubricate | 1106115 | BACKSTAND PLATFORM 2 |  |  |  |  | THRUST BEARING:UNWIND TURN-TABLE | IRD | LUB | SERVICE |  |  |  | 168 | 30 |  |  | JDE |  | LUBRICATION | FROM LUBE IT | 11061-LUB-IRD-7-LUBE LINE 161 - REGREASING | 4660440
6991 | 11061-LUB-IRD-7-LUBE | LINE 161 - REGREASING | 20 | 21 | 1L - Lubricate | 1106145A | CORE FORMER (BOTTOM) |  |  |  |  | CHAIN (LOADING) | IRD | LUB | LUBRICATE |  |  |  | 168 | 30 |  |  | JDE |  | LUBRICATION | FROM LUBE IT | 11061-LUB-IRD-7-LUBE LINE 161 - REGREASING | 4660440
6992 | 11061-LUB-IRD-7-LUBE | LINE 161 - REGREASING | 20 | 21 | 1L - Lubricate | 1106145A | CORE FORMER (BOTTOM) |  |  |  |  | CHAIN (UNLOADING) | IRD | LUB | LUBRICATE |  |  |  | 168 | 30 |  |  | JDE |  | LUBRICATION | FROM LUBE IT | 11061-LUB-IRD-7-LUBE LINE 161 - REGREASING | 4660440
6993 | 11061-LUB-IRD-7-LUBE | LINE 161 - REGREASING | 20 | 21 | 1L - Lubricate | 1106145A | CORE FORMER (BOTTOM) |  |  |  |  | BEARING | IRD | LUB | GREASING |  |  |  | 168 | 30 |  |  | JDE |  | LUBRICATION | FROM LUBE IT | 11061-LUB-IRD-7-LUBE LINE 161 - REGREASING | 4660440
6994 | 11061-LUB-IRD-7-LUBE | LINE 161 - REGREASING | 20 | 21 | 1L - Lubricate | 1106145A | CORE FORMER (BOTTOM) |  |  |  |  | CUTTER | IRD | LUB | SERVICE |  |  |  | 168 |  |  |  | JDE |  | LUBRICATION | FROM LUBE IT | 11061-LUB-IRD-7-LUBE LINE 161 - REGREASING | 4660440
6995 | 11061-LUB-IRD-7-LUBE | LINE 161 - REGREASING | 20 | 21 | 1L - Lubricate | 1106145A | CORE FORMER (BOTTOM) |  |  |  |  | LINEAR SUPPORT | IRD | LUB | LUBRICATE |  |  |  | 672 | 30 |  |  | JDE |  | LUBRICATION | FROM LUBE IT | 11061-LUB-IRD-7-LUBE LINE 161 - REGREASING | 4660440
6996 | 11061-LUB-IRD-7-LUBE | LINE 161 - REGREASING | 20 | 21 | 1L - Lubricate | 1106145A | CORE FORMER (TOP) |  |  |  |  | CUTTER | IRD | LUB | SERVICE |  |  |  | 168 |  |  |  | JDE |  | LUBRICATION | FROM LUBE IT | 11061-LUB-IRD-7-LUBE LINE 161 - REGREASING | 4660440
6997 | 11061-LUB-IRD-7-LUBE | LINE 161 - REGREASING | 20 | 21 | 1L - Lubricate | 1106145A | CORE FORMER (TOP) |  |  |  |  | BEARING | IRD | LUB | LUBRICATE |  |  |  | 168 | 30 |  |  | JDE |  | LUBRICATION | FROM LUBE IT | 11061-LUB-IRD-7-LUBE LINE 161 - REGREASING | 4660440
6998 | 11061-LUB-IRD-7-LUBE | LINE 161 - REGREASING | 20 | 21 | 1L - Lubricate | 1106145A | CORE FORMER (TOP) |  |  |  |  | LINEAR SUPPORT | IRD | LUB | LUBRICATE |  |  |  | 672 | 30 |  |  | JDE |  | LUBRICATION | FROM LUBE IT | 11061-LUB-IRD-7-LUBE LINE 161 - REGREASING | 4660440
6999 | 11061-LUB-IRD-7-LUBE | LINE 161 - REGREASING | 20 | 21 | 1L - Lubricate | 1106145A | CORE FORMER (TOP) |  |  |  |  | CHAIN (LOADING) | IRD | LUB | LUBRICATE |  |  |  | 168 | 30 |  |  | JDE |  | LUBRICATION | FROM LUBE IT | 11061-LUB-IRD-7-LUBE LINE 161 - REGREASING | 4660440
7000 | 11061-LUB-IRD-7-LUBE | LINE 161 - REGREASING | 20 | 21 | 1L - Lubricate | 1106145A | CORE FORMER (TOP) |  |  |  |  | CHAIN (UNLOADING) | IRD | LUB | LUBRICATE |  |  |  | 168 | 30 |  |  | JDE |  | LUBRICATION | FROM LUBE IT | 11061-LUB-IRD-7-LUBE LINE 161 - REGREASING | 4660440
7001 | 11061-LUB-IRD-7-LUBE | LINE 161 - REGREASING | 20 | 21 | 1L - Lubricate | 1106115B | EXTERNAL UNWINDER FRONT |  |  |  |  | BEARING (MOTOR): AC MOTOR | IRD | LUB | GREASING |  |  |  | 168 | 5 |  |  | JDE |  | LUBRICATION | FROM LUBE IT | 11061-LUB-IRD-7-LUBE LINE 161 - REGREASING | 4660440
7002 | 11061-LUB-IRD-7-LUBE | LINE 161 - REGREASING | 20 | 21 | 1L - Lubricate | 1106115B | EXTERNAL UNWINDER FRONT |  |  |  |  | BEARING: CHUCK UNIT 490 | IRD | LUB | GREASING |  |  |  | 168 | 5 |  |  | JDE |  | LUBRICATION | FROM LUBE IT | 11061-LUB-IRD-7-LUBE LINE 161 - REGREASING | 4660440
7003 | 11061-LUB-IRD-7-LUBE | LINE 161 - REGREASING | 20 | 21 | 1L - Lubricate | 1106115B | EXTERNAL UNWINDER FRONT |  |  |  |  | REDUCER: TROLLEY TRANSMISSION UNIT | IRD | LUB | GREASING |  |  |  | 672 | 5 |  |  | JDE |  | LUBRICATION | FROM LUBE IT | 11061-LUB-IRD-7-LUBE LINE 161 - REGREASING | 4660440
7004 | 11061-LUB-IRD-7-LUBE | LINE 161 - REGREASING | 20 | 21 | 1L - Lubricate | 1106115A | EXTERNAL UNWINDER REAR |  |  |  |  | CORE CHUCKS | IRD | LUB | SERVICE |  |  |  | 168 |  |  |  | JDE |  | LUBRICATION | FROM LUBE IT | 11061-LUB-IRD-7-LUBE LINE 161 - REGREASING | 4660440
7005 | 11061-LUB-IRD-7-LUBE | LINE 161 - REGREASING | 20 | 21 | 1L - Lubricate | 1106115A | EXTERNAL UNWINDER REAR |  |  |  |  | SUPPORT | IRD | LUB | SERVICE |  |  |  | 336 |  |  |  | JDE |  | LUBRICATION | FROM LUBE IT | 11061-LUB-IRD-7-LUBE LINE 161 - REGREASING | 4660440
7006 | 11061-LUB-IRD-7-LUBE | LINE 161 - REGREASING | 20 | 21 | 1L - Lubricate | 1106115B | EXTERNAL UNWINDER FRONT |  |  |  |  | CORE CHUCKS | IRD | LUB | SERVICE |  |  |  | 168 |  |  |  | JDE |  | LUBRICATION | FROM LUBE IT | 11061-LUB-IRD-7-LUBE LINE 161 - REGREASING | 4660440
7007 | 11061-LUB-IRD-7-LUBE | LINE 161 - REGREASING | 20 | 21 | 1L - Lubricate | 1106115B | EXTERNAL UNWINDER FRONT |  |  |  |  | SUPPORT | IRD | LUB | SERVICE |  |  |  | 336 |  |  |  | JDE |  | LUBRICATION | FROM LUBE IT | 11061-LUB-IRD-7-LUBE LINE 161 - REGREASING | 4660440
7008 | 11061-LUB-IRD-7-LUBE | LINE 161 - REGREASING | 20 | 21 | 1L - Lubricate | 1106115A | EXTERNAL UNWINDER REAR |  |  |  |  | BEARING (MOTOR): AC MOTOR | IRD | LUB | GREASING |  |  |  | 168 | 5 |  |  | JDE |  | LUBRICATION | FROM LUBE IT | 11061-LUB-IRD-7-LUBE LINE 161 - REGREASING | 4660440
7009 | 11061-LUB-IRD-7-LUBE | LINE 161 - REGREASING | 20 | 21 | 1L - Lubricate | 1106115A | EXTERNAL UNWINDER REAR |  |  |  |  | BEARING: CHUCK UNIT 490 | IRD | LUB | GREASING |  |  |  | 168 | 5 |  |  | JDE |  | LUBRICATION | FROM LUBE IT | 11061-LUB-IRD-7-LUBE LINE 161 - REGREASING | 4660440
7010 | 11061-LUB-IRD-7-LUBE | LINE 161 - REGREASING | 20 | 21 | 1L - Lubricate | 1106115A | EXTERNAL UNWINDER REAR |  |  |  |  | REDUCER: TROLLEY TRANSMISSION UNIT | IRD | LUB | GREASING |  |  |  | 672 | 5 |  |  | JDE |  | LUBRICATION | FROM LUBE IT | 11061-LUB-IRD-7-LUBE LINE 161 - REGREASING | 4660440
7011 | 11061-LUB-IRD-7-LUBE | LINE 161 - REGREASING | 20 | 21 | 1L - Lubricate | 1106115C | INTERNAL UNWINDER REAR |  |  |  |  | BEARING (MOTOR): AC MOTOR | IRD | LUB | GREASING |  |  |  | 168 | 5 |  |  | JDE |  | LUBRICATION | FROM LUBE IT | 11061-LUB-IRD-7-LUBE LINE 161 - REGREASING | 4660440
7012 | 11061-LUB-IRD-7-LUBE | LINE 161 - REGREASING | 20 | 21 | 1L - Lubricate | 1106115C | INTERNAL UNWINDER REAR |  |  |  |  | BEARING: CHUCK UNIT 490 | IRD | LUB | GREASING |  |  |  | 168 | 5 |  |  | JDE |  | LUBRICATION | FROM LUBE IT | 11061-LUB-IRD-7-LUBE LINE 161 - REGREASING | 4660440
7013 | 11061-LUB-IRD-7-LUBE | LINE 161 - REGREASING | 20 | 21 | 1L - Lubricate | 1106115C | INTERNAL UNWINDER REAR |  |  |  |  | REDUCER: TROLLEY TRANSMISSION UNIT | IRD | LUB | GREASING |  |  |  | 672 | 5 |  |  | JDE |  | LUBRICATION | FROM LUBE IT | 11061-LUB-IRD-7-LUBE LINE 161 - REGREASING | 4660440
7014 | 11061-LUB-IRD-7-LUBE | LINE 161 - REGREASING | 20 | 21 | 1L - Lubricate | 1106115C | INTERNAL UNWINDER REAR |  |  |  |  | CORE CHUCKS | IRD | LUB | SERVICE |  |  |  | 168 |  |  |  | JDE |  | LUBRICATION | FROM LUBE IT | 11061-LUB-IRD-7-LUBE LINE 161 - REGREASING | 4660440
7015 | 11061-LUB-IRD-7-LUBE | LINE 161 - REGREASING | 20 | 21 | 1L - Lubricate | 1106115C | INTERNAL UNWINDER REAR |  |  |  |  | SUPPORT | IRD | LUB | SERVICE |  |  |  | 336 |  |  |  | JDE |  | LUBRICATION | FROM LUBE IT | 11061-LUB-IRD-7-LUBE LINE 161 - REGREASING | 4660440
7016 | 11061-LUB-IRD-7-LUBE | LINE 161 - REGREASING | 20 | 21 | 1L - Lubricate | 1106115D | INTERNAL UNWINDER FRONT |  |  |  |  | CORE CHUCKS | IRD | LUB | SERVICE |  |  |  | 168 |  |  |  | JDE |  | LUBRICATION | FROM LUBE IT | 11061-LUB-IRD-7-LUBE LINE 161 - REGREASING | 4660440
7017 | 11061-LUB-IRD-7-LUBE | LINE 161 - REGREASING | 20 | 21 | 1L - Lubricate | 1106115D | INTERNAL UNWINDER FRONT |  |  |  |  | SUPPORT | IRD | LUB | SERVICE |  |  |  | 336 |  |  |  | JDE |  | LUBRICATION | FROM LUBE IT | 11061-LUB-IRD-7-LUBE LINE 161 - REGREASING | 4660440
7018 | 11061-LUB-IRD-7-LUBE | LINE 161 - REGREASING | 20 | 21 | 1L - Lubricate | 1106115D | INTERNAL UNWINDER FRONT |  |  |  |  | BEARING (MOTOR): AC MOTOR | IRD | LUB | GREASING |  |  |  | 168 | 5 |  |  | JDE |  | LUBRICATION | FROM LUBE IT | 11061-LUB-IRD-7-LUBE LINE 161 - REGREASING | 4660440
7019 | 11061-LUB-IRD-7-LUBE | LINE 161 - REGREASING | 20 | 21 | 1L - Lubricate | 1106115D | INTERNAL UNWINDER FRONT |  |  |  |  | BEARING: CHUCK UNIT 490 | IRD | LUB | GREASING |  |  |  | 168 | 5 |  |  | JDE |  | LUBRICATION | FROM LUBE IT | 11061-LUB-IRD-7-LUBE LINE 161 - REGREASING | 4660440
7020 | 11061-LUB-IRD-7-LUBE | LINE 161 - REGREASING | 20 | 21 | 1L - Lubricate | 1106115D | INTERNAL UNWINDER FRONT |  |  |  |  | REDUCER: TROLLEY TRANSMISSION UNIT | IRD | LUB | GREASING |  |  |  | 672 | 5 |  |  | JDE |  | LUBRICATION | FROM LUBE IT | 11061-LUB-IRD-7-LUBE LINE 161 - REGREASING | 4660440
7021 | 11061-LUB-IRD-7-LUBE | LINE 161 - REGREASING | 20 | 21 | 1L - Lubricate | 1106110A | LINE COMPLETION |  |  |  |  | LINEAR BEARING: DRAW ROLL WITH BOWED ROLL, ROLL ENCLOSURE | IRD | LUB | GREASING |  |  |  | 56 | 5 |  |  | JDE |  | LUBRICATION | FROM LUBE IT | 11061-LUB-IRD-7-LUBE LINE 161 - REGREASING | 4660440
7022 | 11061-LUB-IRD-7-LUBE | LINE 161 - REGREASING | 20 | 21 | 1L - Lubricate | 1106120A | JOI EMBOSSER |  |  |  |  | AUTOMATIC GREASER SYSTEM | IRD | LUB | GREASING |  |  |  | 7 | 10 |  |  | JDE |  | LUBRICATION | FROM LUBE IT | 11061-LUB-IRD-7-LUBE LINE 161 - REGREASING | 4660440
7023 | 11061-LUB-IRD-7-LUBE | LINE 161 - REGREASING | 20 | 21 | 1L - Lubricate | 1106120A | JOI EMBOSSER |  |  |  |  | AUTOMATIC GREASE SYSTEM: AUTOMATIC | IRD | LUB | SERVICE |  |  |  | 168 |  |  |  | JDE |  | LUBRICATION | FROM LUBE IT | 11061-LUB-IRD-7-LUBE LINE 161 - REGREASING | 4660440
7024 | 11061-LUB-IRD-7-LUBE | LINE 161 - REGREASING | 20 | 21 | 1L - Lubricate | 1106120A | JOI EMBOSSER |  |  |  |  | GREASE POINT | IRD | LUB | SERVICE |  |  |  | 672 |  |  |  | JDE |  | LUBRICATION | FROM LUBE IT | 11061-LUB-IRD-7-LUBE LINE 161 - REGREASING | 4660440
7025 | 11061-LUB-IRD-7-LUBE | LINE 161 - REGREASING | 20 | 21 | 1L - Lubricate | 1106125A | REWINDER |  |  |  |  | AUTOMATIC GREASE SYSTEM: AUTOMATIC | IRD | LUB | SERVICE |  |  |  | 168 |  |  |  | JDE |  | LUBRICATION | FROM LUBE IT | 11061-LUB-IRD-7-LUBE LINE 161 - REGREASING | 4660440
7026 | 11061-LUB-IRD-7-LUBE | LINE 161 - REGREASING | 20 | 21 | 1L - Lubricate | 1106125A | REWINDER |  |  |  |  | DRAW ROLL | IRD | LUB | SERVICE |  |  |  | 672 |  |  |  | JDE |  | LUBRICATION | FROM LUBE IT | 11061-LUB-IRD-7-LUBE LINE 161 - REGREASING | 4660440
7027 | 11061-LUB-IRD-7-LUBE | LINE 161 - REGREASING | 20 | 21 | 1L - Lubricate | 1106125A | REWINDER |  |  |  |  | BEARING (ROLL): BUTTERFLY UNIT 2 | IRD | LUB | GREASING |  |  |  | 56 | 5 |  |  | JDE |  | LUBRICATION | FROM LUBE IT | 11061-LUB-IRD-7-LUBE LINE 161 - REGREASING | 4660440
7028 | 11061-LUB-IRD-7-LUBE | LINE 161 - REGREASING | 20 | 21 | 1L - Lubricate | 1106145A | CORE FORMER (BOTTOM) |  |  |  |  | BEARING | IRD | LUB | GREASING |  |  |  | 168 | 30 |  |  | JDE |  | LUBRICATION | FROM LUBE IT | 11061-LUB-IRD-7-LUBE LINE 161 - REGREASING | 4660440
7029 | 11061-LUB-IRD-7-LUBE | LINE 161 - REGREASING | 20 | 21 | 1L - Lubricate | 1106135A | LOG ACCUMULATOR |  |  |  |  | PLAIN GEARS | IRD | LUB | SERVICE |  |  |  | 168 |  |  |  | JDE |  | LUBRICATION | FROM LUBE IT | 11061-LUB-IRD-7-LUBE LINE 161 - REGREASING | 4660440
7030 | 11061-LUB-IRD-7-LUBE | LINE 161 - REGREASING | 20 | 21 | 1L - Lubricate | 1106135A | LOG ACCUMULATOR |  |  |  |  | SUPPORT | IRD | LUB | SERVICE |  |  |  | 672 |  |  |  | JDE |  | LUBRICATION | FROM LUBE IT | 11061-LUB-IRD-7-LUBE LINE 161 - REGREASING | 4660440
7031 | 11061-LUB-IRD-7-LUBE | LINE 161 - REGREASING | 20 | 21 | 1L - Lubricate | 1106145A | CORE FORMER (TOP) |  |  |  |  | BEARING | IRD | LUB | GREASING |  |  |  | 168 | 30 |  |  | JDE |  | LUBRICATION | FROM LUBE IT | 11061-LUB-IRD-7-LUBE LINE 161 - REGREASING | 4660440
7032 | 11061-LUB-IRD-7-LUBE | LINE 161 - REGREASING | 20 | 21 | 1L - Lubricate | 1106135A | LOG ACCUMULATOR |  |  |  |  | BEARING (CYLINDER ROD END): TRANSMISSION AXIS | IRD | LUB | GREASING |  |  |  | 7 | 5 |  |  | JDE |  | LUBRICATION | FROM LUBE IT | 11061-LUB-IRD-7-LUBE LINE 161 - REGREASING | 4660440
7033 | 11061-LUB-IRD-7-LUBE | LINE 161 - REGREASING | 20 | 21 | 1L - Lubricate | 1106135B | TRIMSAW |  |  |  |  | LINEAR BEARING (LOG CENTERING UNIT) T.S. | IRD | LUB | GREASING |  |  |  | 168 | 4 |  |  | JDE |  | LUBRICATION | FROM LUBE IT | 11061-LUB-IRD-7-LUBE LINE 161 - REGREASING | 4660440
7034 | 11061-LUB-IRD-7-LUBE | LINE 161 - REGREASING | 20 | 21 | 1L - Lubricate | 1106135B | TRIMSAW |  |  |  |  | LINEAR BEARING (SHARPENING UNIT) T.S. | IRD | LUB | GREASING |  |  |  | 168 | 4 |  |  | JDE |  | LUBRICATION | FROM LUBE IT | 11061-LUB-IRD-7-LUBE LINE 161 - REGREASING | 4660440
7035 | 11061-LUB-IRD-7-LUBE | LINE 161 - REGREASING | 20 | 21 | 1L - Lubricate | 1106135B | TRIMSAW |  |  |  |  | LINEAR BEARING (STRUCTURE UNIT) T.S. | IRD | LUB | GREASING |  |  |  | 168 | 4 |  |  | JDE |  | LUBRICATION | FROM LUBE IT | 11061-LUB-IRD-7-LUBE LINE 161 - REGREASING | 4660440
7036 | 11061-LUB-IRD-7-LUBE | LINE 161 - REGREASING | 20 | 21 | 1L - Lubricate | 1106135B | TRIMSAW |  |  |  |  | LINEAR BEARING RAIL (LOG CENTERING UNIT) T.S. | IRD | LUB | GREASING |  |  |  | 168 | 4 |  |  | JDE |  | LUBRICATION | FROM LUBE IT | 11061-LUB-IRD-7-LUBE LINE 161 - REGREASING | 4660440
7037 | 11061-LUB-IRD-7-LUBE | LINE 161 - REGREASING | 20 | 21 | 1L - Lubricate | 1106135B | TRIMSAW |  |  |  |  | LINEAR BEARING RAIL (SHARPENING UNIT) T.S. | IRD | LUB | GREASING |  |  |  | 168 | 4 |  |  | JDE |  | LUBRICATION | FROM LUBE IT | 11061-LUB-IRD-7-LUBE LINE 161 - REGREASING | 4660440
7038 | 11061-LUB-IRD-7-LUBE | LINE 161 - REGREASING | 20 | 21 | 1L - Lubricate | 1106135B | TRIMSAW |  |  |  |  | LINEAR BEARING RAIL (STRUCTURE UNIT) T.S. | IRD | LUB | GREASING |  |  |  | 168 | 4 |  |  | JDE |  | LUBRICATION | FROM LUBE IT | 11061-LUB-IRD-7-LUBE LINE 161 - REGREASING | 4660440
7039 | 11061-LUB-IRD-7-LUBE | LINE 161 - REGREASING | 20 | 21 | 1L - Lubricate | 1106135B | TRIMSAW |  |  |  |  | LINEAR BEARING (LOG CENTERING UNIT) D.S. | IRD | LUB | GREASING |  |  |  | 168 | 4 |  |  | JDE |  | LUBRICATION | FROM LUBE IT | 11061-LUB-IRD-7-LUBE LINE 161 - REGREASING | 4660440
7040 | 11061-LUB-IRD-7-LUBE | LINE 161 - REGREASING | 20 | 21 | 1L - Lubricate | 1106135B | TRIMSAW |  |  |  |  | LINEAR BEARING (SHARPENING UNIT) D.S. | IRD | LUB | GREASING |  |  |  | 168 | 4 |  |  | JDE |  | LUBRICATION | FROM LUBE IT | 11061-LUB-IRD-7-LUBE LINE 161 - REGREASING | 4660440
7041 | 11061-LUB-IRD-7-LUBE | LINE 161 - REGREASING | 20 | 21 | 1L - Lubricate | 1106135B | TRIMSAW |  |  |  |  | LINEAR BEARING (STRUCTURE UNIT) D.S. | IRD | LUB | GREASING |  |  |  | 168 | 4 |  |  | JDE |  | LUBRICATION | FROM LUBE IT | 11061-LUB-IRD-7-LUBE LINE 161 - REGREASING | 4660440
7042 | 11061-LUB-IRD-7-LUBE | LINE 161 - REGREASING | 20 | 21 | 1L - Lubricate | 1106135B | TRIMSAW |  |  |  |  | LINEAR BEARING RAIL (LOG CENTERING UNIT) D.S. | IRD | LUB | GREASING |  |  |  | 168 | 4 |  |  | JDE |  | LUBRICATION | FROM LUBE IT | 11061-LUB-IRD-7-LUBE LINE 161 - REGREASING | 4660440
7043 | 11061-LUB-IRD-7-LUBE | LINE 161 - REGREASING | 20 | 21 | 1L - Lubricate | 1106135B | TRIMSAW |  |  |  |  | LINEAR BEARING RAIL (SHARPENING UNIT) D.S. | IRD | LUB | GREASING |  |  |  | 168 | 4 |  |  | JDE |  | LUBRICATION | FROM LUBE IT | 11061-LUB-IRD-7-LUBE LINE 161 - REGREASING | 4660440
7044 | 11061-LUB-IRD-7-LUBE | LINE 161 - REGREASING | 20 | 21 | 1L - Lubricate | 1106135B | TRIMSAW |  |  |  |  | LINEAR BEARING RAIL (STRUCTURE UNIT) D.S. | IRD | LUB | GREASING |  |  |  | 168 | 4 |  |  | JDE |  | LUBRICATION | FROM LUBE IT | 11061-LUB-IRD-7-LUBE LINE 161 - REGREASING | 4660440
7045 | 11061-LUB-IRD-7-LUBE | LINE 161 - REGREASING | 20 | 21 | 1L - Lubricate | 1106135B | TRIMSAW |  |  |  |  | ROLLER RAIL SYSTEM (T.S) | IRD | LUB | SERVICE |  |  |  | 672 | 30 |  |  | JDE |  | LUBRICATION | FROM LUBE IT | 11061-LUB-IRD-7-LUBE LINE 161 - REGREASING | 4660440
7046 | 11061-LUB-IRD-7-LUBE | LINE 161 - REGREASING | 20 | 21 | 1L - Lubricate | 1106135B | TRIMSAW |  |  |  |  | ROLLER RAIL SYSTEM (D.S) | IRD | LUB | SERVICE |  |  |  | 672 | 30 |  |  | JDE |  | LUBRICATION | FROM LUBE IT | 11061-LUB-IRD-7-LUBE LINE 161 - REGREASING | 4660440
7047 | 11061-LUB-IRD-7-LUBE | LINE 161 - REGREASING | 20 | 21 | 1L - Lubricate | 1106140A | INTERNAL LOG SAW |  |  |  |  | LINEAR BEARING (T.S PUSHER PLATE): 6 CHANNELS TROLLEY | IRD | LUB | GREASING |  |  |  | 56 | 4 |  |  | JDE |  | LUBRICATION | FROM LUBE IT | 11061-LUB-IRD-7-LUBE LINE 161 - REGREASING | 4660440
7048 | 11061-LUB-IRD-7-LUBE | LINE 161 - REGREASING | 20 | 21 | 1L - Lubricate | 1106140A | INTERNAL LOG SAW |  |  |  |  | LINEAR BEARING (D.S PUSHER PLATE): 6 CHANNELS TROLLEY | IRD | LUB | GREASING |  |  |  | 56 | 4 |  |  | JDE |  | LUBRICATION | FROM LUBE IT | 11061-LUB-IRD-7-LUBE LINE 161 - REGREASING | 4660440
7049 | 11061-LUB-IRD-7-LUBE | LINE 161 - REGREASING | 20 | 21 | 1L - Lubricate | 1106140A | INTERNAL LOG SAW |  |  |  |  | LINEAR BEARING (T.S LEFT SIDE): DRAW ROLLS UNIT | IRD | LUB | GREASING |  |  |  | 168 | 3 |  |  | JDE |  | LUBRICATION | FROM LUBE IT | 11061-LUB-IRD-7-LUBE LINE 161 - REGREASING | 4660440
7050 | 11061-LUB-IRD-7-LUBE | LINE 161 - REGREASING | 20 | 21 | 1L - Lubricate | 1106140A | INTERNAL LOG SAW |  |  |  |  | LINEAR BEARING (T.S RIGHT SIDE): DRAW ROLLS UNIT | IRD | LUB | GREASING |  |  |  | 168 | 3 |  |  | JDE |  | LUBRICATION | FROM LUBE IT | 11061-LUB-IRD-7-LUBE LINE 161 - REGREASING | 4660440
7051 | 11061-LUB-IRD-7-LUBE | LINE 161 - REGREASING | 20 | 21 | 1L - Lubricate | 1106140A | INTERNAL LOG SAW |  |  |  |  | LINEAR BEARING (D.S LEFT SIDE): DRAW ROLLS UNIT | IRD | LUB | GREASING |  |  |  | 168 | 3 |  |  | JDE |  | LUBRICATION | FROM LUBE IT | 11061-LUB-IRD-7-LUBE LINE 161 - REGREASING | 4660440
7052 | 11061-LUB-IRD-7-LUBE | LINE 161 - REGREASING | 20 | 21 | 1L - Lubricate | 1106140A | INTERNAL LOG SAW |  |  |  |  | LINEAR BEARING (D.S RIGHT SIDE): DRAW ROLLS UNIT | IRD | LUB | GREASING |  |  |  | 168 | 3 |  |  | JDE |  | LUBRICATION | FROM LUBE IT | 11061-LUB-IRD-7-LUBE LINE 161 - REGREASING | 4660440
7053 | 11061-LUB-IRD-7-LUBE | LINE 161 - REGREASING | 20 | 21 | 1L - Lubricate | 1106140A | INTERNAL LOG SAW |  |  |  |  | LINEAR BEARING (T.S TROLLEY): GRINGING TROLLEY UNIT | IRD | LUB | GREASING |  |  |  | 56 | 4 |  |  | JDE |  | LUBRICATION | FROM LUBE IT | 11061-LUB-IRD-7-LUBE LINE 161 - REGREASING | 4660440
7054 | 11061-LUB-IRD-7-LUBE | LINE 161 - REGREASING | 20 | 21 | 1L - Lubricate | 1106140A | INTERNAL LOG SAW |  |  |  |  | LINEAR BEARING (D.S TROLLEY): GRINGING TROLLEY UNIT | IRD | LUB | GREASING |  |  |  | 56 | 4 |  |  | JDE |  | LUBRICATION | FROM LUBE IT | 11061-LUB-IRD-7-LUBE LINE 161 - REGREASING | 4660440
7055 | 11061-LUB-IRD-7-LUBE | LINE 161 - REGREASING | 20 | 21 | 1L - Lubricate | 1106140A | INTERNAL LOG SAW |  |  |  |  | LINEAR BEARING (T.S HEIGHT ADJUSTMENT): UPPER BELTS FRAME STRUCTURE | IRD | LUB | GREASING |  |  |  | 56 | 4 |  |  | JDE |  | LUBRICATION | FROM LUBE IT | 11061-LUB-IRD-7-LUBE LINE 161 - REGREASING | 4660440
7056 | 11061-LUB-IRD-7-LUBE | LINE 161 - REGREASING | 20 | 21 | 1L - Lubricate | 1106140A | INTERNAL LOG SAW |  |  |  |  | LINEAR BEARING (D.S HEIGHT ADJUSTMENT): UPPER BELTS FRAME STRUCTURE | IRD | LUB | GREASING |  |  |  | 56 | 4 |  |  | JDE |  | LUBRICATION | FROM LUBE IT | 11061-LUB-IRD-7-LUBE LINE 161 - REGREASING | 4660440
7057 | 11061-LUB-IRD-7-LUBE | LINE 161 - REGREASING | 20 | 21 | 1L - Lubricate | 1106140A | INTERNAL LOG SAW |  |  |  |  | ROLLER RAIL SYSTEM | IRD | LUB | SERVICE |  |  |  | 672 | 30 |  |  | JDE |  | LUBRICATION | FROM LUBE IT | 11061-LUB-IRD-7-LUBE LINE 161 - REGREASING | 4660440
7058 | 11061-LUB-IRD-7-LUBE | LINE 161 - REGREASING | 20 | 21 | 1L - Lubricate | 1106140B | EXTERNAL LOG SAW |  |  |  |  | ROLLER RAIL SYSTEM | IRD | LUB | SERVICE |  |  |  | 672 | 30 |  |  | JDE |  | LUBRICATION | FROM LUBE IT | 11061-LUB-IRD-7-LUBE LINE 161 - REGREASING | 4660440
7059 | 11061-LUB-IRD-7-LUBE | LINE 161 - REGREASING | 20 | 21 | 1L - Lubricate | 1106140B | EXTERNAL LOG SAW |  |  |  |  | LINEAR BEARING (T.S PUSHER PLATE): 6 CHANNELS TROLLEY | IRD | LUB | GREASING |  |  |  | 56 | 4 |  |  | JDE |  | LUBRICATION | FROM LUBE IT | 11061-LUB-IRD-7-LUBE LINE 161 - REGREASING | 4660440
7060 | 11061-LUB-IRD-7-LUBE | LINE 161 - REGREASING | 20 | 21 | 1L - Lubricate | 1106140B | EXTERNAL LOG SAW |  |  |  |  | LINEAR BEARING (D.S PUSHER PLATE): 6 CHANNELS TROLLEY | IRD | LUB | GREASING |  |  |  | 56 | 4 |  |  | JDE |  | LUBRICATION | FROM LUBE IT | 11061-LUB-IRD-7-LUBE LINE 161 - REGREASING | 4660440
7061 | 11061-LUB-IRD-7-LUBE | LINE 161 - REGREASING | 20 | 21 | 1L - Lubricate | 1106140B | EXTERNAL LOG SAW |  |  |  |  | LINEAR BEARING (T.S LEFT SIDE): DRAW ROLLS UNIT | IRD | LUB | GREASING |  |  |  | 168 | 3 |  |  | JDE |  | LUBRICATION | FROM LUBE IT | 11061-LUB-IRD-7-LUBE LINE 161 - REGREASING | 4660440
7062 | 11061-LUB-IRD-7-LUBE | LINE 161 - REGREASING | 20 | 21 | 1L - Lubricate | 1106140B | EXTERNAL LOG SAW |  |  |  |  | LINEAR BEARING (T.S RIGHT SIDE): DRAW ROLLS UNIT | IRD | LUB | GREASING |  |  |  | 168 | 3 |  |  | JDE |  | LUBRICATION | FROM LUBE IT | 11061-LUB-IRD-7-LUBE LINE 161 - REGREASING | 4660440
7063 | 11061-LUB-IRD-7-LUBE | LINE 161 - REGREASING | 20 | 21 | 1L - Lubricate | 1106140B | EXTERNAL LOG SAW |  |  |  |  | LINEAR BEARING (D.S LEFT SIDE): DRAW ROLLS UNIT | IRD | LUB | GREASING |  |  |  | 168 | 3 |  |  | JDE |  | LUBRICATION | FROM LUBE IT | 11061-LUB-IRD-7-LUBE LINE 161 - REGREASING | 4660440
7064 | 11061-LUB-IRD-7-LUBE | LINE 161 - REGREASING | 20 | 21 | 1L - Lubricate | 1106140B | EXTERNAL LOG SAW |  |  |  |  | LINEAR BEARING (D.S RIGHT SIDE): DRAW ROLLS UNIT | IRD | LUB | GREASING |  |  |  | 168 | 3 |  |  | JDE |  | LUBRICATION | FROM LUBE IT | 11061-LUB-IRD-7-LUBE LINE 161 - REGREASING | 4660440
7065 | 11061-LUB-IRD-7-LUBE | LINE 161 - REGREASING | 20 | 21 | 1L - Lubricate | 1106140B | EXTERNAL LOG SAW |  |  |  |  | LINEAR BEARING (T.S TROLLEY): GRINGING TROLLEY UNIT | IRD | LUB | GREASING |  |  |  | 56 | 4 |  |  | JDE |  | LUBRICATION | FROM LUBE IT | 11061-LUB-IRD-7-LUBE LINE 161 - REGREASING | 4660440
7066 | 11061-LUB-IRD-7-LUBE | LINE 161 - REGREASING | 20 | 21 | 1L - Lubricate | 1106140B | EXTERNAL LOG SAW |  |  |  |  | LINEAR BEARING (D.S TROLLEY): GRINGING TROLLEY UNIT | IRD | LUB | GREASING |  |  |  | 56 | 4 |  |  | JDE |  | LUBRICATION | FROM LUBE IT | 11061-LUB-IRD-7-LUBE LINE 161 - REGREASING | 4660440
7067 | 11061-LUB-IRD-7-LUBE | LINE 161 - REGREASING | 20 | 21 | 1L - Lubricate | 1106140B | EXTERNAL LOG SAW |  |  |  |  | LINEAR BEARING (T.S HEIGHT ADJUSTMENT): UPPER BELTS FRAME STRUCTURE | IRD | LUB | GREASING |  |  |  | 56 | 4 |  |  | JDE |  | LUBRICATION | FROM LUBE IT | 11061-LUB-IRD-7-LUBE LINE 161 - REGREASING | 4660440
7068 | 11061-LUB-IRD-7-LUBE | LINE 161 - REGREASING | 20 | 21 | 1L - Lubricate | 1106140B | EXTERNAL LOG SAW |  |  |  |  | LINEAR BEARING (D.S HEIGHT ADJUSTMENT): UPPER BELTS FRAME STRUCTURE | IRD | LUB | GREASING |  |  |  | 56 | 4 |  |  | JDE |  | LUBRICATION | FROM LUBE IT | 11061-LUB-IRD-7-LUBE LINE 161 - REGREASING | 4660440
7069 | 11061-LUB-IRD-7-LUBE | LINE 161 - REGREASING | 20 | 21 | 1L - Lubricate | 1106160A33 | DIVERTER 2 4 |  |  |  |  | LINEAR BEARING: SLIDEWAY UNIT | IRD | LUB | GREASING |  |  |  | 28 | 5 |  |  | JDE |  | LUBRICATION | FROM LUBE IT | 11061-LUB-IRD-7-LUBE LINE 161 - REGREASING | 4660440
7070 | 11061-LUB-IRD-7-LUBE | LINE 161 - REGREASING | 20 | 21 | 1L - Lubricate | 1106160A34 | DIVERTER 2 6 |  |  |  |  | LINEAR BEARING: SLIDEWAY UNIT | IRD | LUB | GREASING |  |  |  | 28 | 20 |  |  | JDE |  | LUBRICATION | FROM LUBE IT | 11061-LUB-IRD-7-LUBE LINE 161 - REGREASING | 4660440
7071 | 11061-LUB-IRD-7-LUBE | LINE 161 - REGREASING | 20 | 21 | 1L - Lubricate | 1106160A32 | C-ELEVATOR |  |  |  |  | SCREW | IRD | LUB | LUBRICATE |  |  |  | 336 | 20 |  |  | JDE |  | LUBRICATION | FROM LUBE IT | 11061-LUB-IRD-7-LUBE LINE 161 - REGREASING | 4660440
7072 | 11061-LUB-IRD-7-LUBE | LINE 161 - REGREASING | 20 | 21 | 1L - Lubricate | 1106160A40 | COMBINER ROLLS 5 2 |  |  |  |  | CHAIN (FLIGHT BAR CONVEYOR): FLIGHT BAR CONVEYOR | IRD | LUB | LUBRICATE |  |  |  | 168 | 30 |  |  | JDE |  | LUBRICATION | FROM LUBE IT | 11061-LUB-IRD-7-LUBE LINE 161 - REGREASING | 4660440
7073 | 11061-LUB-IRD-7-LUBE | LINE 161 - REGREASING | 20 | 21 | 1L - Lubricate | 1106160A32 | C-ELEVATOR |  |  |  |  | LINEAR BEARING | IRD | LUB | GREASING |  |  |  | 336 | 30 |  |  | JDE |  | LUBRICATION | FROM LUBE IT | 11061-LUB-IRD-7-LUBE LINE 161 - REGREASING | 4660440
7074 | 11061-LUB-IRD-7-LUBE | LINE 161 - REGREASING | 20 | 21 | 1L - Lubricate | 1106160A40 | COMBINER ROLLS 5 2 |  |  |  |  | CHAIN (GUIDE ADJUSTMENT UNIT): GUIDE ADJUSTMENT UNIT | IRD | LUB | LUBRICATE |  |  |  | 168 | 30 |  |  | JDE |  | LUBRICATION | FROM LUBE IT | 11061-LUB-IRD-7-LUBE LINE 161 - REGREASING | 4660440
7075 | 11061-LUB-IRD-7-LUBE | LINE 161 - REGREASING | 20 | 21 | 1L - Lubricate | 1106145B | COREWINDER |  |  |  |  | LINEAR BEARING: CORES CUTTING UNIT | IRD | LUB | GREASING |  |  |  | 168 | 4 |  |  | JDE |  | LUBRICATION | FROM LUBE IT | 11061-LUB-IRD-7-LUBE LINE 161 - REGREASING | 4660440
7076 | 11061-LUB-IRD-7-LUBE | LINE 161 - REGREASING | 20 | 21 | 1L - Lubricate | 1106160A30 | S-ELEVATOR 1 |  |  |  |  | LINEAR BEARING | IRD | LUB | GREASING |  |  |  | 336 | 30 |  |  | JDE |  | LUBRICATION | FROM LUBE IT | 11061-LUB-IRD-7-LUBE LINE 161 - REGREASING | 4660440
7077 | 11061-LUB-IRD-7-LUBE | LINE 161 - REGREASING | 20 | 21 | 1L - Lubricate | 1106160A30 | S-ELEVATOR 1 |  |  |  |  | SCREW | IRD | LUB | LUBRICATE |  |  |  | 336 | 20 |  |  | JDE |  | LUBRICATION | FROM LUBE IT | 11061-LUB-IRD-7-LUBE LINE 161 - REGREASING | 4660440
7078 | 11061-LUB-IRD-7-LUBE | LINE 161 - REGREASING | 20 | 21 | 1L - Lubricate | 1106160A51 | S-ELEVATOR 2 |  |  |  |  | LINEAR BEARING | IRD | LUB | GREASING |  |  |  | 336 | 30 |  |  | JDE |  | LUBRICATION | FROM LUBE IT | 11061-LUB-IRD-7-LUBE LINE 161 - REGREASING | 4660440
7079 | 11061-LUB-IRD-7-LUBE | LINE 161 - REGREASING | 20 | 21 | 1L - Lubricate | 1106160A51 | S-ELEVATOR 2 |  |  |  |  | SCREW | IRD | LUB | LUBRICATE |  |  |  | 336 | 20 |  |  | JDE |  | LUBRICATION | FROM LUBE IT | 11061-LUB-IRD-7-LUBE LINE 161 - REGREASING | 4660440
7080 | 11061-LUB-IRD-7-LUBE | LINE 161 - REGREASING | 20 | 21 | 1L - Lubricate | 1106160A31 | S-LOWERING DEVICE 1 |  |  |  |  | LINEAR BEARING | IRD | LUB | GREASING |  |  |  | 336 | 30 |  |  | JDE |  | LUBRICATION | FROM LUBE IT | 11061-LUB-IRD-7-LUBE LINE 161 - REGREASING | 4660440
7081 | 11061-LUB-IRD-7-LUBE | LINE 161 - REGREASING | 20 | 21 | 1L - Lubricate | 1106160A31 | S-LOWERING DEVICE 1 |  |  |  |  | SCREW | IRD | LUB | LUBRICATE |  |  |  | 336 | 20 |  |  | JDE |  | LUBRICATION | FROM LUBE IT | 11061-LUB-IRD-7-LUBE LINE 161 - REGREASING | 4660440
7082 | 11061-LUB-IRD-7-LUBE | LINE 161 - REGREASING | 20 | 21 | 1L - Lubricate | 1106160A52 | S-LOWERING DEVICE 2 |  |  |  |  | LINEAR BEARING | IRD | LUB | GREASING |  |  |  | 336 | 30 |  |  | JDE |  | LUBRICATION | FROM LUBE IT | 11061-LUB-IRD-7-LUBE LINE 161 - REGREASING | 4660440
7083 | 11061-LUB-IRD-7-LUBE | LINE 161 - REGREASING | 20 | 21 | 1L - Lubricate | 1106160A52 | S-LOWERING DEVICE 2 |  |  |  |  | SCREW | IRD | LUB | LUBRICATE |  |  |  | 336 | 20 |  |  | JDE |  | LUBRICATION | FROM LUBE IT | 11061-LUB-IRD-7-LUBE LINE 161 - REGREASING | 4660440
7084 | 11061-LUB-IRD-7-LUBE | LINE 161 - REGREASING | 20 | 21 | 1L - Lubricate | 1106160A53 | S-LOWERING DEVICE 3 |  |  |  |  | LINEAR BEARING | IRD | LUB | GREASING |  |  |  | 336 | 30 |  |  | JDE |  | LUBRICATION | FROM LUBE IT | 11061-LUB-IRD-7-LUBE LINE 161 - REGREASING | 4660440
7085 | 11061-LUB-IRD-7-LUBE | LINE 161 - REGREASING | 20 | 21 | 1L - Lubricate | 1106160A53 | S-LOWERING DEVICE 3 |  |  |  |  | SCREW | IRD | LUB | LUBRICATE |  |  |  | 336 | 20 |  |  | JDE |  | LUBRICATION | FROM LUBE IT | 11061-LUB-IRD-7-LUBE LINE 161 - REGREASING | 4660440
7086 | 11061-LUB-IRD-7-LUBE | LINE 161 - REGREASING | 20 | 21 | 1L - Lubricate | 1106160A54 | S-LOWERING DEVICE 4 |  |  |  |  | LINEAR BEARING | IRD | LUB | GREASING |  |  |  | 336 | 30 |  |  | JDE |  | LUBRICATION | FROM LUBE IT | 11061-LUB-IRD-7-LUBE LINE 161 - REGREASING | 4660440
7087 | 11061-LUB-IRD-7-LUBE | LINE 161 - REGREASING | 20 | 21 | 1L - Lubricate | 1106160A54 | S-LOWERING DEVICE 4 |  |  |  |  | SCREW | IRD | LUB | LUBRICATE |  |  |  | 336 | 20 |  |  | JDE |  | LUBRICATION | FROM LUBE IT | 11061-LUB-IRD-7-LUBE LINE 161 - REGREASING | 4660440
7088 | 11061-LUB-IRD-7-LUBE | LINE 161 - REGREASING | 20 | 21 | 1L - Lubricate | 1106160A55 | S-LOWERING DEVICE 5 |  |  |  |  | LINEAR BEARING | IRD | LUB | GREASING |  |  |  | 336 | 30 |  |  | JDE |  | LUBRICATION | FROM LUBE IT | 11061-LUB-IRD-7-LUBE LINE 161 - REGREASING | 4660440
7089 | 11061-LUB-IRD-7-LUBE | LINE 161 - REGREASING | 20 | 21 | 1L - Lubricate | 1106160A55 | S-LOWERING DEVICE 5 |  |  |  |  | SCREW | IRD | LUB | LUBRICATE |  |  |  | 336 | 20 |  |  | JDE |  | LUBRICATION | FROM LUBE IT | 11061-LUB-IRD-7-LUBE LINE 161 - REGREASING | 4660440
7090 | 11061-LUB-IRD-7-LUBE | LINE 161 - REGREASING | 20 | 21 | 1L - Lubricate | 1106160A56 | S-LOWERING DEVICE 6 |  |  |  |  | LINEAR BEARING | IRD | LUB | GREASING |  |  |  | 336 | 30 |  |  | JDE |  | LUBRICATION | FROM LUBE IT | 11061-LUB-IRD-7-LUBE LINE 161 - REGREASING | 4660440
7091 | 11061-LUB-IRD-7-LUBE | LINE 161 - REGREASING | 20 | 21 | 1L - Lubricate | 1106160A56 | S-LOWERING DEVICE 6 |  |  |  |  | SCREW | IRD | LUB | LUBRICATE |  |  |  | 336 | 20 |  |  | JDE |  | LUBRICATION | FROM LUBE IT | 11061-LUB-IRD-7-LUBE LINE 161 - REGREASING | 4660440
7092 | 11061-LUB-IRD-7-LUBE | LINE 161 - REGREASING | 20 | 21 | 1L - Lubricate | 1106160A34 | DIVERTER 2 6 |  |  |  |  | BEARING | IRD | LUB | GREASING |  |  |  | 28 | 20 |  |  | JDE |  | LUBRICATION | FROM LUBE IT | 11061-LUB-IRD-7-LUBE LINE 161 - REGREASING | 4660440
7093 | 11061-LUB-IRD-7-LUBE | LINE 161 - REGREASING | 20 | 21 | 1L - Lubricate | 1106160A43 | STAR WHEEL |  |  |  |  | BEARING | IRD | LUB | GREASING |  |  |  | 336 | 5 |  |  | JDE |  | LUBRICATION | FROM LUBE IT | 11061-LUB-IRD-7-LUBE LINE 161 - REGREASING | 4660440
7094 | 11061-LUB-IRD-7-LUBE | LINE 161 - REGREASING | 20 | 21 | 1L - Lubricate | 1106160A36 | SORTING UNIT 5 LANE 2 POSITION |  |  |  |  | CHAIN (AUTOLUBER) | IRD | LUB | INSPECT |  |  |  | 28 | 5 |  |  | JDE |  | LUBRICATION | FROM LUBE IT | 11061-LUB-IRD-7-LUBE LINE 161 - REGREASING | 4660440
7095 | 11061-LUB-IRD-7-LUBE | LINE 161 - REGREASING | 20 | 21 | 1L - Lubricate | 1106160A36 | SORTING UNIT 5 LANE 2 POSITION |  |  |  |  | BEARING | IRD | LUB | GREASING |  |  |  | 336 | 20 |  |  | JDE |  | LUBRICATION | FROM LUBE IT | 11061-LUB-IRD-7-LUBE LINE 161 - REGREASING | 4660440
7096 | 11061-LUB-IRD-7-LUBE | LINE 161 - REGREASING | 20 | 21 | 1L - Lubricate | 1106160A36 | SORTING UNIT 5 LANE 2 POSITION |  |  |  |  | CHAIN | IRD | LUB | LUBRICATE |  |  |  | 28 | 60 |  |  | JDE |  | LUBRICATION | FROM LUBE IT | 11061-LUB-IRD-7-LUBE LINE 161 - REGREASING | 4660440
7097 | 11061-LUB-IRD-7-L161 LUBE | LINE 161 - INSPECTION | 25 | 21 | 3 - Obj Inspection | 1106115 | BACKSTAND PLATFORM 2 |  |  |  |  | HYDRAULIC OIL RESERVOIR | IRD | LUB | LEVEL CHK |  |  |  | 14 | 2 |  |  | JDE |  | LUBRICATION | FROM LUBE IT | 11061-LUB-IRD-7-L161 LUBE LINE 161 - INSPECTION | 4660441
7098 | 11061-LUB-IRD-7-L161 LUBE | LINE 161 - INSPECTION | 25 | 21 | 3 - Obj Inspection | 1106115 | BACKSTAND PLATFORM 1 |  |  |  |  | HYDRAULIC OIL RESERVOIR | IRD | LUB | LEVEL CHK |  |  |  | 14 | 2 |  |  | JDE |  | LUBRICATION | FROM LUBE IT | 11061-LUB-IRD-7-L161 LUBE LINE 161 - INSPECTION | 4660441
7099 | 11061-LUB-IRD-7-L161 LUBE | LINE 161 - INSPECTION | 25 | 21 | 3 - Obj Inspection | 1106115 | BACKSTAND PLATFORM 2 |  |  |  |  | HYDRAULIC OIL RESERVOIR | IRD | LUB | BRTHR CHK |  |  |  | 28 | 10 |  |  | JDE |  | LUBRICATION | FROM LUBE IT | 11061-LUB-IRD-7-L161 LUBE LINE 161 - INSPECTION | 4660441
7100 | 11061-LUB-IRD-7-L161 LUBE | LINE 161 - INSPECTION | 25 | 21 | 3 - Obj Inspection | 1106115 | BACKSTAND PLATFORM 2 |  |  |  |  | UNWIND TURN-TABLE | IRD | LUB | LEVEL CHK |  |  |  | 168 | 30 |  |  | JDE |  | LUBRICATION | FROM LUBE IT | 11061-LUB-IRD-7-L161 LUBE LINE 161 - INSPECTION | 4660441
7101 | 11061-LUB-IRD-7-L161 LUBE | LINE 161 - INSPECTION | 25 | 21 | 3 - Obj Inspection | 1106115 | BACKSTAND PLATFORM 1 |  |  |  |  | HYDRAULIC OIL RESERVOIR | IRD | LUB | LEVEL CHK |  |  |  | 7 | 10 |  |  | JDE |  | LUBRICATION | FROM LUBE IT | 11061-LUB-IRD-7-L161 LUBE LINE 161 - INSPECTION | 4660441
7102 | 11061-LUB-IRD-7-L161 LUBE | LINE 161 - INSPECTION | 25 | 21 | 3 - Obj Inspection | 1106145A | CORE FORMER (TOP) |  |  |  |  | LINEAR SUPPORT | IRD | LUB | CHECK GREASE |  |  |  | 168 | 30 |  |  | JDE |  | LUBRICATION | FROM LUBE IT | 11061-LUB-IRD-7-L161 LUBE LINE 161 - INSPECTION | 4660441
7103 | 11061-LUB-IRD-7-L161 LUBE | LINE 161 - INSPECTION | 25 | 21 | 3 - Obj Inspection | 1106150A | DUST COLLECTOR |  |  |  |  | OIL TANK: BRIQUETTING MACHINE | IRD | LUB | LEVEL CHK |  |  |  | 28 | 60 |  |  | JDE |  | LUBRICATION | FROM LUBE IT | 11061-LUB-IRD-7-L161 LUBE LINE 161 - INSPECTION | 4660441
7104 | 11061-LUB-IRD-7-L161 LUBE | LINE 161 - INSPECTION | 25 | 21 | 3 - Obj Inspection | 1106150A | DUST COLLECTOR |  |  |  |  | RESERVOIR (GREASE PUMP): BRIQUETTING MACHINE | IRD | LUB | LEVEL CHK |  |  |  | 28 | 5 |  |  | JDE |  | LUBRICATION | FROM LUBE IT | 11061-LUB-IRD-7-L161 LUBE LINE 161 - INSPECTION | 4660441
7105 | 11061-LUB-IRD-7-L161 LUBE | LINE 161 - INSPECTION | 25 | 21 | 3 - Obj Inspection | 1106150A | DUST COLLECTOR |  |  |  |  | REDUCER: CYCLONE ROTARY VALVE | IRD | LUB | LEVEL CHK |  |  |  | 168 | 10 |  |  | JDE |  | LUBRICATION | FROM LUBE IT | 11061-LUB-IRD-7-L161 LUBE LINE 161 - INSPECTION | 4660441
7106 | 11061-LUB-IRD-7-L161 LUBE | LINE 161 - INSPECTION | 25 | 21 | 3 - Obj Inspection | 1106115B | EXTERNAL UNWINDER FRONT |  |  |  |  | REDUCER: TROLLEY TRANSMISSION UNIT | IRD | LUB | LEVEL CHK |  |  |  | 168 | 5 |  |  | JDE |  | LUBRICATION | FROM LUBE IT | 11061-LUB-IRD-7-L161 LUBE LINE 161 - INSPECTION | 4660441
7107 | 11061-LUB-IRD-7-L161 LUBE | LINE 161 - INSPECTION | 25 | 21 | 3 - Obj Inspection | 1106115A | EXTERNAL UNWINDER REAR |  |  |  |  | REDUCER: TROLLEY TRANSMISSION UNIT | IRD | LUB | LEVEL CHK |  |  |  | 168 | 5 |  |  | JDE |  | LUBRICATION | FROM LUBE IT | 11061-LUB-IRD-7-L161 LUBE LINE 161 - INSPECTION | 4660441
7108 | 11061-LUB-IRD-7-L161 LUBE | LINE 161 - INSPECTION | 25 | 21 | 3 - Obj Inspection | 1106115C | INTERNAL UNWINDER REAR |  |  |  |  | REDUCER: TROLLEY TRANSMISSION UNIT | IRD | LUB | LEVEL CHK |  |  |  | 168 | 5 |  |  | JDE |  | LUBRICATION | FROM LUBE IT | 11061-LUB-IRD-7-L161 LUBE LINE 161 - INSPECTION | 4660441
7109 | 11061-LUB-IRD-7-L161 LUBE | LINE 161 - INSPECTION | 25 | 21 | 3 - Obj Inspection | 1106115D | INTERNAL UNWINDER FRONT |  |  |  |  | REDUCER: TROLLEY TRANSMISSION UNIT | IRD | LUB | LEVEL CHK |  |  |  | 168 | 5 |  |  | JDE |  | LUBRICATION | FROM LUBE IT | 11061-LUB-IRD-7-L161 LUBE LINE 161 - INSPECTION | 4660441
7110 | 11061-LUB-IRD-7-L161 LUBE | LINE 161 - INSPECTION | 25 | 21 | 3 - Obj Inspection | 1106110A | LINE COMPLETION |  |  |  |  | REDUCER: DRIVEN ROLL | IRD | LUB | LEVEL CHK |  |  |  | 56 | 5 |  |  | JDE |  | LUBRICATION | FROM LUBE IT | 11061-LUB-IRD-7-L161 LUBE LINE 161 - INSPECTION | 4660441
7111 | 11061-LUB-IRD-7-L161 LUBE | LINE 161 - INSPECTION | 25 | 21 | 3 - Obj Inspection | 1106120A | JOI EMBOSSER |  |  |  |  | CIRCULATION SYSTEM | IRD | LUB | LEVEL CHK |  |  |  | 168 | 10 |  |  | JDE |  | LUBRICATION | FROM LUBE IT | 11061-LUB-IRD-7-L161 LUBE LINE 161 - INSPECTION | 4660441
7112 | 11061-LUB-IRD-7-L161 LUBE | LINE 161 - INSPECTION | 25 | 21 | 3 - Obj Inspection | 1106120A | JOI EMBOSSER |  |  |  |  | STEEL ROLL: AUTOMATIC | IRD | LUB | LEVEL CHK |  |  |  | 7 | 5 |  |  | JDE |  | LUBRICATION | FROM LUBE IT | 11061-LUB-IRD-7-L161 LUBE LINE 161 - INSPECTION | 4660441
7113 | 11061-LUB-IRD-7-L161 LUBE | LINE 161 - INSPECTION | 25 | 21 | 3 - Obj Inspection | 1106120A | JOI EMBOSSER |  |  |  |  | MARRYING ROLL: AUTOMATIC | IRD | LUB | LEVEL CHK |  |  |  | 7 | 5 |  |  | JDE |  | LUBRICATION | FROM LUBE IT | 11061-LUB-IRD-7-L161 LUBE LINE 161 - INSPECTION | 4660441
7114 | 11061-LUB-IRD-7-L161 LUBE | LINE 161 - INSPECTION | 25 | 21 | 3 - Obj Inspection | 1106120A | JOI EMBOSSER |  |  |  |  | AUTOMATIC GREASER SYSTEM: AUTOMATIC | IRD | LUB | CHECK GREASE |  |  |  | 7 | 10 |  |  | JDE |  | LUBRICATION | FROM LUBE IT | 11061-LUB-IRD-7-L161 LUBE LINE 161 - INSPECTION | 4660441
7115 | 11061-LUB-IRD-7-L161 LUBE | LINE 161 - INSPECTION | 25 | 21 | 3 - Obj Inspection | 1106125A | REWINDER |  |  |  |  | GREASE SYSTEM: AUTOMATIC | IRD | LUB | CHECK GREASE |  |  |  | 7 | 10 |  |  | JDE |  | LUBRICATION | FROM LUBE IT | 11061-LUB-IRD-7-L161 LUBE LINE 161 - INSPECTION | 4660441
7116 | 11061-LUB-IRD-7-L161 LUBE | LINE 161 - INSPECTION | 25 | 21 | 3 - Obj Inspection | 1106135C | LOG LOADER |  |  |  |  | CHAIN (LOG CRADLES) | IRD | LUB | LUBRICATE |  |  |  | 14 | 30 |  |  | JDE |  | LUBRICATION | FROM LUBE IT | 11061-LUB-IRD-7-L161 LUBE LINE 161 - INSPECTION | 4660441
7117 | 11061-LUB-IRD-7-L161 LUBE | LINE 161 - INSPECTION | 25 | 21 | 3 - Obj Inspection | 1106135C | LOG LOADER |  |  |  |  | CHAIN (PRELOADING 5CHANNELS): PRE LOADING CHANNELS UNIT | IRD | LUB | LUBRICATE |  |  |  | 14 | 30 |  |  | JDE |  | LUBRICATION | FROM LUBE IT | 11061-LUB-IRD-7-L161 LUBE LINE 161 - INSPECTION | 4660441
7118 | 11061-LUB-IRD-7-L161 LUBE | LINE 161 - INSPECTION | 25 | 21 | 3 - Obj Inspection | 1106135C | LOG LOADER |  |  |  |  | CHAIN (PRELOADING 4CHANNELS): PRELOADING CHANNELS | IRD | LUB | LUBRICATE |  |  |  | 14 | 30 |  |  | JDE |  | LUBRICATION | FROM LUBE IT | 11061-LUB-IRD-7-L161 LUBE LINE 161 - INSPECTION | 4660441
7119 | 11061-LUB-IRD-7-L161 LUBE | LINE 161 - INSPECTION | 25 | 21 | 3 - Obj Inspection | 1106135C | LOG LOADER |  |  |  |  | AUTOMATIC OIL SYSTEM | IRD | LUB | LEVEL CHK |  |  |  | 7 | 30 |  |  | JDE |  | LUBRICATION | FROM LUBE IT | 11061-LUB-IRD-7-L161 LUBE LINE 161 - INSPECTION | 4660441
7120 | 11061-LUB-IRD-7-L161 LUBE | LINE 161 - INSPECTION | 25 | 21 | 3 - Obj Inspection | 1106135A | LOG ACCUMULATOR |  |  |  |  | PUMP: LUBRICATION UNIT | IRD | LUB | LEVEL CHK |  |  |  | 7 | 20 |  |  | JDE |  | LUBRICATION | FROM LUBE IT | 11061-LUB-IRD-7-L161 LUBE LINE 161 - INSPECTION | 4660441
7121 | 11061-LUB-IRD-7-L161 LUBE | LINE 161 - INSPECTION | 25 | 21 | 3 - Obj Inspection | 1106135A | LOG ACCUMULATOR |  |  |  |  | RESERVOIR: LUBRICATION UNIT | IRD | LUB | LEVEL CHK |  |  |  | 7 | 20 |  |  | JDE |  | LUBRICATION | FROM LUBE IT | 11061-LUB-IRD-7-L161 LUBE LINE 161 - INSPECTION | 4660441
7122 | 11061-LUB-IRD-7-L161 LUBE | LINE 161 - INSPECTION | 25 | 21 | 3 - Obj Inspection | 1106135A | LOG ACCUMULATOR |  |  |  |  | AUTOMATIC OIL SYSTEM | IRD | LUB | LEVEL CHK |  |  |  | 7 | 10 |  |  | JDE |  | LUBRICATION | FROM LUBE IT | 11061-LUB-IRD-7-L161 LUBE LINE 161 - INSPECTION | 4660441
7123 | 11061-LUB-IRD-7-L161 LUBE | LINE 161 - INSPECTION | 25 | 21 | 3 - Obj Inspection | 1106135A | LOG ACCUMULATOR |  |  |  |  | PLAIN GEARS | IRD | LUB |  |  |  |  | 84 | 60 |  |  | JDE |  | LUBRICATION | FROM LUBE IT | 11061-LUB-IRD-7-L161 LUBE LINE 161 - INSPECTION | 4660441
7124 | 11061-LUB-IRD-7-L161 LUBE | LINE 161 - INSPECTION | 25 | 21 | 3 - Obj Inspection | 1106140A | INTERNAL LOG SAW |  |  |  |  | REDUCER (T.S BLADEDRIVE): MOTOR UNIT | IRD | LUB | LEVEL CHK |  |  |  | 56 | 5 |  |  | JDE |  | LUBRICATION | FROM LUBE IT | 11061-LUB-IRD-7-L161 LUBE LINE 161 - INSPECTION | 4660441
7125 | 11061-LUB-IRD-7-L161 LUBE | LINE 161 - INSPECTION | 25 | 21 | 3 - Obj Inspection | 1106140A | INTERNAL LOG SAW |  |  |  |  | REDUCER (D.S BLADEDRIVE): MOTOR UNIT | IRD | LUB | LEVEL CHK |  |  |  | 56 | 5 |  |  | JDE |  | LUBRICATION | FROM LUBE IT | 11061-LUB-IRD-7-L161 LUBE LINE 161 - INSPECTION | 4660441
7126 | 11061-LUB-IRD-7-L161 LUBE | LINE 161 - INSPECTION | 25 | 21 | 3 - Obj Inspection | 1106140A | INTERNAL LOG SAW |  |  |  |  | REDUCER (T.S): ROLLS EXIT CHANNELS UNIT | IRD | LUB | LEVEL CHK |  |  |  | 56 | 5 |  |  | JDE |  | LUBRICATION | FROM LUBE IT | 11061-LUB-IRD-7-L161 LUBE LINE 161 - INSPECTION | 4660441
7127 | 11061-LUB-IRD-7-L161 LUBE | LINE 161 - INSPECTION | 25 | 21 | 3 - Obj Inspection | 1106140A | INTERNAL LOG SAW |  |  |  |  | REDUCER (D.S): ROLLS EXIT CHANNELS UNIT | IRD | LUB | LEVEL CHK |  |  |  | 56 | 5 |  |  | JDE |  | LUBRICATION | FROM LUBE IT | 11061-LUB-IRD-7-L161 LUBE LINE 161 - INSPECTION | 4660441
7128 | 11061-LUB-IRD-7-L161 LUBE | LINE 161 - INSPECTION | 25 | 21 | 3 - Obj Inspection | 1106140A | INTERNAL LOG SAW |  |  |  |  | AUTOMATIC OIL SYSTEM | IRD | LUB | LEVEL CHK |  |  |  | 7 | 10 |  |  | JDE |  | LUBRICATION | FROM LUBE IT | 11061-LUB-IRD-7-L161 LUBE LINE 161 - INSPECTION | 4660441
7129 | 11061-LUB-IRD-7-L161 LUBE | LINE 161 - INSPECTION | 25 | 21 | 3 - Obj Inspection | 1106140B | EXTERNAL LOG SAW |  |  |  |  | AUTOMATIC OIL SYSTEM | IRD | LUB | LEVEL CHK |  |  |  | 7 | 10 |  |  | JDE |  | LUBRICATION | FROM LUBE IT | 11061-LUB-IRD-7-L161 LUBE LINE 161 - INSPECTION | 4660441
7130 | 11061-LUB-IRD-7-L161 LUBE | LINE 161 - INSPECTION | 25 | 21 | 3 - Obj Inspection | 1106140B | EXTERNAL LOG SAW |  |  |  |  | REDUCER (T.S BLADEDRIVE): MOTOR UNIT | IRD | LUB | LEVEL CHK |  |  |  | 56 | 5 |  |  | JDE |  | LUBRICATION | FROM LUBE IT | 11061-LUB-IRD-7-L161 LUBE LINE 161 - INSPECTION | 4660441
7131 | 11061-LUB-IRD-7-L161 LUBE | LINE 161 - INSPECTION | 25 | 21 | 3 - Obj Inspection | 1106140B | EXTERNAL LOG SAW |  |  |  |  | REDUCER (D.S BLADEDRIVE): MOTOR UNIT | IRD | LUB | LEVEL CHK |  |  |  | 56 | 5 |  |  | JDE |  | LUBRICATION | FROM LUBE IT | 11061-LUB-IRD-7-L161 LUBE LINE 161 - INSPECTION | 4660441
7132 | 11061-LUB-IRD-7-L161 LUBE | LINE 161 - INSPECTION | 25 | 21 | 3 - Obj Inspection | 1106140B | EXTERNAL LOG SAW |  |  |  |  | REDUCER (T.S): ROLLS EXIT CHANNELS UNIT | IRD | LUB | LEVEL CHK |  |  |  | 56 | 5 |  |  | JDE |  | LUBRICATION | FROM LUBE IT | 11061-LUB-IRD-7-L161 LUBE LINE 161 - INSPECTION | 4660441
7133 | 11061-LUB-IRD-7-L161 LUBE | LINE 161 - INSPECTION | 25 | 21 | 3 - Obj Inspection | 1106140B | EXTERNAL LOG SAW |  |  |  |  | REDUCER (D.S): ROLLS EXIT CHANNELS UNIT | IRD | LUB | LEVEL CHK |  |  |  | 56 | 5 |  |  | JDE |  | LUBRICATION | FROM LUBE IT | 11061-LUB-IRD-7-L161 LUBE LINE 161 - INSPECTION | 4660441
7134 | 11061-LUB-IRD-7-L161 LUBE | LINE 161 - INSPECTION | 25 | 21 | 3 - Obj Inspection | 1106175 | DRIVE |  |  |  |  | SUPPORT (BOM 025) | IRD | LUB | LEVEL CHK |  |  |  | 7 | 10 |  |  | JDE |  | LUBRICATION | FROM LUBE IT | 11061-LUB-IRD-7-L161 LUBE LINE 161 - INSPECTION | 4660441
7135 | 11061-LUB-IRD-7-L161 LUBE | LINE 161 - INSPECTION | 25 | 21 | 3 - Obj Inspection | 1106180AAI | PALLETIZER TABLE |  |  |  |  | HYDRAULIC UNIT | IRD | LUB | LEVEL CHK |  |  |  | 7 | 10 |  |  | JDE |  | LUBRICATION | FROM LUBE IT | 11061-LUB-IRD-7-L161 LUBE LINE 161 - INSPECTION | 4660441
7136 | 11062-LUB-DD-84-LUBE | LINE 162 - OIL CHANGE | 20 | 21 | 1L - Lubricate | 1106215 | BACKSTAND PLATFORM 1 |  |  |  |  | GEARBOX: UNWIND TURN-TABLE | DD | LUB | SERVICE |  |  |  | 336 | 120 |  |  | JDE |  | LUBRICATION | FROM LUBE IT | 11062-LUB-DD-84-LUBE LINE 162 - OIL CHANGE | 4660442
7137 | 11062-LUB-DD-84-LUBE | LINE 162 - OIL CHANGE | 20 | 21 | 1L - Lubricate | 1106215 | BACKSTAND PLATFORM 1 |  |  |  |  | HYDRAULIC OIL RESERVOIR | DD | LUB | OIL CHANGE |  |  |  | 672 | 60 |  |  | JDE |  | LUBRICATION | FROM LUBE IT | 11062-LUB-DD-84-LUBE LINE 162 - OIL CHANGE | 4660442
7138 | 11062-LUB-DD-84-LUBE | LINE 162 - OIL CHANGE | 20 | 21 | 1L - Lubricate | 1106215 | BACKSTAND PLATFORM 2 |  |  |  |  | GEARBOX: UNWIND TURN-TABLE | DD | LUB | SERVICE |  |  |  | 336 | 120 |  |  | JDE |  | LUBRICATION | FROM LUBE IT | 11062-LUB-DD-84-LUBE LINE 162 - OIL CHANGE | 4660442
7139 | 11062-LUB-DD-84-LUBE | LINE 162 - OIL CHANGE | 20 | 21 | 1L - Lubricate | 1106215 | BACKSTAND PLATFORM 2 |  |  |  |  | HYDRAULIC OIL RESERVOIR | DD | LUB | OIL CHANGE |  |  |  | 672 | 60 |  |  | JDE |  | LUBRICATION | FROM LUBE IT | 11062-LUB-DD-84-LUBE LINE 162 - OIL CHANGE | 4660442
7140 | 11062-LUB-DD-84-LUBE | LINE 162 - OIL CHANGE | 20 | 21 | 1L - Lubricate | 1106215 | BACKSTAND PLATFORM 2 |  |  |  |  | HYDRAULIC OIL RESERVOIR | DD | LUB | OIL CHANGE |  |  |  | 672 | 60 |  |  | JDE |  | LUBRICATION | FROM LUBE IT | 11062-LUB-DD-84-LUBE LINE 162 - OIL CHANGE | 4660442
7141 | 11062-LUB-DD-84-LUBE | LINE 162 - OIL CHANGE | 20 | 21 | 1L - Lubricate | 1106250A | DUST COLLECTOR |  |  |  |  | HYDRAULIC UNIT: BRIQUETTING MACHINE | DD | LUB | OIL CHANGE |  |  |  | 672 | 480 |  |  | JDE |  | LUBRICATION | FROM LUBE IT | 11062-LUB-DD-84-LUBE LINE 162 - OIL CHANGE | 4660442
7142 | 11062-LUB-DD-84-LUBE | LINE 162 - OIL CHANGE | 20 | 21 | 1L - Lubricate | 1106250A | DUST COLLECTOR |  |  |  |  | OIL TANK: BRIQUETTING MACHINE | DD | LUB | OIL CHANGE |  |  |  | 672 | 480 |  |  | JDE |  | LUBRICATION | FROM LUBE IT | 11062-LUB-DD-84-LUBE LINE 162 - OIL CHANGE | 4660442
7143 | 11062-LUB-DD-84-LUBE | LINE 162 - OIL CHANGE | 20 | 21 | 1L - Lubricate | 1106250A | BRIQUETTING MACHINE |  |  |  |  | REDUCER - SMALL | DD | LUB | SERVICE |  |  |  | 252 | 10 |  |  | JDE |  | LUBRICATION | FROM LUBE IT | 11062-LUB-DD-84-LUBE LINE 162 - OIL CHANGE | 4660442
7144 | 11062-LUB-DD-84-LUBE | LINE 162 - OIL CHANGE | 20 | 21 | 1L - Lubricate | 1106250A | BRIQUETTING MACHINE |  |  |  |  | REDUCER - LARGE | DD | LUB | SERVICE |  |  |  | 252 | 10 |  |  | JDE |  | LUBRICATION | FROM LUBE IT | 11062-LUB-DD-84-LUBE LINE 162 - OIL CHANGE | 4660442
7145 | 11062-LUB-DD-84-LUBE | LINE 162 - OIL CHANGE | 20 | 21 | 1L - Lubricate | 1106250AB | SCRUBBER PUMP |  |  |  |  | REDUCER | DD | LUB | SERVICE |  |  |  | 112 | 10 |  |  | JDE |  | LUBRICATION | FROM LUBE IT | 11062-LUB-DD-84-LUBE LINE 162 - OIL CHANGE | 4660442
7146 | 11062-LUB-DD-84-LUBE | LINE 162 - OIL CHANGE | 20 | 21 | 1L - Lubricate | 1106215B | EXTERNAL UNWINDER FRONT |  |  |  |  | REDUCER: TROLLEY TRANSMISSION UNIT | DD | LUB | OIL CHANGE |  |  |  | 672 | 60 |  |  | JDE |  | LUBRICATION | FROM LUBE IT | 11062-LUB-DD-84-LUBE LINE 162 - OIL CHANGE | 4660442
7147 | 11062-LUB-DD-84-LUBE | LINE 162 - OIL CHANGE | 20 | 21 | 1L - Lubricate | 1106215A | EXTERNAL UNWINDER REAR |  |  |  |  | REDUCER: TROLLEY TRANSMISSION UNIT | DD | LUB | OIL CHANGE |  |  |  | 672 | 60 |  |  | JDE |  | LUBRICATION | FROM LUBE IT | 11062-LUB-DD-84-LUBE LINE 162 - OIL CHANGE | 4660442
7148 | 11062-LUB-DD-84-LUBE | LINE 162 - OIL CHANGE | 20 | 21 | 1L - Lubricate | 1106215C | INTERNAL UNWINDER REAR |  |  |  |  | REDUCER: TROLLEY TRANSMISSION UNIT | DD | LUB | OIL CHANGE |  |  |  | 672 | 60 |  |  | JDE |  | LUBRICATION | FROM LUBE IT | 11062-LUB-DD-84-LUBE LINE 162 - OIL CHANGE | 4660442
7149 | 11062-LUB-DD-84-LUBE | LINE 162 - OIL CHANGE | 20 | 21 | 1L - Lubricate | 1106215D | INTERNAL UNWINDER FRONT |  |  |  |  | REDUCER: TROLLEY TRANSMISSION UNIT | DD | LUB | OIL CHANGE |  |  |  | 672 | 60 |  |  | JDE |  | LUBRICATION | FROM LUBE IT | 11062-LUB-DD-84-LUBE LINE 162 - OIL CHANGE | 4660442
7150 | 11062-LUB-DD-84-LUBE | LINE 162 - OIL CHANGE | 20 | 21 | 1L - Lubricate | 1106235C | LOG LOADER |  |  |  |  | AUTOMATIC OIL SYSTEM: 6 GRAMS | DD | LUB | SERVICE |  |  |  | 168 |  |  |  | JDE |  | LUBRICATION | FROM LUBE IT | 11062-LUB-DD-84-LUBE LINE 162 - OIL CHANGE | 4660442
7151 | 11062-LUB-DD-84-LUBE | LINE 162 - OIL CHANGE | 20 | 21 | 1L - Lubricate | 1106220A | JOI EMBOSSER |  |  |  |  | STEEL ROLL: AUTOMATIC | DD | LUB | SERVICE |  |  |  | 168 |  |  |  | JDE |  | LUBRICATION | FROM LUBE IT | 11062-LUB-DD-84-LUBE LINE 162 - OIL CHANGE | 4660442
7152 | 11062-LUB-DD-84-LUBE | LINE 162 - OIL CHANGE | 20 | 21 | 1L - Lubricate | 1106220A | JOI EMBOSSER |  |  |  |  | MARRYING ROLL: AUTOMATIC | DD | LUB | SERVICE |  |  |  | 168 | 60 |  |  | JDE |  | LUBRICATION | FROM LUBE IT | 11062-LUB-DD-84-LUBE LINE 162 - OIL CHANGE | 4660442
7153 | 11062-LUB-DD-84-LUBE | LINE 162 - OIL CHANGE | 20 | 21 | 1L - Lubricate | 1106235A | LOG ACCUMULATOR |  |  |  |  | AUTOMATIC OIL SYSTEM: AUTOMATIC | DD | LUB | SERVICE |  |  |  | 84 | 30 |  |  | JDE |  | LUBRICATION | FROM LUBE IT | 11062-LUB-DD-84-LUBE LINE 162 - OIL CHANGE | 4660442
7154 | 11062-LUB-DD-84-LUBE | LINE 162 - OIL CHANGE | 20 | 21 | 1L - Lubricate | 1106240A | INTERNAL LOG SAW |  |  |  |  | REDUCER (T.S BLADEDRIVE): MOTOR UNIT | DD | LUB | OIL CHANGE |  |  |  | 336 | 60 |  |  | JDE |  | LUBRICATION | FROM LUBE IT | 11062-LUB-DD-84-LUBE LINE 162 - OIL CHANGE | 4660442
7155 | 11062-LUB-DD-84-LUBE | LINE 162 - OIL CHANGE | 20 | 21 | 1L - Lubricate | 1106240A | INTERNAL LOG SAW |  |  |  |  | REDUCER (D.S BLADEDRIVE): MOTOR UNIT | DD | LUB | OIL CHANGE |  |  |  | 336 | 60 |  |  | JDE |  | LUBRICATION | FROM LUBE IT | 11062-LUB-DD-84-LUBE LINE 162 - OIL CHANGE | 4660442
7156 | 11062-LUB-DD-84-LUBE | LINE 162 - OIL CHANGE | 20 | 21 | 1L - Lubricate | 1106240A | INTERNAL LOG SAW |  |  |  |  | AUTOMATIC OIL SYSTEM (T.S.): AUTOMATIC | DD | LUB | SERVICE |  |  |  | 168 |  |  |  | JDE |  | LUBRICATION | FROM LUBE IT | 11062-LUB-DD-84-LUBE LINE 162 - OIL CHANGE | 4660442
7157 | 11062-LUB-DD-84-LUBE | LINE 162 - OIL CHANGE | 20 | 21 | 1L - Lubricate | 1106240B | EXTERNAL LOG SAW |  |  |  |  | AUTOMATIC OIL SYSTEM (T.S.): AUTOMATIC | DD | LUB | SERVICE |  |  |  | 168 |  |  |  | JDE |  | LUBRICATION | FROM LUBE IT | 11062-LUB-DD-84-LUBE LINE 162 - OIL CHANGE | 4660442
7158 | 11062-LUB-DD-84-LUBE | LINE 162 - OIL CHANGE | 20 | 21 | 1L - Lubricate | 1106240B | EXTERNAL LOG SAW |  |  |  |  | REDUCER (T.S BLADEDRIVE): MOTOR UNIT | DD | LUB | OIL CHANGE |  |  |  | 336 | 60 |  |  | JDE |  | LUBRICATION | FROM LUBE IT | 11062-LUB-DD-84-LUBE LINE 162 - OIL CHANGE | 4660442
7159 | 11062-LUB-DD-84-LUBE | LINE 162 - OIL CHANGE | 20 | 21 | 1L - Lubricate | 1106240B | EXTERNAL LOG SAW |  |  |  |  | REDUCER (D.S BLADEDRIVE): MOTOR UNIT | DD | LUB | OIL CHANGE |  |  |  | 336 | 60 |  |  | JDE |  | LUBRICATION | FROM LUBE IT | 11062-LUB-DD-84-LUBE LINE 162 - OIL CHANGE | 4660442
7160 | 11062-LUB-IRD-7-L162 LUBE | LINE 162 - REGREASING | 25 | 21 | 1L - Lubricate | 1106215 | BACKSTAND PLATFORM 1 |  |  |  |  | THRUST BEARING:UNWIND TURN-TABLE | IRD | LUB | INSPECT |  |  |  | 84 | 30 |  |  | JDE |  | LUBRICATION | FROM LUBE IT | 11062-LUB-IRD-7-L162 LUBE LINE 162 - REGREASING | 4660443
7161 | 11062-LUB-IRD-7-L162 LUBE | LINE 162 - REGREASING | 25 | 21 | 1L - Lubricate | 1106215 | BACKSTAND PLATFORM 1 |  |  |  |  | THRUST BEARING:UNWIND TURN-TABLE | IRD | LUB | SERVICE |  |  |  | 168 | 30 |  |  | JDE |  | LUBRICATION | FROM LUBE IT | 11062-LUB-IRD-7-L162 LUBE LINE 162 - REGREASING | 4660443
7162 | 11062-LUB-IRD-7-L162 LUBE | LINE 162 - REGREASING | 25 | 21 | 1L - Lubricate | 1106215 | BACKSTAND PLATFORM 2 |  |  |  |  | THRUST BEARING:UNWIND TURN-TABLE | IRD | LUB | INSPECT |  |  |  | 84 | 30 |  |  | JDE |  | LUBRICATION | FROM LUBE IT | 11062-LUB-IRD-7-L162 LUBE LINE 162 - REGREASING | 4660443
7163 | 11062-LUB-IRD-7-L162 LUBE | LINE 162 - REGREASING | 25 | 21 | 1L - Lubricate | 1106215 | BACKSTAND PLATFORM 2 |  |  |  |  | THRUST BEARING:UNWIND TURN-TABLE | IRD | LUB | SERVICE |  |  |  | 168 | 30 |  |  | JDE |  | LUBRICATION | FROM LUBE IT | 11062-LUB-IRD-7-L162 LUBE LINE 162 - REGREASING | 4660443
7164 | 11062-LUB-IRD-7-L162 LUBE | LINE 162 - REGREASING | 25 | 21 | 1L - Lubricate | 1106245A | CORE FORMER (BOTTOM) |  |  |  |  | CHAIN (LOADING) | IRD | LUB | LUBRICATE |  |  |  | 168 | 30 |  |  | JDE |  | LUBRICATION | FROM LUBE IT | 11062-LUB-IRD-7-L162 LUBE LINE 162 - REGREASING | 4660443
7165 | 11062-LUB-IRD-7-L162 LUBE | LINE 162 - REGREASING | 25 | 21 | 1L - Lubricate | 1106245A | CORE FORMER (BOTTOM) |  |  |  |  | CHAIN (UNLOADING) | IRD | LUB | LUBRICATE |  |  |  | 168 | 30 |  |  | JDE |  | LUBRICATION | FROM LUBE IT | 11062-LUB-IRD-7-L162 LUBE LINE 162 - REGREASING | 4660443
7166 | 11062-LUB-IRD-7-L162 LUBE | LINE 162 - REGREASING | 25 | 21 | 1L - Lubricate | 1106245A | CORE FORMER (BOTTOM) |  |  |  |  | BEARING | IRD | LUB | GREASING |  |  |  | 168 | 30 |  |  | JDE |  | LUBRICATION | FROM LUBE IT | 11062-LUB-IRD-7-L162 LUBE LINE 162 - REGREASING | 4660443
7167 | 11062-LUB-IRD-7-L162 LUBE | LINE 162 - REGREASING | 25 | 21 | 1L - Lubricate | 1106245A | CORE FORMER (BOTTOM) |  |  |  |  | CUTTER | IRD | LUB | SERVICE |  |  |  | 168 |  |  |  | JDE |  | LUBRICATION | FROM LUBE IT | 11062-LUB-IRD-7-L162 LUBE LINE 162 - REGREASING | 4660443
7168 | 11062-LUB-IRD-7-L162 LUBE | LINE 162 - REGREASING | 25 | 21 | 1L - Lubricate | 1106245A | CORE FORMER (BOTTOM) |  |  |  |  | LINEAR SUPPORT | IRD | LUB | LUBRICATE |  |  |  | 672 | 30 |  |  | JDE |  | LUBRICATION | FROM LUBE IT | 11062-LUB-IRD-7-L162 LUBE LINE 162 - REGREASING | 4660443
7169 | 11062-LUB-IRD-7-L162 LUBE | LINE 162 - REGREASING | 25 | 21 | 1L - Lubricate | 1106245A | CORE FORMER (TOP) |  |  |  |  | CUTTER | IRD | LUB | SERVICE |  |  |  | 168 |  |  |  | JDE |  | LUBRICATION | FROM LUBE IT | 11062-LUB-IRD-7-L162 LUBE LINE 162 - REGREASING | 4660443
7170 | 11062-LUB-IRD-7-L162 LUBE | LINE 162 - REGREASING | 25 | 21 | 1L - Lubricate | 1106245A | CORE FORMER (TOP) |  |  |  |  | BEARING | IRD | LUB | LUBRICATE |  |  |  | 168 | 30 |  |  | JDE |  | LUBRICATION | FROM LUBE IT | 11062-LUB-IRD-7-L162 LUBE LINE 162 - REGREASING | 4660443
7171 | 11062-LUB-IRD-7-L162 LUBE | LINE 162 - REGREASING | 25 | 21 | 1L - Lubricate | 1106245A | CORE FORMER (TOP) |  |  |  |  | LINEAR SUPPORT | IRD | LUB | LUBRICATE |  |  |  | 672 | 30 |  |  | JDE |  | LUBRICATION | FROM LUBE IT | 11062-LUB-IRD-7-L162 LUBE LINE 162 - REGREASING | 4660443
7172 | 11062-LUB-IRD-7-L162 LUBE | LINE 162 - REGREASING | 25 | 21 | 1L - Lubricate | 1106245A | CORE FORMER (TOP) |  |  |  |  | CHAIN (LOADING) | IRD | LUB | LUBRICATE |  |  |  | 168 | 30 |  |  | JDE |  | LUBRICATION | FROM LUBE IT | 11062-LUB-IRD-7-L162 LUBE LINE 162 - REGREASING | 4660443
7173 | 11062-LUB-IRD-7-L162 LUBE | LINE 162 - REGREASING | 25 | 21 | 1L - Lubricate | 1106245A | CORE FORMER (TOP) |  |  |  |  | CHAIN (UNLOADING) | IRD | LUB | LUBRICATE |  |  |  | 168 | 30 |  |  | JDE |  | LUBRICATION | FROM LUBE IT | 11062-LUB-IRD-7-L162 LUBE LINE 162 - REGREASING | 4660443
7174 | 11062-LUB-IRD-7-L162 LUBE | LINE 162 - REGREASING | 25 | 21 | 1L - Lubricate | 1106215B | EXTERNAL UNWINDER FRONT |  |  |  |  | BEARING (MOTOR): AC MOTOR | IRD | LUB | GREASING |  |  |  | 168 | 5 |  |  | JDE |  | LUBRICATION | FROM LUBE IT | 11062-LUB-IRD-7-L162 LUBE LINE 162 - REGREASING | 4660443
7175 | 11062-LUB-IRD-7-L162 LUBE | LINE 162 - REGREASING | 25 | 21 | 1L - Lubricate | 1106215B | EXTERNAL UNWINDER FRONT |  |  |  |  | BEARING: CHUCK UNIT 490 | IRD | LUB | GREASING |  |  |  | 168 | 5 |  |  | JDE |  | LUBRICATION | FROM LUBE IT | 11062-LUB-IRD-7-L162 LUBE LINE 162 - REGREASING | 4660443
7176 | 11062-LUB-IRD-7-L162 LUBE | LINE 162 - REGREASING | 25 | 21 | 1L - Lubricate | 1106215B | EXTERNAL UNWINDER FRONT |  |  |  |  | REDUCER: TROLLEY TRANSMISSION UNIT | IRD | LUB | GREASING |  |  |  | 672 | 5 |  |  | JDE |  | LUBRICATION | FROM LUBE IT | 11062-LUB-IRD-7-L162 LUBE LINE 162 - REGREASING | 4660443
7177 | 11062-LUB-IRD-7-L162 LUBE | LINE 162 - REGREASING | 25 | 21 | 1L - Lubricate | 1106215A | EXTERNAL UNWINDER REAR |  |  |  |  | CORE CHUCKS | IRD | LUB | SERVICE |  |  |  | 168 |  |  |  | JDE |  | LUBRICATION | FROM LUBE IT | 11062-LUB-IRD-7-L162 LUBE LINE 162 - REGREASING | 4660443
7178 | 11062-LUB-IRD-7-L162 LUBE | LINE 162 - REGREASING | 25 | 21 | 1L - Lubricate | 1106215A | EXTERNAL UNWINDER REAR |  |  |  |  | SUPPORT | IRD | LUB | SERVICE |  |  |  | 336 |  |  |  | JDE |  | LUBRICATION | FROM LUBE IT | 11062-LUB-IRD-7-L162 LUBE LINE 162 - REGREASING | 4660443
7179 | 11062-LUB-IRD-7-L162 LUBE | LINE 162 - REGREASING | 25 | 21 | 1L - Lubricate | 1106215B | EXTERNAL UNWINDER FRONT |  |  |  |  | CORE CHUCKS | IRD | LUB | SERVICE |  |  |  | 168 |  |  |  | JDE |  | LUBRICATION | FROM LUBE IT | 11062-LUB-IRD-7-L162 LUBE LINE 162 - REGREASING | 4660443
7180 | 11062-LUB-IRD-7-L162 LUBE | LINE 162 - REGREASING | 25 | 21 | 1L - Lubricate | 1106215B | EXTERNAL UNWINDER FRONT |  |  |  |  | SUPPORT | IRD | LUB | SERVICE |  |  |  | 336 |  |  |  | JDE |  | LUBRICATION | FROM LUBE IT | 11062-LUB-IRD-7-L162 LUBE LINE 162 - REGREASING | 4660443
7181 | 11062-LUB-IRD-7-L162 LUBE | LINE 162 - REGREASING | 25 | 21 | 1L - Lubricate | 1106215A | EXTERNAL UNWINDER REAR |  |  |  |  | BEARING (MOTOR): AC MOTOR | IRD | LUB | GREASING |  |  |  | 168 | 5 |  |  | JDE |  | LUBRICATION | FROM LUBE IT | 11062-LUB-IRD-7-L162 LUBE LINE 162 - REGREASING | 4660443
7182 | 11062-LUB-IRD-7-L162 LUBE | LINE 162 - REGREASING | 25 | 21 | 1L - Lubricate | 1106215A | EXTERNAL UNWINDER REAR |  |  |  |  | BEARING: CHUCK UNIT 490 | IRD | LUB | GREASING |  |  |  | 168 | 5 |  |  | JDE |  | LUBRICATION | FROM LUBE IT | 11062-LUB-IRD-7-L162 LUBE LINE 162 - REGREASING | 4660443
7183 | 11062-LUB-IRD-7-L162 LUBE | LINE 162 - REGREASING | 25 | 21 | 1L - Lubricate | 1106215A | EXTERNAL UNWINDER REAR |  |  |  |  | REDUCER: TROLLEY TRANSMISSION UNIT | IRD | LUB | GREASING |  |  |  | 672 | 5 |  |  | JDE |  | LUBRICATION | FROM LUBE IT | 11062-LUB-IRD-7-L162 LUBE LINE 162 - REGREASING | 4660443
7184 | 11062-LUB-IRD-7-L162 LUBE | LINE 162 - REGREASING | 25 | 21 | 1L - Lubricate | 1106215C | INTERNAL UNWINDER REAR |  |  |  |  | BEARING (MOTOR): AC MOTOR | IRD | LUB | GREASING |  |  |  | 168 | 5 |  |  | JDE |  | LUBRICATION | FROM LUBE IT | 11062-LUB-IRD-7-L162 LUBE LINE 162 - REGREASING | 4660443
7185 | 11062-LUB-IRD-7-L162 LUBE | LINE 162 - REGREASING | 25 | 21 | 1L - Lubricate | 1106215C | INTERNAL UNWINDER REAR |  |  |  |  | BEARING: CHUCK UNIT 490 | IRD | LUB | GREASING |  |  |  | 168 | 5 |  |  | JDE |  | LUBRICATION | FROM LUBE IT | 11062-LUB-IRD-7-L162 LUBE LINE 162 - REGREASING | 4660443
7186 | 11062-LUB-IRD-7-L162 LUBE | LINE 162 - REGREASING | 25 | 21 | 1L - Lubricate | 1106215C | INTERNAL UNWINDER REAR |  |  |  |  | REDUCER: TROLLEY TRANSMISSION UNIT | IRD | LUB | GREASING |  |  |  | 672 | 5 |  |  | JDE |  | LUBRICATION | FROM LUBE IT | 11062-LUB-IRD-7-L162 LUBE LINE 162 - REGREASING | 4660443
7187 | 11062-LUB-IRD-7-L162 LUBE | LINE 162 - REGREASING | 25 | 21 | 1L - Lubricate | 1106215C | INTERNAL UNWINDER REAR |  |  |  |  | CORE CHUCKS | IRD | LUB | SERVICE |  |  |  | 168 |  |  |  | JDE |  | LUBRICATION | FROM LUBE IT | 11062-LUB-IRD-7-L162 LUBE LINE 162 - REGREASING | 4660443
7188 | 11062-LUB-IRD-7-L162 LUBE | LINE 162 - REGREASING | 25 | 21 | 1L - Lubricate | 1106215C | INTERNAL UNWINDER REAR |  |  |  |  | SUPPORT | IRD | LUB | SERVICE |  |  |  | 336 |  |  |  | JDE |  | LUBRICATION | FROM LUBE IT | 11062-LUB-IRD-7-L162 LUBE LINE 162 - REGREASING | 4660443
7189 | 11062-LUB-IRD-7-L162 LUBE | LINE 162 - REGREASING | 25 | 21 | 1L - Lubricate | 1106215D | INTERNAL UNWINDER FRONT |  |  |  |  | CORE CHUCKS | IRD | LUB | SERVICE |  |  |  | 168 |  |  |  | JDE |  | LUBRICATION | FROM LUBE IT | 11062-LUB-IRD-7-L162 LUBE LINE 162 - REGREASING | 4660443
7190 | 11062-LUB-IRD-7-L162 LUBE | LINE 162 - REGREASING | 25 | 21 | 1L - Lubricate | 1106215D | INTERNAL UNWINDER FRONT |  |  |  |  | SUPPORT | IRD | LUB | SERVICE |  |  |  | 336 |  |  |  | JDE |  | LUBRICATION | FROM LUBE IT | 11062-LUB-IRD-7-L162 LUBE LINE 162 - REGREASING | 4660443
7191 | 11062-LUB-IRD-7-L162 LUBE | LINE 162 - REGREASING | 25 | 21 | 1L - Lubricate | 1106215D | INTERNAL UNWINDER FRONT |  |  |  |  | BEARING (MOTOR): AC MOTOR | IRD | LUB | GREASING |  |  |  | 168 | 5 |  |  | JDE |  | LUBRICATION | FROM LUBE IT | 11062-LUB-IRD-7-L162 LUBE LINE 162 - REGREASING | 4660443
7192 | 11062-LUB-IRD-7-L162 LUBE | LINE 162 - REGREASING | 25 | 21 | 1L - Lubricate | 1106215D | INTERNAL UNWINDER FRONT |  |  |  |  | BEARING: CHUCK UNIT 490 | IRD | LUB | GREASING |  |  |  | 168 | 5 |  |  | JDE |  | LUBRICATION | FROM LUBE IT | 11062-LUB-IRD-7-L162 LUBE LINE 162 - REGREASING | 4660443
7193 | 11062-LUB-IRD-7-L162 LUBE | LINE 162 - REGREASING | 25 | 21 | 1L - Lubricate | 1106215D | INTERNAL UNWINDER FRONT |  |  |  |  | REDUCER: TROLLEY TRANSMISSION UNIT | IRD | LUB | GREASING |  |  |  | 672 | 5 |  |  | JDE |  | LUBRICATION | FROM LUBE IT | 11062-LUB-IRD-7-L162 LUBE LINE 162 - REGREASING | 4660443
7194 | 11062-LUB-IRD-7-L162 LUBE | LINE 162 - REGREASING | 25 | 21 | 1L - Lubricate | 1106210A | LINE COMPLETION |  |  |  |  | LINEAR BEARING: DRAW ROLL WITH BOWED ROLL, ROLL ENCLOSURE | IRD | LUB | GREASING |  |  |  | 56 | 5 |  |  | JDE |  | LUBRICATION | FROM LUBE IT | 11062-LUB-IRD-7-L162 LUBE LINE 162 - REGREASING | 4660443
7195 | 11062-LUB-IRD-7-L162 LUBE | LINE 162 - REGREASING | 25 | 21 | 1L - Lubricate | 1106220A | JOI EMBOSSER |  |  |  |  | AUTOMATIC GREASER SYSTEM | IRD | LUB | GREASING |  |  |  | 7 | 10 |  |  | JDE |  | LUBRICATION | FROM LUBE IT | 11062-LUB-IRD-7-L162 LUBE LINE 162 - REGREASING | 4660443
7196 | 11062-LUB-IRD-7-L162 LUBE | LINE 162 - REGREASING | 25 | 21 | 1L - Lubricate | 1106220A | JOI EMBOSSER |  |  |  |  | AUTOMATIC GREASE SYSTEM: AUTOMATIC | IRD | LUB | SERVICE |  |  |  | 168 |  |  |  | JDE |  | LUBRICATION | FROM LUBE IT | 11062-LUB-IRD-7-L162 LUBE LINE 162 - REGREASING | 4660443
7197 | 11062-LUB-IRD-7-L162 LUBE | LINE 162 - REGREASING | 25 | 21 | 1L - Lubricate | 1106220A | JOI EMBOSSER |  |  |  |  | GREASE POINT | IRD | LUB | SERVICE |  |  |  | 672 |  |  |  | JDE |  | LUBRICATION | FROM LUBE IT | 11062-LUB-IRD-7-L162 LUBE LINE 162 - REGREASING | 4660443
7198 | 11062-LUB-IRD-7-L162 LUBE | LINE 162 - REGREASING | 25 | 21 | 1L - Lubricate | 1106225A | REWINDER |  |  |  |  | AUTOMATIC GREASE SYSTEM: AUTOMATIC | IRD | LUB | SERVICE |  |  |  | 168 |  |  |  | JDE |  | LUBRICATION | FROM LUBE IT | 11062-LUB-IRD-7-L162 LUBE LINE 162 - REGREASING | 4660443
7199 | 11062-LUB-IRD-7-L162 LUBE | LINE 162 - REGREASING | 25 | 21 | 1L - Lubricate | 1106225A | REWINDER |  |  |  |  | DRAW ROLL | IRD | LUB | SERVICE |  |  |  | 672 |  |  |  | JDE |  | LUBRICATION | FROM LUBE IT | 11062-LUB-IRD-7-L162 LUBE LINE 162 - REGREASING | 4660443
7200 | 11062-LUB-IRD-7-L162 LUBE | LINE 162 - REGREASING | 25 | 21 | 1L - Lubricate | 1106225A | REWINDER |  |  |  |  | BEARING (ROLL): BUTTERFLY UNIT 2 | IRD | LUB | GREASING |  |  |  | 56 | 5 |  |  | JDE |  | LUBRICATION | FROM LUBE IT | 11062-LUB-IRD-7-L162 LUBE LINE 162 - REGREASING | 4660443
7201 | 11062-LUB-IRD-7-L162 LUBE | LINE 162 - REGREASING | 25 | 21 | 1L - Lubricate | 1106245A | CORE FORMER (BOTTOM) |  |  |  |  | BEARING | IRD | LUB | GREASING |  |  |  | 168 | 30 |  |  | JDE |  | LUBRICATION | FROM LUBE IT | 11062-LUB-IRD-7-L162 LUBE LINE 162 - REGREASING | 4660443
7202 | 11062-LUB-IRD-7-L162 LUBE | LINE 162 - REGREASING | 25 | 21 | 1L - Lubricate | 1106235A | LOG ACCUMULATOR |  |  |  |  | PLAIN GEARS | IRD | LUB | SERVICE |  |  |  | 168 |  |  |  | JDE |  | LUBRICATION | FROM LUBE IT | 11062-LUB-IRD-7-L162 LUBE LINE 162 - REGREASING | 4660443
7203 | 11062-LUB-IRD-7-L162 LUBE | LINE 162 - REGREASING | 25 | 21 | 1L - Lubricate | 1106235A | LOG ACCUMULATOR |  |  |  |  | SUPPORT | IRD | LUB | SERVICE |  |  |  | 672 |  |  |  | JDE |  | LUBRICATION | FROM LUBE IT | 11062-LUB-IRD-7-L162 LUBE LINE 162 - REGREASING | 4660443
7204 | 11062-LUB-IRD-7-L162 LUBE | LINE 162 - REGREASING | 25 | 21 | 1L - Lubricate | 1106245A | CORE FORMER (TOP) |  |  |  |  | BEARING | IRD | LUB | GREASING |  |  |  | 168 | 30 |  |  | JDE |  | LUBRICATION | FROM LUBE IT | 11062-LUB-IRD-7-L162 LUBE LINE 162 - REGREASING | 4660443
7205 | 11062-LUB-IRD-7-L162 LUBE | LINE 162 - REGREASING | 25 | 21 | 1L - Lubricate | 1106235A | LOG ACCUMULATOR |  |  |  |  | BEARING (CYLINDER ROD END): TRANSMISSION AXIS | IRD | LUB | GREASING |  |  |  | 7 | 5 |  |  | JDE |  | LUBRICATION | FROM LUBE IT | 11062-LUB-IRD-7-L162 LUBE LINE 162 - REGREASING | 4660443
7206 | 11062-LUB-IRD-7-L162 LUBE | LINE 162 - REGREASING | 25 | 21 | 1L - Lubricate | 1106235B | TRIMSAW |  |  |  |  | LINEAR BEARING (LOG CENTERING UNIT) T.S. | IRD | LUB | GREASING |  |  |  | 168 | 4 |  |  | JDE |  | LUBRICATION | FROM LUBE IT | 11062-LUB-IRD-7-L162 LUBE LINE 162 - REGREASING | 4660443
7207 | 11062-LUB-IRD-7-L162 LUBE | LINE 162 - REGREASING | 25 | 21 | 1L - Lubricate | 1106235B | TRIMSAW |  |  |  |  | LINEAR BEARING (SHARPENING UNIT) T.S. | IRD | LUB | GREASING |  |  |  | 168 | 4 |  |  | JDE |  | LUBRICATION | FROM LUBE IT | 11062-LUB-IRD-7-L162 LUBE LINE 162 - REGREASING | 4660443
7208 | 11062-LUB-IRD-7-L162 LUBE | LINE 162 - REGREASING | 25 | 21 | 1L - Lubricate | 1106235B | TRIMSAW |  |  |  |  | LINEAR BEARING (STRUCTURE UNIT) T.S. | IRD | LUB | GREASING |  |  |  | 168 | 4 |  |  | JDE |  | LUBRICATION | FROM LUBE IT | 11062-LUB-IRD-7-L162 LUBE LINE 162 - REGREASING | 4660443
7209 | 11062-LUB-IRD-7-L162 LUBE | LINE 162 - REGREASING | 25 | 21 | 1L - Lubricate | 1106235B | TRIMSAW |  |  |  |  | LINEAR BEARING RAIL (LOG CENTERING UNIT) T.S. | IRD | LUB | GREASING |  |  |  | 168 | 4 |  |  | JDE |  | LUBRICATION | FROM LUBE IT | 11062-LUB-IRD-7-L162 LUBE LINE 162 - REGREASING | 4660443
7210 | 11062-LUB-IRD-7-L162 LUBE | LINE 162 - REGREASING | 25 | 21 | 1L - Lubricate | 1106235B | TRIMSAW |  |  |  |  | LINEAR BEARING RAIL (SHARPENING UNIT) T.S. | IRD | LUB | GREASING |  |  |  | 168 | 4 |  |  | JDE |  | LUBRICATION | FROM LUBE IT | 11062-LUB-IRD-7-L162 LUBE LINE 162 - REGREASING | 4660443
7211 | 11062-LUB-IRD-7-L162 LUBE | LINE 162 - REGREASING | 25 | 21 | 1L - Lubricate | 1106235B | TRIMSAW |  |  |  |  | LINEAR BEARING RAIL (STRUCTURE UNIT) T.S. | IRD | LUB | GREASING |  |  |  | 168 | 4 |  |  | JDE |  | LUBRICATION | FROM LUBE IT | 11062-LUB-IRD-7-L162 LUBE LINE 162 - REGREASING | 4660443
7212 | 11062-LUB-IRD-7-L162 LUBE | LINE 162 - REGREASING | 25 | 21 | 1L - Lubricate | 1106235B | TRIMSAW |  |  |  |  | LINEAR BEARING (LOG CENTERING UNIT) D.S. | IRD | LUB | GREASING |  |  |  | 168 | 4 |  |  | JDE |  | LUBRICATION | FROM LUBE IT | 11062-LUB-IRD-7-L162 LUBE LINE 162 - REGREASING | 4660443
7213 | 11062-LUB-IRD-7-L162 LUBE | LINE 162 - REGREASING | 25 | 21 | 1L - Lubricate | 1106235B | TRIMSAW |  |  |  |  | LINEAR BEARING (SHARPENING UNIT) D.S. | IRD | LUB | GREASING |  |  |  | 168 | 4 |  |  | JDE |  | LUBRICATION | FROM LUBE IT | 11062-LUB-IRD-7-L162 LUBE LINE 162 - REGREASING | 4660443
7214 | 11062-LUB-IRD-7-L162 LUBE | LINE 162 - REGREASING | 25 | 21 | 1L - Lubricate | 1106235B | TRIMSAW |  |  |  |  | LINEAR BEARING (STRUCTURE UNIT) D.S. | IRD | LUB | GREASING |  |  |  | 168 | 4 |  |  | JDE |  | LUBRICATION | FROM LUBE IT | 11062-LUB-IRD-7-L162 LUBE LINE 162 - REGREASING | 4660443
7215 | 11062-LUB-IRD-7-L162 LUBE | LINE 162 - REGREASING | 25 | 21 | 1L - Lubricate | 1106235B | TRIMSAW |  |  |  |  | LINEAR BEARING RAIL (LOG CENTERING UNIT) D.S. | IRD | LUB | GREASING |  |  |  | 168 | 4 |  |  | JDE |  | LUBRICATION | FROM LUBE IT | 11062-LUB-IRD-7-L162 LUBE LINE 162 - REGREASING | 4660443
7216 | 11062-LUB-IRD-7-L162 LUBE | LINE 162 - REGREASING | 25 | 21 | 1L - Lubricate | 1106235B | TRIMSAW |  |  |  |  | LINEAR BEARING RAIL (SHARPENING UNIT) D.S. | IRD | LUB | GREASING |  |  |  | 168 | 4 |  |  | JDE |  | LUBRICATION | FROM LUBE IT | 11062-LUB-IRD-7-L162 LUBE LINE 162 - REGREASING | 4660443
7217 | 11062-LUB-IRD-7-L162 LUBE | LINE 162 - REGREASING | 25 | 21 | 1L - Lubricate | 1106235B | TRIMSAW |  |  |  |  | LINEAR BEARING RAIL (STRUCTURE UNIT) D.S. | IRD | LUB | GREASING |  |  |  | 168 | 4 |  |  | JDE |  | LUBRICATION | FROM LUBE IT | 11062-LUB-IRD-7-L162 LUBE LINE 162 - REGREASING | 4660443
7218 | 11062-LUB-IRD-7-L162 LUBE | LINE 162 - REGREASING | 25 | 21 | 1L - Lubricate | 1106235B | TRIMSAW |  |  |  |  | ROLLER RAIL SYSTEM (T.S) | IRD | LUB | SERVICE |  |  |  | 672 | 30 |  |  | JDE |  | LUBRICATION | FROM LUBE IT | 11062-LUB-IRD-7-L162 LUBE LINE 162 - REGREASING | 4660443
7219 | 11062-LUB-IRD-7-L162 LUBE | LINE 162 - REGREASING | 25 | 21 | 1L - Lubricate | 1106235B | TRIMSAW |  |  |  |  | ROLLER RAIL SYSTEM (D.S) | IRD | LUB | SERVICE |  |  |  | 672 | 30 |  |  | JDE |  | LUBRICATION | FROM LUBE IT | 11062-LUB-IRD-7-L162 LUBE LINE 162 - REGREASING | 4660443
7220 | 11062-LUB-IRD-7-L162 LUBE | LINE 162 - REGREASING | 25 | 21 | 1L - Lubricate | 1106240A | INTERNAL LOG SAW |  |  |  |  | LINEAR BEARING (T.S PUSHER PLATE): 6 CHANNELS TROLLEY | IRD | LUB | GREASING |  |  |  | 56 | 4 |  |  | JDE |  | LUBRICATION | FROM LUBE IT | 11062-LUB-IRD-7-L162 LUBE LINE 162 - REGREASING | 4660443
7221 | 11062-LUB-IRD-7-L162 LUBE | LINE 162 - REGREASING | 25 | 21 | 1L - Lubricate | 1106240A | INTERNAL LOG SAW |  |  |  |  | LINEAR BEARING (D.S PUSHER PLATE): 6 CHANNELS TROLLEY | IRD | LUB | GREASING |  |  |  | 56 | 4 |  |  | JDE |  | LUBRICATION | FROM LUBE IT | 11062-LUB-IRD-7-L162 LUBE LINE 162 - REGREASING | 4660443
7222 | 11062-LUB-IRD-7-L162 LUBE | LINE 162 - REGREASING | 25 | 21 | 1L - Lubricate | 1106240A | INTERNAL LOG SAW |  |  |  |  | LINEAR BEARING (T.S LEFT SIDE): DRAW ROLLS UNIT | IRD | LUB | GREASING |  |  |  | 168 | 3 |  |  | JDE |  | LUBRICATION | FROM LUBE IT | 11062-LUB-IRD-7-L162 LUBE LINE 162 - REGREASING | 4660443
7223 | 11062-LUB-IRD-7-L162 LUBE | LINE 162 - REGREASING | 25 | 21 | 1L - Lubricate | 1106240A | INTERNAL LOG SAW |  |  |  |  | LINEAR BEARING (T.S RIGHT SIDE): DRAW ROLLS UNIT | IRD | LUB | GREASING |  |  |  | 168 | 3 |  |  | JDE |  | LUBRICATION | FROM LUBE IT | 11062-LUB-IRD-7-L162 LUBE LINE 162 - REGREASING | 4660443
7224 | 11062-LUB-IRD-7-L162 LUBE | LINE 162 - REGREASING | 25 | 21 | 1L - Lubricate | 1106240A | INTERNAL LOG SAW |  |  |  |  | LINEAR BEARING (D.S LEFT SIDE): DRAW ROLLS UNIT | IRD | LUB | GREASING |  |  |  | 168 | 3 |  |  | JDE |  | LUBRICATION | FROM LUBE IT | 11062-LUB-IRD-7-L162 LUBE LINE 162 - REGREASING | 4660443
7225 | 11062-LUB-IRD-7-L162 LUBE | LINE 162 - REGREASING | 25 | 21 | 1L - Lubricate | 1106240A | INTERNAL LOG SAW |  |  |  |  | LINEAR BEARING (D.S RIGHT SIDE): DRAW ROLLS UNIT | IRD | LUB | GREASING |  |  |  | 168 | 3 |  |  | JDE |  | LUBRICATION | FROM LUBE IT | 11062-LUB-IRD-7-L162 LUBE LINE 162 - REGREASING | 4660443
7226 | 11062-LUB-IRD-7-L162 LUBE | LINE 162 - REGREASING | 25 | 21 | 1L - Lubricate | 1106240A | INTERNAL LOG SAW |  |  |  |  | LINEAR BEARING (T.S TROLLEY): GRINGING TROLLEY UNIT | IRD | LUB | GREASING |  |  |  | 56 | 4 |  |  | JDE |  | LUBRICATION | FROM LUBE IT | 11062-LUB-IRD-7-L162 LUBE LINE 162 - REGREASING | 4660443
7227 | 11062-LUB-IRD-7-L162 LUBE | LINE 162 - REGREASING | 25 | 21 | 1L - Lubricate | 1106240A | INTERNAL LOG SAW |  |  |  |  | LINEAR BEARING (D.S TROLLEY): GRINGING TROLLEY UNIT | IRD | LUB | GREASING |  |  |  | 56 | 4 |  |  | JDE |  | LUBRICATION | FROM LUBE IT | 11062-LUB-IRD-7-L162 LUBE LINE 162 - REGREASING | 4660443
7228 | 11062-LUB-IRD-7-L162 LUBE | LINE 162 - REGREASING | 25 | 21 | 1L - Lubricate | 1106240A | INTERNAL LOG SAW |  |  |  |  | LINEAR BEARING (T.S HEIGHT ADJUSTMENT): UPPER BELTS FRAME STRUCTURE | IRD | LUB | GREASING |  |  |  | 56 | 4 |  |  | JDE |  | LUBRICATION | FROM LUBE IT | 11062-LUB-IRD-7-L162 LUBE LINE 162 - REGREASING | 4660443
7229 | 11062-LUB-IRD-7-L162 LUBE | LINE 162 - REGREASING | 25 | 21 | 1L - Lubricate | 1106240A | INTERNAL LOG SAW |  |  |  |  | LINEAR BEARING (D.S HEIGHT ADJUSTMENT): UPPER BELTS FRAME STRUCTURE | IRD | LUB | GREASING |  |  |  | 56 | 4 |  |  | JDE |  | LUBRICATION | FROM LUBE IT | 11062-LUB-IRD-7-L162 LUBE LINE 162 - REGREASING | 4660443
7230 | 11062-LUB-IRD-7-L162 LUBE | LINE 162 - REGREASING | 25 | 21 | 1L - Lubricate | 1106240A | INTERNAL LOG SAW |  |  |  |  | ROLLER RAIL SYSTEM | IRD | LUB | SERVICE |  |  |  | 672 | 30 |  |  | JDE |  | LUBRICATION | FROM LUBE IT | 11062-LUB-IRD-7-L162 LUBE LINE 162 - REGREASING | 4660443
7231 | 11062-LUB-IRD-7-L162 LUBE | LINE 162 - REGREASING | 25 | 21 | 1L - Lubricate | 1106240B | EXTERNAL LOG SAW |  |  |  |  | ROLLER RAIL SYSTEM | IRD | LUB | SERVICE |  |  |  | 672 | 30 |  |  | JDE |  | LUBRICATION | FROM LUBE IT | 11062-LUB-IRD-7-L162 LUBE LINE 162 - REGREASING | 4660443
7232 | 11062-LUB-IRD-7-L162 LUBE | LINE 162 - REGREASING | 25 | 21 | 1L - Lubricate | 1106240B | EXTERNAL LOG SAW |  |  |  |  | LINEAR BEARING (T.S PUSHER PLATE): 6 CHANNELS TROLLEY | IRD | LUB | GREASING |  |  |  | 56 | 4 |  |  | JDE |  | LUBRICATION | FROM LUBE IT | 11062-LUB-IRD-7-L162 LUBE LINE 162 - REGREASING | 4660443
7233 | 11062-LUB-IRD-7-L162 LUBE | LINE 162 - REGREASING | 25 | 21 | 1L - Lubricate | 1106240B | EXTERNAL LOG SAW |  |  |  |  | LINEAR BEARING (D.S PUSHER PLATE): 6 CHANNELS TROLLEY | IRD | LUB | GREASING |  |  |  | 56 | 4 |  |  | JDE |  | LUBRICATION | FROM LUBE IT | 11062-LUB-IRD-7-L162 LUBE LINE 162 - REGREASING | 4660443
7234 | 11062-LUB-IRD-7-L162 LUBE | LINE 162 - REGREASING | 25 | 21 | 1L - Lubricate | 1106240B | EXTERNAL LOG SAW |  |  |  |  | LINEAR BEARING (T.S LEFT SIDE): DRAW ROLLS UNIT | IRD | LUB | GREASING |  |  |  | 168 | 3 |  |  | JDE |  | LUBRICATION | FROM LUBE IT | 11062-LUB-IRD-7-L162 LUBE LINE 162 - REGREASING | 4660443
7235 | 11062-LUB-IRD-7-L162 LUBE | LINE 162 - REGREASING | 25 | 21 | 1L - Lubricate | 1106240B | EXTERNAL LOG SAW |  |  |  |  | LINEAR BEARING (T.S RIGHT SIDE): DRAW ROLLS UNIT | IRD | LUB | GREASING |  |  |  | 168 | 3 |  |  | JDE |  | LUBRICATION | FROM LUBE IT | 11062-LUB-IRD-7-L162 LUBE LINE 162 - REGREASING | 4660443
7236 | 11062-LUB-IRD-7-L162 LUBE | LINE 162 - REGREASING | 25 | 21 | 1L - Lubricate | 1106240B | EXTERNAL LOG SAW |  |  |  |  | LINEAR BEARING (D.S LEFT SIDE): DRAW ROLLS UNIT | IRD | LUB | GREASING |  |  |  | 168 | 3 |  |  | JDE |  | LUBRICATION | FROM LUBE IT | 11062-LUB-IRD-7-L162 LUBE LINE 162 - REGREASING | 4660443
7237 | 11062-LUB-IRD-7-L162 LUBE | LINE 162 - REGREASING | 25 | 21 | 1L - Lubricate | 1106240B | EXTERNAL LOG SAW |  |  |  |  | LINEAR BEARING (D.S RIGHT SIDE): DRAW ROLLS UNIT | IRD | LUB | GREASING |  |  |  | 168 | 3 |  |  | JDE |  | LUBRICATION | FROM LUBE IT | 11062-LUB-IRD-7-L162 LUBE LINE 162 - REGREASING | 4660443
7238 | 11062-LUB-IRD-7-L162 LUBE | LINE 162 - REGREASING | 25 | 21 | 1L - Lubricate | 1106240B | EXTERNAL LOG SAW |  |  |  |  | LINEAR BEARING (T.S TROLLEY): GRINGING TROLLEY UNIT | IRD | LUB | GREASING |  |  |  | 56 | 4 |  |  | JDE |  | LUBRICATION | FROM LUBE IT | 11062-LUB-IRD-7-L162 LUBE LINE 162 - REGREASING | 4660443
7239 | 11062-LUB-IRD-7-L162 LUBE | LINE 162 - REGREASING | 25 | 21 | 1L - Lubricate | 1106240B | EXTERNAL LOG SAW |  |  |  |  | LINEAR BEARING (D.S TROLLEY): GRINGING TROLLEY UNIT | IRD | LUB | GREASING |  |  |  | 56 | 4 |  |  | JDE |  | LUBRICATION | FROM LUBE IT | 11062-LUB-IRD-7-L162 LUBE LINE 162 - REGREASING | 4660443
7240 | 11062-LUB-IRD-7-L162 LUBE | LINE 162 - REGREASING | 25 | 21 | 1L - Lubricate | 1106240B | EXTERNAL LOG SAW |  |  |  |  | LINEAR BEARING (T.S HEIGHT ADJUSTMENT): UPPER BELTS FRAME STRUCTURE | IRD | LUB | GREASING |  |  |  | 56 | 4 |  |  | JDE |  | LUBRICATION | FROM LUBE IT | 11062-LUB-IRD-7-L162 LUBE LINE 162 - REGREASING | 4660443
7241 | 11062-LUB-IRD-7-L162 LUBE | LINE 162 - REGREASING | 25 | 21 | 1L - Lubricate | 1106240B | EXTERNAL LOG SAW |  |  |  |  | LINEAR BEARING (D.S HEIGHT ADJUSTMENT): UPPER BELTS FRAME STRUCTURE | IRD | LUB | GREASING |  |  |  | 56 | 4 |  |  | JDE |  | LUBRICATION | FROM LUBE IT | 11062-LUB-IRD-7-L162 LUBE LINE 162 - REGREASING | 4660443
7242 | 11062-LUB-IRD-7-L162 LUBE | LINE 162 - REGREASING | 25 | 21 | 1L - Lubricate | 1106260A33 | DIVERTER 2 4 |  |  |  |  | LINEAR BEARING: SLIDEWAY UNIT | IRD | LUB | GREASING |  |  |  | 28 | 5 |  |  | JDE |  | LUBRICATION | FROM LUBE IT | 11062-LUB-IRD-7-L162 LUBE LINE 162 - REGREASING | 4660443
7243 | 11062-LUB-IRD-7-L162 LUBE | LINE 162 - REGREASING | 25 | 21 | 1L - Lubricate | 1106260A34 | DIVERTER 2 6 |  |  |  |  | LINEAR BEARING: SLIDEWAY UNIT | IRD | LUB | GREASING |  |  |  | 28 | 20 |  |  | JDE |  | LUBRICATION | FROM LUBE IT | 11062-LUB-IRD-7-L162 LUBE LINE 162 - REGREASING | 4660443
7244 | 11062-LUB-IRD-7-L162 LUBE | LINE 162 - REGREASING | 25 | 21 | 1L - Lubricate | 1106260A32 | C-ELEVATOR |  |  |  |  | SCREW | IRD | LUB | LUBRICATE |  |  |  | 336 | 20 |  |  | JDE |  | LUBRICATION | FROM LUBE IT | 11062-LUB-IRD-7-L162 LUBE LINE 162 - REGREASING | 4660443
7245 | 11062-LUB-IRD-7-L162 LUBE | LINE 162 - REGREASING | 25 | 21 | 1L - Lubricate | 1106260A40 | COMBINER ROLLS 5 2 |  |  |  |  | CHAIN (FLIGHT BAR CONVEYOR): FLIGHT BAR CONVEYOR | IRD | LUB | LUBRICATE |  |  |  | 168 | 30 |  |  | JDE |  | LUBRICATION | FROM LUBE IT | 11062-LUB-IRD-7-L162 LUBE LINE 162 - REGREASING | 4660443
7246 | 11062-LUB-IRD-7-L162 LUBE | LINE 162 - REGREASING | 25 | 21 | 1L - Lubricate | 1106260A32 | C-ELEVATOR |  |  |  |  | LINEAR BEARING | IRD | LUB | GREASING |  |  |  | 336 | 30 |  |  | JDE |  | LUBRICATION | FROM LUBE IT | 11062-LUB-IRD-7-L162 LUBE LINE 162 - REGREASING | 4660443
7247 | 11062-LUB-IRD-7-L162 LUBE | LINE 162 - REGREASING | 25 | 21 | 1L - Lubricate | 1106260A40 | COMBINER ROLLS 5 2 |  |  |  |  | CHAIN (GUIDE ADJUSTMENT UNIT): GUIDE ADJUSTMENT UNIT | IRD | LUB | LUBRICATE |  |  |  | 168 | 30 |  |  | JDE |  | LUBRICATION | FROM LUBE IT | 11062-LUB-IRD-7-L162 LUBE LINE 162 - REGREASING | 4660443
7248 | 11062-LUB-IRD-7-L162 LUBE | LINE 162 - REGREASING | 25 | 21 | 1L - Lubricate | 1106245B | COREWINDER |  |  |  |  | LINEAR BEARING: CORES CUTTING UNIT | IRD | LUB | GREASING |  |  |  | 168 | 4 |  |  | JDE |  | LUBRICATION | FROM LUBE IT | 11062-LUB-IRD-7-L162 LUBE LINE 162 - REGREASING | 4660443
7249 | 11062-LUB-IRD-7-L162 LUBE | LINE 162 - REGREASING | 25 | 21 | 1L - Lubricate | 1106260A30 | S-ELEVATOR 1 |  |  |  |  | LINEAR BEARING | IRD | LUB | GREASING |  |  |  | 336 | 30 |  |  | JDE |  | LUBRICATION | FROM LUBE IT | 11062-LUB-IRD-7-L162 LUBE LINE 162 - REGREASING | 4660443
7250 | 11062-LUB-IRD-7-L162 LUBE | LINE 162 - REGREASING | 25 | 21 | 1L - Lubricate | 1106260A30 | S-ELEVATOR 1 |  |  |  |  | SCREW | IRD | LUB | LUBRICATE |  |  |  | 336 | 20 |  |  | JDE |  | LUBRICATION | FROM LUBE IT | 11062-LUB-IRD-7-L162 LUBE LINE 162 - REGREASING | 4660443
7251 | 11062-LUB-IRD-7-L162 LUBE | LINE 162 - REGREASING | 25 | 21 | 1L - Lubricate | 1106260A51 | S-ELEVATOR 2 |  |  |  |  | LINEAR BEARING | IRD | LUB | GREASING |  |  |  | 336 | 30 |  |  | JDE |  | LUBRICATION | FROM LUBE IT | 11062-LUB-IRD-7-L162 LUBE LINE 162 - REGREASING | 4660443
7252 | 11062-LUB-IRD-7-L162 LUBE | LINE 162 - REGREASING | 25 | 21 | 1L - Lubricate | 1106260A51 | S-ELEVATOR 2 |  |  |  |  | SCREW | IRD | LUB | LUBRICATE |  |  |  | 336 | 20 |  |  | JDE |  | LUBRICATION | FROM LUBE IT | 11062-LUB-IRD-7-L162 LUBE LINE 162 - REGREASING | 4660443
7253 | 11062-LUB-IRD-7-L162 LUBE | LINE 162 - REGREASING | 25 | 21 | 1L - Lubricate | 1106260A31 | S-LOWERING DEVICE 1 |  |  |  |  | LINEAR BEARING | IRD | LUB | GREASING |  |  |  | 336 | 30 |  |  | JDE |  | LUBRICATION | FROM LUBE IT | 11062-LUB-IRD-7-L162 LUBE LINE 162 - REGREASING | 4660443
7254 | 11062-LUB-IRD-7-L162 LUBE | LINE 162 - REGREASING | 25 | 21 | 1L - Lubricate | 1106260A31 | S-LOWERING DEVICE 1 |  |  |  |  | SCREW | IRD | LUB | LUBRICATE |  |  |  | 336 | 20 |  |  | JDE |  | LUBRICATION | FROM LUBE IT | 11062-LUB-IRD-7-L162 LUBE LINE 162 - REGREASING | 4660443
7255 | 11062-LUB-IRD-7-L162 LUBE | LINE 162 - REGREASING | 25 | 21 | 1L - Lubricate | 1106260A52 | S-LOWERING DEVICE 2 |  |  |  |  | LINEAR BEARING | IRD | LUB | GREASING |  |  |  | 336 | 30 |  |  | JDE |  | LUBRICATION | FROM LUBE IT | 11062-LUB-IRD-7-L162 LUBE LINE 162 - REGREASING | 4660443
7256 | 11062-LUB-IRD-7-L162 LUBE | LINE 162 - REGREASING | 25 | 21 | 1L - Lubricate | 1106260A52 | S-LOWERING DEVICE 2 |  |  |  |  | SCREW | IRD | LUB | LUBRICATE |  |  |  | 336 | 20 |  |  | JDE |  | LUBRICATION | FROM LUBE IT | 11062-LUB-IRD-7-L162 LUBE LINE 162 - REGREASING | 4660443
7257 | 11062-LUB-IRD-7-L162 LUBE | LINE 162 - REGREASING | 25 | 21 | 1L - Lubricate | 1106260A53 | S-LOWERING DEVICE 3 |  |  |  |  | LINEAR BEARING | IRD | LUB | GREASING |  |  |  | 336 | 30 |  |  | JDE |  | LUBRICATION | FROM LUBE IT | 11062-LUB-IRD-7-L162 LUBE LINE 162 - REGREASING | 4660443
7258 | 11062-LUB-IRD-7-L162 LUBE | LINE 162 - REGREASING | 25 | 21 | 1L - Lubricate | 1106260A53 | S-LOWERING DEVICE 3 |  |  |  |  | SCREW | IRD | LUB | LUBRICATE |  |  |  | 336 | 20 |  |  | JDE |  | LUBRICATION | FROM LUBE IT | 11062-LUB-IRD-7-L162 LUBE LINE 162 - REGREASING | 4660443
7259 | 11062-LUB-IRD-7-L162 LUBE | LINE 162 - REGREASING | 25 | 21 | 1L - Lubricate | 1106260A54 | S-LOWERING DEVICE 4 |  |  |  |  | LINEAR BEARING | IRD | LUB | GREASING |  |  |  | 336 | 30 |  |  | JDE |  | LUBRICATION | FROM LUBE IT | 11062-LUB-IRD-7-L162 LUBE LINE 162 - REGREASING | 4660443
7260 | 11062-LUB-IRD-7-L162 LUBE | LINE 162 - REGREASING | 25 | 21 | 1L - Lubricate | 1106260A54 | S-LOWERING DEVICE 4 |  |  |  |  | SCREW | IRD | LUB | LUBRICATE |  |  |  | 336 | 20 |  |  | JDE |  | LUBRICATION | FROM LUBE IT | 11062-LUB-IRD-7-L162 LUBE LINE 162 - REGREASING | 4660443
7261 | 11062-LUB-IRD-7-L162 LUBE | LINE 162 - REGREASING | 25 | 21 | 1L - Lubricate | 1106260A55 | S-LOWERING DEVICE 5 |  |  |  |  | LINEAR BEARING | IRD | LUB | GREASING |  |  |  | 336 | 30 |  |  | JDE |  | LUBRICATION | FROM LUBE IT | 11062-LUB-IRD-7-L162 LUBE LINE 162 - REGREASING | 4660443
7262 | 11062-LUB-IRD-7-L162 LUBE | LINE 162 - REGREASING | 25 | 21 | 1L - Lubricate | 1106260A55 | S-LOWERING DEVICE 5 |  |  |  |  | SCREW | IRD | LUB | LUBRICATE |  |  |  | 336 | 20 |  |  | JDE |  | LUBRICATION | FROM LUBE IT | 11062-LUB-IRD-7-L162 LUBE LINE 162 - REGREASING | 4660443
7263 | 11062-LUB-IRD-7-L162 LUBE | LINE 162 - REGREASING | 25 | 21 | 1L - Lubricate | 1106260A56 | S-LOWERING DEVICE 6 |  |  |  |  | LINEAR BEARING | IRD | LUB | GREASING |  |  |  | 336 | 30 |  |  | JDE |  | LUBRICATION | FROM LUBE IT | 11062-LUB-IRD-7-L162 LUBE LINE 162 - REGREASING | 4660443
7264 | 11062-LUB-IRD-7-L162 LUBE | LINE 162 - REGREASING | 25 | 21 | 1L - Lubricate | 1106260A56 | S-LOWERING DEVICE 6 |  |  |  |  | SCREW | IRD | LUB | LUBRICATE |  |  |  | 336 | 20 |  |  | JDE |  | LUBRICATION | FROM LUBE IT | 11062-LUB-IRD-7-L162 LUBE LINE 162 - REGREASING | 4660443
7265 | 11062-LUB-IRD-7-L162 LUBE | LINE 162 - REGREASING | 25 | 21 | 1L - Lubricate | 1106260A34 | DIVERTER 2 6 |  |  |  |  | BEARING | IRD | LUB | GREASING |  |  |  | 28 | 20 |  |  | JDE |  | LUBRICATION | FROM LUBE IT | 11062-LUB-IRD-7-L162 LUBE LINE 162 - REGREASING | 4660443
7266 | 11062-LUB-IRD-7-L162 LUBE | LINE 162 - REGREASING | 25 | 21 | 1L - Lubricate | 1106260A43 | STAR WHEEL |  |  |  |  | BEARING | IRD | LUB | GREASING |  |  |  | 336 | 5 |  |  | JDE |  | LUBRICATION | FROM LUBE IT | 11062-LUB-IRD-7-L162 LUBE LINE 162 - REGREASING | 4660443
7267 | 11062-LUB-IRD-7-L162 LUBE | LINE 162 - REGREASING | 25 | 21 | 1L - Lubricate | 1106260A36 | SORTING UNIT 5 LANE 2 POSITION |  |  |  |  | CHAIN (AUTOLUBER) | IRD | LUB | INSPECT |  |  |  | 28 | 5 |  |  | JDE |  | LUBRICATION | FROM LUBE IT | 11062-LUB-IRD-7-L162 LUBE LINE 162 - REGREASING | 4660443
7268 | 11062-LUB-IRD-7-L162 LUBE | LINE 162 - REGREASING | 25 | 21 | 1L - Lubricate | 1106260A36 | SORTING UNIT 5 LANE 2 POSITION |  |  |  |  | BEARING | IRD | LUB | GREASING |  |  |  | 336 | 20 |  |  | JDE |  | LUBRICATION | FROM LUBE IT | 11062-LUB-IRD-7-L162 LUBE LINE 162 - REGREASING | 4660443
7269 | 11062-LUB-IRD-7-L162 LUBE | LINE 162 - REGREASING | 25 | 21 | 1L - Lubricate | 1106260A36 | SORTING UNIT 5 LANE 2 POSITION |  |  |  |  | CHAIN | IRD | LUB | LUBRICATE |  |  |  | 28 | 60 |  |  | JDE |  | LUBRICATION | FROM LUBE IT | 11062-LUB-IRD-7-L162 LUBE LINE 162 - REGREASING | 4660443
7270 | 11062-LUB-IRD-7-LUBE | LINE 162 - INSPECTION | 20 | 21 | 3 - Obj Inspection | 1106215 | BACKSTAND PLATFORM 2 |  |  |  |  | GEARBOX: UNWIND TURN-TABLE | IRD | LUB | INSPECT |  |  |  | 168 | 30 |  |  | JDE |  | LUBRICATION | FROM LUBE IT | 11062-LUB-IRD-7-LUBE LINE 162 - INSPECTION | 4660444
7271 | 11062-LUB-IRD-7-LUBE | LINE 162 - INSPECTION | 20 | 21 | 3 - Obj Inspection | 1106215 | BACKSTAND PLATFORM 1 |  |  |  |  | GEARBOX: UNWIND TURN-TABLE | IRD | LUB | INSPECT |  |  |  | 168 | 30 |  |  | JDE |  | LUBRICATION | FROM LUBE IT | 11062-LUB-IRD-7-LUBE LINE 162 - INSPECTION | 4660444
7272 | 11062-LUB-IRD-7-LUBE | LINE 162 - INSPECTION | 20 | 21 | 3 - Obj Inspection | 1106215 | BACKSTAND PLATFORM 2 |  |  |  |  | HYDRAULIC OIL RESERVOIR | IRD | LUB | INSPECT |  |  |  | 7 | 10 |  |  | JDE |  | LUBRICATION | FROM LUBE IT | 11062-LUB-IRD-7-LUBE LINE 162 - INSPECTION | 4660444
7273 | 11062-LUB-IRD-7-LUBE | LINE 162 - INSPECTION | 20 | 21 | 3 - Obj Inspection | 1106215 | BACKSTAND PLATFORM 1 |  |  |  |  | HYDRAULIC OIL RESERVOIR | IRD | LUB | INSPECT |  |  |  | 7 | 10 |  |  | JDE |  | LUBRICATION | FROM LUBE IT | 11062-LUB-IRD-7-LUBE LINE 162 - INSPECTION | 4660444
7274 | 11062-LUB-IRD-7-LUBE | LINE 162 - INSPECTION | 20 | 21 | 3 - Obj Inspection | 1106215 | BACKSTAND PLATFORM 1 |  |  |  |  | HYDRAULIC OIL RESERVOIR | IRD | LUB | LEVEL CHK |  |  |  | 14 | 2 |  |  | JDE |  | LUBRICATION | FROM LUBE IT | 11062-LUB-IRD-7-LUBE LINE 162 - INSPECTION | 4660444
7275 | 11062-LUB-IRD-7-LUBE | LINE 162 - INSPECTION | 20 | 21 | 3 - Obj Inspection | 1106215 | BACKSTAND PLATFORM 2 |  |  |  |  | HYDRAULIC OIL RESERVOIR | IRD | LUB | LEVEL CHK |  |  |  | 14 | 2 |  |  | JDE |  | LUBRICATION | FROM LUBE IT | 11062-LUB-IRD-7-LUBE LINE 162 - INSPECTION | 4660444
7276 | 11062-LUB-IRD-7-LUBE | LINE 162 - INSPECTION | 20 | 21 | 3 - Obj Inspection | 1106250A | DUST COLLECTOR |  |  |  |  | HYDRAULIC UNIT: BRIQUETTING MACHINE | IRD | LUB | LEVEL CHK |  |  |  | 28 | 60 |  |  | JDE |  | LUBRICATION | FROM LUBE IT | 11062-LUB-IRD-7-LUBE LINE 162 - INSPECTION | 4660444
7277 | 11062-LUB-IRD-7-LUBE | LINE 162 - INSPECTION | 20 | 21 | 3 - Obj Inspection | 1106250A | DUST COLLECTOR |  |  |  |  | RESERVOIR (GREASE PUMP): BRIQUETTING MACHINE | IRD | LUB | LEVEL CHK |  |  |  | 28 | 5 |  |  | JDE |  | LUBRICATION | FROM LUBE IT | 11062-LUB-IRD-7-LUBE LINE 162 - INSPECTION | 4660444
7278 | 11062-LUB-IRD-7-LUBE | LINE 162 - INSPECTION | 20 | 21 | 3 - Obj Inspection | 1106250A | DUST COLLECTOR |  |  |  |  | REDUCER: CYCLONE ROTARY VALVE | IRD | LUB | LEVEL CHK |  |  |  | 168 | 10 |  |  | JDE |  | LUBRICATION | FROM LUBE IT | 11062-LUB-IRD-7-LUBE LINE 162 - INSPECTION | 4660444
7279 | 11062-LUB-IRD-7-LUBE | LINE 162 - INSPECTION | 20 | 21 | 3 - Obj Inspection | 1106250A | DUST COLLECTOR |  |  |  |  | OIL TANK: BRIQUETTING MACHINE | IRD | LUB |  |  |  |  | 28 | 60 |  |  | JDE |  | LUBRICATION | FROM LUBE IT | 11062-LUB-IRD-7-LUBE LINE 162 - INSPECTION | 4660444
7280 | 11062-LUB-IRD-7-LUBE | LINE 162 - INSPECTION | 20 | 21 | 3 - Obj Inspection | 1106215B | EXTERNAL UNWINDER FRONT |  |  |  |  | REDUCER: TROLLEY TRANSMISSION UNIT | IRD | LUB | LEVEL CHK |  |  |  | 168 | 5 |  |  | JDE |  | LUBRICATION | FROM LUBE IT | 11062-LUB-IRD-7-LUBE LINE 162 - INSPECTION | 4660444
7281 | 11062-LUB-IRD-7-LUBE | LINE 162 - INSPECTION | 20 | 21 | 3 - Obj Inspection | 1106215A | EXTERNAL UNWINDER REAR |  |  |  |  | REDUCER: TROLLEY TRANSMISSION UNIT | IRD | LUB | LEVEL CHK |  |  |  | 168 | 5 |  |  | JDE |  | LUBRICATION | FROM LUBE IT | 11062-LUB-IRD-7-LUBE LINE 162 - INSPECTION | 4660444
7282 | 11062-LUB-IRD-7-LUBE | LINE 162 - INSPECTION | 20 | 21 | 3 - Obj Inspection | 1106215C | INTERNAL UNWINDER REAR |  |  |  |  | REDUCER: TROLLEY TRANSMISSION UNIT | IRD | LUB | LEVEL CHK |  |  |  | 168 | 5 |  |  | JDE |  | LUBRICATION | FROM LUBE IT | 11062-LUB-IRD-7-LUBE LINE 162 - INSPECTION | 4660444
7283 | 11062-LUB-IRD-7-LUBE | LINE 162 - INSPECTION | 20 | 21 | 3 - Obj Inspection | 1106215D | INTERNAL UNWINDER FRONT |  |  |  |  | REDUCER: TROLLEY TRANSMISSION UNIT | IRD | LUB | LEVEL CHK |  |  |  | 168 | 5 |  |  | JDE |  | LUBRICATION | FROM LUBE IT | 11062-LUB-IRD-7-LUBE LINE 162 - INSPECTION | 4660444
7284 | 11062-LUB-IRD-7-LUBE | LINE 162 - INSPECTION | 20 | 21 | 3 - Obj Inspection | 1106210A | LINE COMPLETION |  |  |  |  | REDUCER: DRIVEN ROLL | IRD | LUB | LEVEL CHK |  |  |  | 56 | 5 |  |  | JDE |  | LUBRICATION | FROM LUBE IT | 11062-LUB-IRD-7-LUBE LINE 162 - INSPECTION | 4660444
7285 | 11062-LUB-IRD-7-LUBE | LINE 162 - INSPECTION | 20 | 21 | 3 - Obj Inspection | 1106220A | JOI EMBOSSER |  |  |  |  | STEEL ROLL: AUTOMATIC | IRD | LUB | CHECK |  |  |  | 7 | 10 |  |  | JDE |  | LUBRICATION | FROM LUBE IT | 11062-LUB-IRD-7-LUBE LINE 162 - INSPECTION | 4660444
7286 | 11062-LUB-IRD-7-LUBE | LINE 162 - INSPECTION | 20 | 21 | 3 - Obj Inspection | 1106220A | JOI EMBOSSER |  |  |  |  | CIRCULATION SYSTEM | IRD | LUB | CHECK |  |  |  | 7 | 10 |  |  | JDE |  | LUBRICATION | FROM LUBE IT | 11062-LUB-IRD-7-LUBE LINE 162 - INSPECTION | 4660444
7287 | 11062-LUB-IRD-7-LUBE | LINE 162 - INSPECTION | 20 | 21 | 3 - Obj Inspection | 1106220A | JOI EMBOSSER |  |  |  |  | MARRYING ROLL: AUTOMATIC | IRD | LUB | CHECK |  |  |  | 7 | 10 |  |  | JDE |  | LUBRICATION | FROM LUBE IT | 11062-LUB-IRD-7-LUBE LINE 162 - INSPECTION | 4660444
7288 | 11062-LUB-IRD-7-LUBE | LINE 162 - INSPECTION | 20 | 21 | 3 - Obj Inspection | 1106235C | LOG LOADER |  |  |  |  | CHAIN (LOG CRADLES) | IRD | LUB | LUBRICATE |  |  |  | 14 | 30 |  |  | JDE |  | LUBRICATION | FROM LUBE IT | 11062-LUB-IRD-7-LUBE LINE 162 - INSPECTION | 4660444
7289 | 11062-LUB-IRD-7-LUBE | LINE 162 - INSPECTION | 20 | 21 | 3 - Obj Inspection | 1106235C | LOG LOADER |  |  |  |  | CHAIN (PRELOADING 5CHANNELS): PRE LOADING CHANNELS UNIT | IRD | LUB | LUBRICATE |  |  |  | 14 | 30 |  |  | JDE |  | LUBRICATION | FROM LUBE IT | 11062-LUB-IRD-7-LUBE LINE 162 - INSPECTION | 4660444
7290 | 11062-LUB-IRD-7-LUBE | LINE 162 - INSPECTION | 20 | 21 | 3 - Obj Inspection | 1106235C | LOG LOADER |  |  |  |  | CHAIN (PRELOADING 4CHANNELS): PRELOADING CHANNELS | IRD | LUB | LUBRICATE |  |  |  | 14 | 30 |  |  | JDE |  | LUBRICATION | FROM LUBE IT | 11062-LUB-IRD-7-LUBE LINE 162 - INSPECTION | 4660444
7291 | 11062-LUB-IRD-7-LUBE | LINE 162 - INSPECTION | 20 | 21 | 3 - Obj Inspection | 1106235C | LOG LOADER |  |  |  |  | AUTOMATIC OIL SYSTEM: 6 GRAMS | IRD | LUB | CHECK |  |  |  | 7 | 10 |  |  | JDE |  | LUBRICATION | FROM LUBE IT | 11062-LUB-IRD-7-LUBE LINE 162 - INSPECTION | 4660444
7292 | 11062-LUB-IRD-7-LUBE | LINE 162 - INSPECTION | 20 | 21 | 3 - Obj Inspection | 1106235A | LOG ACCUMULATOR |  |  |  |  | PUMP: LUBRICATION UNIT | IRD | LUB | LEVEL CHK |  |  |  | 7 | 20 |  |  | JDE |  | LUBRICATION | FROM LUBE IT | 11062-LUB-IRD-7-LUBE LINE 162 - INSPECTION | 4660444
7293 | 11062-LUB-IRD-7-LUBE | LINE 162 - INSPECTION | 20 | 21 | 3 - Obj Inspection | 1106235A | LOG ACCUMULATOR |  |  |  |  | RESERVOIR: LUBRICATION UNIT | IRD | LUB | LEVEL CHK |  |  |  | 7 | 20 |  |  | JDE |  | LUBRICATION | FROM LUBE IT | 11062-LUB-IRD-7-LUBE LINE 162 - INSPECTION | 4660444
7294 | 11062-LUB-IRD-7-LUBE | LINE 162 - INSPECTION | 20 | 21 | 3 - Obj Inspection | 1106235A | LOG ACCUMULATOR |  |  |  |  | AUTOMATIC OIL SYSTEM: AUTOMATIC | IRD | LUB | CHECK |  |  |  | 7 | 10 |  |  | JDE |  | LUBRICATION | FROM LUBE IT | 11062-LUB-IRD-7-LUBE LINE 162 - INSPECTION | 4660444
7295 | 11062-LUB-IRD-7-LUBE | LINE 162 - INSPECTION | 20 | 21 | 3 - Obj Inspection | 1106240A | INTERNAL LOG SAW |  |  |  |  | REDUCER (T.S BLADEDRIVE): MOTOR UNIT | IRD | LUB | LEVEL CHK |  |  |  | 56 | 5 |  |  | JDE |  | LUBRICATION | FROM LUBE IT | 11062-LUB-IRD-7-LUBE LINE 162 - INSPECTION | 4660444
7296 | 11062-LUB-IRD-7-LUBE | LINE 162 - INSPECTION | 20 | 21 | 3 - Obj Inspection | 1106240A | INTERNAL LOG SAW |  |  |  |  | REDUCER (D.S BLADEDRIVE): MOTOR UNIT | IRD | LUB | LEVEL CHK |  |  |  | 56 | 5 |  |  | JDE |  | LUBRICATION | FROM LUBE IT | 11062-LUB-IRD-7-LUBE LINE 162 - INSPECTION | 4660444
7297 | 11062-LUB-IRD-7-LUBE | LINE 162 - INSPECTION | 20 | 21 | 3 - Obj Inspection | 1106240A | INTERNAL LOG SAW |  |  |  |  | REDUCER (T.S): ROLLS EXIT CHANNELS UNIT | IRD | LUB | LEVEL CHK |  |  |  | 56 | 5 |  |  | JDE |  | LUBRICATION | FROM LUBE IT | 11062-LUB-IRD-7-LUBE LINE 162 - INSPECTION | 4660444
7298 | 11062-LUB-IRD-7-LUBE | LINE 162 - INSPECTION | 20 | 21 | 3 - Obj Inspection | 1106240A | INTERNAL LOG SAW |  |  |  |  | REDUCER (D.S): ROLLS EXIT CHANNELS UNIT | IRD | LUB | LEVEL CHK |  |  |  | 56 | 5 |  |  | JDE |  | LUBRICATION | FROM LUBE IT | 11062-LUB-IRD-7-LUBE LINE 162 - INSPECTION | 4660444
7299 | 11062-LUB-IRD-7-LUBE | LINE 162 - INSPECTION | 20 | 21 | 3 - Obj Inspection | 1106240A | INTERNAL LOG SAW |  |  |  |  | AUTOMATIC OIL SYSTEM (T.S.): AUTOMATIC | IRD | LUB | CHECK |  |  |  | 7 | 10 |  |  | JDE |  | LUBRICATION | FROM LUBE IT | 11062-LUB-IRD-7-LUBE LINE 162 - INSPECTION | 4660444
7300 | 11062-LUB-IRD-7-LUBE | LINE 162 - INSPECTION | 20 | 21 | 3 - Obj Inspection | 1106240B | EXTERNAL LOG SAW |  |  |  |  | AUTOMATIC OIL SYSTEM (T.S.): AUTOMATIC | IRD | LUB | CHECK |  |  |  | 7 | 10 |  |  | JDE |  | LUBRICATION | FROM LUBE IT | 11062-LUB-IRD-7-LUBE LINE 162 - INSPECTION | 4660444
7301 | 11062-LUB-IRD-7-LUBE | LINE 162 - INSPECTION | 20 | 21 | 3 - Obj Inspection | 1106240B | EXTERNAL LOG SAW |  |  |  |  | REDUCER (T.S BLADEDRIVE): MOTOR UNIT | IRD | LUB | LEVEL CHK |  |  |  | 56 | 5 |  |  | JDE |  | LUBRICATION | FROM LUBE IT | 11062-LUB-IRD-7-LUBE LINE 162 - INSPECTION | 4660444
7302 | 11062-LUB-IRD-7-LUBE | LINE 162 - INSPECTION | 20 | 21 | 3 - Obj Inspection | 1106240B | EXTERNAL LOG SAW |  |  |  |  | REDUCER (D.S BLADEDRIVE): MOTOR UNIT | IRD | LUB | LEVEL CHK |  |  |  | 56 | 5 |  |  | JDE |  | LUBRICATION | FROM LUBE IT | 11062-LUB-IRD-7-LUBE LINE 162 - INSPECTION | 4660444
7303 | 11062-LUB-IRD-7-LUBE | LINE 162 - INSPECTION | 20 | 21 | 3 - Obj Inspection | 1106240B | EXTERNAL LOG SAW |  |  |  |  | REDUCER (T.S): ROLLS EXIT CHANNELS UNIT | IRD | LUB | LEVEL CHK |  |  |  | 56 | 5 |  |  | JDE |  | LUBRICATION | FROM LUBE IT | 11062-LUB-IRD-7-LUBE LINE 162 - INSPECTION | 4660444
7304 | 11062-LUB-IRD-7-LUBE | LINE 162 - INSPECTION | 20 | 21 | 3 - Obj Inspection | 1106240B | EXTERNAL LOG SAW |  |  |  |  | REDUCER (D.S): ROLLS EXIT CHANNELS UNIT | IRD | LUB | LEVEL CHK |  |  |  | 56 | 5 |  |  | JDE |  | LUBRICATION | FROM LUBE IT | 11062-LUB-IRD-7-LUBE LINE 162 - INSPECTION | 4660444
7305 | 11062-LUB-IRD-7-LUBE | LINE 162 - INSPECTION | 20 | 21 | 3 - Obj Inspection | 1106275 | DRIVE |  |  |  |  | SUPPORT (BOM 025) | IRD | LUB | CHECK |  |  |  | 7 | 10 |  |  | JDE |  | LUBRICATION | FROM LUBE IT | 11062-LUB-IRD-7-LUBE LINE 162 - INSPECTION | 4660444
7306 | 11062-LUB-IRD-7-LUBE | LINE 162 - INSPECTION | 20 | 21 | 3 - Obj Inspection | 1106280AAI | PALLETIZER TABLE |  |  |  |  | HYDRAULIC UNIT | IRD | LUB | CHECK |  |  |  | 7 | 10 |  |  | JDE |  | LUBRICATION | FROM LUBE IT | 11062-LUB-IRD-7-LUBE LINE 162 - INSPECTION | 4660444
7307 | 11062-LUB-IRD-7-LUBE | LINE 162 - INSPECTION | 20 | 21 | 3 - Obj Inspection | 110628AAI | INTER LAYER |  |  |  |  | HYDRAULIC UNIT | IRD | LUB | CHECK |  |  |  | 7 | 10 |  |  | JDE |  | LUBRICATION | FROM LUBE IT | 11062-LUB-IRD-7-LUBE LINE 162 - INSPECTION | 4660444
7308 | 11062-LUB-IRD-7-LUBE | LINE 162 - INSPECTION | 20 | 21 | 3 - Obj Inspection | 1106280AB | BEMA TURBTABLE |  |  |  |  | AUTO | IRD | LUB | CHECK |  |  |  | 84 | 10 |  |  | JDE |  | LUBRICATION | FROM LUBE IT | 11062-LUB-IRD-7-LUBE LINE 162 - INSPECTION | 4660444
7309 | 11063-LUB-DD-28-LUBE | LINE 163 - OIL CHANGE | 20 | 21 | 1L - Lubricate | 1106315 | BACKSTAND PLATFORM 2 |  |  |  |  | GEARBOX: UNWIND TURN-TABLE | DD | LUB | OIL CHANGE |  |  |  | 672 | 120 |  |  | JDE |  | LUBRICATION | FROM LUBE IT | 11063-LUB-DD-28-LUBE LINE 163 - OIL CHANGE | 4660445
7310 | 11063-LUB-DD-28-LUBE | LINE 163 - OIL CHANGE | 20 | 21 | 1L - Lubricate | 1106315 | BACKSTAND PLATFORM 2 |  |  |  |  | HYDRAULIC OIL RESERVOIR | DD | LUB | OIL CHANGE |  |  |  | 672 | 5 |  |  | JDE |  | LUBRICATION | FROM LUBE IT | 11063-LUB-DD-28-LUBE LINE 163 - OIL CHANGE | 4660445
7311 | 11063-LUB-DD-28-LUBE | LINE 163 - OIL CHANGE | 20 | 21 | 1L - Lubricate | 1106315 | BACKSTAND PLATFORM 1 |  |  |  |  | GEARBOX: UNWIND TURN-TABLE | DD | LUB | OIL CHANGE |  |  |  | 672 | 120 |  |  | JDE |  | LUBRICATION | FROM LUBE IT | 11063-LUB-DD-28-LUBE LINE 163 - OIL CHANGE | 4660445
7312 | 11063-LUB-DD-28-LUBE | LINE 163 - OIL CHANGE | 20 | 21 | 1L - Lubricate | 1106315 | BACKSTAND PLATFORM 1 |  |  |  |  | HYDRAULIC OIL RESERVOIR | DD | LUB | OIL CHANGE |  |  |  | 672 | 60 |  |  | JDE |  | LUBRICATION | FROM LUBE IT | 11063-LUB-DD-28-LUBE LINE 163 - OIL CHANGE | 4660445
7313 | 11063-LUB-DD-28-LUBE | LINE 163 - OIL CHANGE | 20 | 21 | 1L - Lubricate | 1106315 | BACKSTAND PLATFORM 2 |  |  |  |  | HYDRAULIC OIL RESERVOIR | DD | LUB | OIL CHANGE |  |  |  | 672 | 60 |  |  | JDE |  | LUBRICATION | FROM LUBE IT | 11063-LUB-DD-28-LUBE LINE 163 - OIL CHANGE | 4660445
7314 | 11063-LUB-DD-28-LUBE | LINE 163 - OIL CHANGE | 20 | 21 | 1L - Lubricate | 1106350A | DUST COLLECTOR |  |  |  |  | HYDRAULIC UNIT: BRIQUETTING MACHINE | DD | LUB | OIL CHANGE |  |  |  | 672 | 480 |  |  | JDE |  | LUBRICATION | FROM LUBE IT | 11063-LUB-DD-28-LUBE LINE 163 - OIL CHANGE | 4660445
7315 | 11063-LUB-DD-28-LUBE | LINE 163 - OIL CHANGE | 20 | 21 | 1L - Lubricate | 1106350A | DUST COLLECTOR |  |  |  |  | OIL TANK: BRIQUETTING MACHINE | DD | LUB | OIL CHANGE |  |  |  | 672 | 480 |  |  | JDE |  | LUBRICATION | FROM LUBE IT | 11063-LUB-DD-28-LUBE LINE 163 - OIL CHANGE | 4660445
7316 | 11063-LUB-DD-28-LUBE | LINE 163 - OIL CHANGE | 20 | 21 | 1L - Lubricate | 1106350A | BRIQUETTING MACHINE |  |  |  |  | REDUCER - SMALL | DD | LUB | OIL CHANGE |  |  |  | 252 | 10 |  |  | JDE |  | LUBRICATION | FROM LUBE IT | 11063-LUB-DD-28-LUBE LINE 163 - OIL CHANGE | 4660445
7317 | 11063-LUB-DD-28-LUBE | LINE 163 - OIL CHANGE | 20 | 21 | 1L - Lubricate | 1106350A | BRIQUETTING MACHINE |  |  |  |  | REDUCER - LARGE | DD | LUB | OIL CHANGE |  |  |  | 252 | 10 |  |  | JDE |  | LUBRICATION | FROM LUBE IT | 11063-LUB-DD-28-LUBE LINE 163 - OIL CHANGE | 4660445
7318 | 11063-LUB-DD-28-LUBE | LINE 163 - OIL CHANGE | 20 | 21 | 1L - Lubricate | 1106315B | SCRUBBER PUMP |  |  |  |  | REDUCER | DD | LUB | OIL CHANGE |  |  |  | 112 | 10 |  |  | JDE |  | LUBRICATION | FROM LUBE IT | 11063-LUB-DD-28-LUBE LINE 163 - OIL CHANGE | 4660445
7319 | 11063-LUB-DD-28-LUBE | LINE 163 - OIL CHANGE | 20 | 21 | 1L - Lubricate | 1106315B | EXTERNAL UNWINDER FRONT |  |  |  |  | REDUCER: TROLLEY TRANSMISSION UNIT | DD | LUB | OIL CHANGE |  |  |  | 672 | 60 |  |  | JDE |  | LUBRICATION | FROM LUBE IT | 11063-LUB-DD-28-LUBE LINE 163 - OIL CHANGE | 4660445
7320 | 11063-LUB-DD-28-LUBE | LINE 163 - OIL CHANGE | 20 | 21 | 1L - Lubricate | 1106315A | EXTERNAL UNWINDER REAR |  |  |  |  | REDUCER: TROLLEY TRANSMISSION UNIT | DD | LUB | OIL CHANGE |  |  |  | 672 | 60 |  |  | JDE |  | LUBRICATION | FROM LUBE IT | 11063-LUB-DD-28-LUBE LINE 163 - OIL CHANGE | 4660445
7321 | 11063-LUB-DD-28-LUBE | LINE 163 - OIL CHANGE | 20 | 21 | 1L - Lubricate | 1106315C | INTERNAL UNWINDER REAR |  |  |  |  | REDUCER: TROLLEY TRANSMISSION UNIT | DD | LUB | OIL CHANGE |  |  |  | 672 | 60 |  |  | JDE |  | LUBRICATION | FROM LUBE IT | 11063-LUB-DD-28-LUBE LINE 163 - OIL CHANGE | 4660445
7322 | 11063-LUB-DD-28-LUBE | LINE 163 - OIL CHANGE | 20 | 21 | 1L - Lubricate | 1106315D | INTERNAL UNWINDER FRONT |  |  |  |  | REDUCER: TROLLEY TRANSMISSION UNIT | DD | LUB | OIL CHANGE |  |  |  | 672 | 60 |  |  | JDE |  | LUBRICATION | FROM LUBE IT | 11063-LUB-DD-28-LUBE LINE 163 - OIL CHANGE | 4660445
7323 | 11063-LUB-DD-28-LUBE | LINE 163 - OIL CHANGE | 20 | 21 | 1L - Lubricate | 1106335C | LOG LOADER |  |  |  |  | AUTOMATIC OIL SYSTEM: 6 GRAMS | DD | LUB | OIL CHANGE |  |  |  | 28 | 30 |  |  | JDE |  | LUBRICATION | FROM LUBE IT | 11063-LUB-DD-28-LUBE LINE 163 - OIL CHANGE | 4660445
7324 | 11063-LUB-DD-28-LUBE | LINE 163 - OIL CHANGE | 20 | 21 | 1L - Lubricate | 1106320A | JOI EMBOSSER |  |  |  |  | STEEL ROLL: AUTOMATIC | DD | LUB | OIL CHANGE |  |  |  | 28 |  |  |  | JDE |  | LUBRICATION | FROM LUBE IT | 11063-LUB-DD-28-LUBE LINE 163 - OIL CHANGE | 4660445
7325 | 11063-LUB-DD-28-LUBE | LINE 163 - OIL CHANGE | 20 | 21 | 1L - Lubricate | 1106320A | JOI EMBOSSER |  |  |  |  | MARRYING ROLL: AUTOMATIC | DD | LUB | OIL CHANGE |  |  |  | 168 |  |  |  | JDE |  | LUBRICATION | FROM LUBE IT | 11063-LUB-DD-28-LUBE LINE 163 - OIL CHANGE | 4660445
7326 | 11063-LUB-DD-28-LUBE | LINE 163 - OIL CHANGE | 20 | 21 | 1L - Lubricate | 1106335A | LOG ACCUMULATOR |  |  |  |  | AUTOMATIC OIL SYSTEM: AUTOMATIC | DD | LUB | OIL CHANGE |  |  |  | 28 | 30 |  |  | JDE |  | LUBRICATION | FROM LUBE IT | 11063-LUB-DD-28-LUBE LINE 163 - OIL CHANGE | 4660445
7327 | 11063-LUB-DD-28-LUBE | LINE 163 - OIL CHANGE | 20 | 21 | 1L - Lubricate | 1106340A | INTERNAL LOG SAW |  |  |  |  | REDUCER (T.S BLADEDRIVE): MOTOR UNIT | DD | LUB | OIL CHANGE |  |  |  | 336 | 60 |  |  | JDE |  | LUBRICATION | FROM LUBE IT | 11063-LUB-DD-28-LUBE LINE 163 - OIL CHANGE | 4660445
7328 | 11063-LUB-DD-28-LUBE | LINE 163 - OIL CHANGE | 20 | 21 | 1L - Lubricate | 1106340A | INTERNAL LOG SAW |  |  |  |  | REDUCER (D.S BLADEDRIVE): MOTOR UNIT | DD | LUB | OIL CHANGE |  |  |  | 336 | 60 |  |  | JDE |  | LUBRICATION | FROM LUBE IT | 11063-LUB-DD-28-LUBE LINE 163 - OIL CHANGE | 4660445
7329 | 11063-LUB-DD-28-LUBE | LINE 163 - OIL CHANGE | 20 | 21 | 1L - Lubricate | 1106340A | INTERNAL LOG SAW |  |  |  |  | AUTOMATIC OIL SYSTEM: AUTOMATIC | DD | LUB | OIL CHANGE |  |  |  | 28 |  |  |  | JDE |  | LUBRICATION | FROM LUBE IT | 11063-LUB-DD-28-LUBE LINE 163 - OIL CHANGE | 4660445
7330 | 11063-LUB-DD-28-LUBE | LINE 163 - OIL CHANGE | 20 | 21 | 1L - Lubricate | 1106340B | EXTERNAL LOG SAW |  |  |  |  | AUTOMATIC OIL SYSTEM: AUTOMATIC | DD | LUB | OIL CHANGE |  |  |  | 28 |  |  |  | JDE |  | LUBRICATION | FROM LUBE IT | 11063-LUB-DD-28-LUBE LINE 163 - OIL CHANGE | 4660445
7331 | 11063-LUB-DD-28-LUBE | LINE 163 - OIL CHANGE | 20 | 21 | 1L - Lubricate | 1106340B | EXTERNAL LOG SAW |  |  |  |  | REDUCER (T.S BLADEDRIVE): MOTOR UNIT | DD | LUB | OIL CHANGE |  |  |  | 336 | 60 |  |  | JDE |  | LUBRICATION | FROM LUBE IT | 11063-LUB-DD-28-LUBE LINE 163 - OIL CHANGE | 4660445
7332 | 11063-LUB-DD-28-LUBE | LINE 163 - OIL CHANGE | 20 | 21 | 1L - Lubricate | 1106340B | EXTERNAL LOG SAW |  |  |  |  | REDUCER (D.S BLADEDRIVE): MOTOR UNIT | DD | LUB | OIL CHANGE |  |  |  | 336 | 60 |  |  | JDE |  | LUBRICATION | FROM LUBE IT | 11063-LUB-DD-28-LUBE LINE 163 - OIL CHANGE | 4660445
7333 | 11063-LUB-IRD-7-L163 LUBE | LINE 163 - REGREASING | 25 | 21 | 1L - Lubricate | 1106315 | BACKSTAND PLATFORM 1 |  |  |  |  | THRUST BEARING:UNWIND TURN-TABLE | IRD | LUB | INSPECT |  |  |  | 84 | 30 |  |  | JDE |  | LUBRICATION | FROM LUBE IT | 11063-LUB-IRD-7-L163 LUBE LINE 163 - REGREASING | 4660446
7334 | 11063-LUB-IRD-7-L163 LUBE | LINE 163 - REGREASING | 25 | 21 | 1L - Lubricate | 1106315 | BACKSTAND PLATFORM 1 |  |  |  |  | THRUST BEARING:UNWIND TURN-TABLE | IRD | LUB | SERVICE |  |  |  | 168 | 30 |  |  | JDE |  | LUBRICATION | FROM LUBE IT | 11063-LUB-IRD-7-L163 LUBE LINE 163 - REGREASING | 4660446
7335 | 11063-LUB-IRD-7-L163 LUBE | LINE 163 - REGREASING | 25 | 21 | 1L - Lubricate | 1106315 | BACKSTAND PLATFORM 2 |  |  |  |  | THRUST BEARING:UNWIND TURN-TABLE | IRD | LUB | INSPECT |  |  |  | 84 | 30 |  |  | JDE |  | LUBRICATION | FROM LUBE IT | 11063-LUB-IRD-7-L163 LUBE LINE 163 - REGREASING | 4660446
7336 | 11063-LUB-IRD-7-L163 LUBE | LINE 163 - REGREASING | 25 | 21 | 1L - Lubricate | 1106315 | BACKSTAND PLATFORM 2 |  |  |  |  | THRUST BEARING:UNWIND TURN-TABLE | IRD | LUB | SERVICE |  |  |  | 168 | 30 |  |  | JDE |  | LUBRICATION | FROM LUBE IT | 11063-LUB-IRD-7-L163 LUBE LINE 163 - REGREASING | 4660446
7337 | 11063-LUB-IRD-7-L163 LUBE | LINE 163 - REGREASING | 25 | 21 | 1L - Lubricate | 1106345A | CORE FORMER (BOTTOM) |  |  |  |  | CHAIN (LOADING) | IRD | LUB | LUBRICATE |  |  |  | 168 | 30 |  |  | JDE |  | LUBRICATION | FROM LUBE IT | 11063-LUB-IRD-7-L163 LUBE LINE 163 - REGREASING | 4660446
7338 | 11063-LUB-IRD-7-L163 LUBE | LINE 163 - REGREASING | 25 | 21 | 1L - Lubricate | 1106345A | CORE FORMER (BOTTOM) |  |  |  |  | CHAIN (UNLOADING) | IRD | LUB | LUBRICATE |  |  |  | 168 | 30 |  |  | JDE |  | LUBRICATION | FROM LUBE IT | 11063-LUB-IRD-7-L163 LUBE LINE 163 - REGREASING | 4660446
7339 | 11063-LUB-IRD-7-L163 LUBE | LINE 163 - REGREASING | 25 | 21 | 1L - Lubricate | 1106345A | CORE FORMER (BOTTOM) |  |  |  |  | BEARING | IRD | LUB | GREASING |  |  |  | 168 | 30 |  |  | JDE |  | LUBRICATION | FROM LUBE IT | 11063-LUB-IRD-7-L163 LUBE LINE 163 - REGREASING | 4660446
7340 | 11063-LUB-IRD-7-L163 LUBE | LINE 163 - REGREASING | 25 | 21 | 1L - Lubricate | 1106345A | CORE FORMER (BOTTOM) |  |  |  |  | CUTTER | IRD | LUB | SERVICE |  |  |  | 168 |  |  |  | JDE |  | LUBRICATION | FROM LUBE IT | 11063-LUB-IRD-7-L163 LUBE LINE 163 - REGREASING | 4660446
7341 | 11063-LUB-IRD-7-L163 LUBE | LINE 163 - REGREASING | 25 | 21 | 1L - Lubricate | 1106345A | CORE FORMER (BOTTOM) |  |  |  |  | LINEAR SUPPORT | IRD | LUB | LUBRICATE |  |  |  | 672 | 30 |  |  | JDE |  | LUBRICATION | FROM LUBE IT | 11063-LUB-IRD-7-L163 LUBE LINE 163 - REGREASING | 4660446
7342 | 11063-LUB-IRD-7-L163 LUBE | LINE 163 - REGREASING | 25 | 21 | 1L - Lubricate | 1106345A | CORE FORMER (TOP) |  |  |  |  | CUTTER | IRD | LUB | SERVICE |  |  |  | 168 |  |  |  | JDE |  | LUBRICATION | FROM LUBE IT | 11063-LUB-IRD-7-L163 LUBE LINE 163 - REGREASING | 4660446
7343 | 11063-LUB-IRD-7-L163 LUBE | LINE 163 - REGREASING | 25 | 21 | 1L - Lubricate | 1106345A | CORE FORMER (TOP) |  |  |  |  | BEARING | IRD | LUB | LUBRICATE |  |  |  | 168 | 30 |  |  | JDE |  | LUBRICATION | FROM LUBE IT | 11063-LUB-IRD-7-L163 LUBE LINE 163 - REGREASING | 4660446
7344 | 11063-LUB-IRD-7-L163 LUBE | LINE 163 - REGREASING | 25 | 21 | 1L - Lubricate | 1106345A | CORE FORMER (TOP) |  |  |  |  | LINEAR SUPPORT | IRD | LUB | LUBRICATE |  |  |  | 672 | 30 |  |  | JDE |  | LUBRICATION | FROM LUBE IT | 11063-LUB-IRD-7-L163 LUBE LINE 163 - REGREASING | 4660446
7345 | 11063-LUB-IRD-7-L163 LUBE | LINE 163 - REGREASING | 25 | 21 | 1L - Lubricate | 1106345A | CORE FORMER (TOP) |  |  |  |  | CHAIN (LOADING) | IRD | LUB | LUBRICATE |  |  |  | 168 | 30 |  |  | JDE |  | LUBRICATION | FROM LUBE IT | 11063-LUB-IRD-7-L163 LUBE LINE 163 - REGREASING | 4660446
7346 | 11063-LUB-IRD-7-L163 LUBE | LINE 163 - REGREASING | 25 | 21 | 1L - Lubricate | 1106345A | CORE FORMER (TOP) |  |  |  |  | CHAIN (UNLOADING) | IRD | LUB | LUBRICATE |  |  |  | 168 | 30 |  |  | JDE |  | LUBRICATION | FROM LUBE IT | 11063-LUB-IRD-7-L163 LUBE LINE 163 - REGREASING | 4660446
7347 | 11063-LUB-IRD-7-L163 LUBE | LINE 163 - REGREASING | 25 | 21 | 1L - Lubricate | 1106315B | EXTERNAL UNWINDER FRONT |  |  |  |  | BEARING (MOTOR): AC MOTOR | IRD | LUB | GREASING |  |  |  | 168 | 5 |  |  | JDE |  | LUBRICATION | FROM LUBE IT | 11063-LUB-IRD-7-L163 LUBE LINE 163 - REGREASING | 4660446
7348 | 11063-LUB-IRD-7-L163 LUBE | LINE 163 - REGREASING | 25 | 21 | 1L - Lubricate | 1106315B | EXTERNAL UNWINDER FRONT |  |  |  |  | BEARING: CHUCK UNIT 490 | IRD | LUB | GREASING |  |  |  | 168 | 5 |  |  | JDE |  | LUBRICATION | FROM LUBE IT | 11063-LUB-IRD-7-L163 LUBE LINE 163 - REGREASING | 4660446
7349 | 11063-LUB-IRD-7-L163 LUBE | LINE 163 - REGREASING | 25 | 21 | 1L - Lubricate | 1106315B | EXTERNAL UNWINDER FRONT |  |  |  |  | REDUCER: TROLLEY TRANSMISSION UNIT | IRD | LUB | GREASING |  |  |  | 672 | 5 |  |  | JDE |  | LUBRICATION | FROM LUBE IT | 11063-LUB-IRD-7-L163 LUBE LINE 163 - REGREASING | 4660446
7350 | 11063-LUB-IRD-7-L163 LUBE | LINE 163 - REGREASING | 25 | 21 | 1L - Lubricate | 1106315A | EXTERNAL UNWINDER REAR |  |  |  |  | CORE CHUCKS | IRD | LUB | SERVICE |  |  |  | 168 |  |  |  | JDE |  | LUBRICATION | FROM LUBE IT | 11063-LUB-IRD-7-L163 LUBE LINE 163 - REGREASING | 4660446
7351 | 11063-LUB-IRD-7-L163 LUBE | LINE 163 - REGREASING | 25 | 21 | 1L - Lubricate | 1106315A | EXTERNAL UNWINDER REAR |  |  |  |  | SUPPORT | IRD | LUB | SERVICE |  |  |  | 336 |  |  |  | JDE |  | LUBRICATION | FROM LUBE IT | 11063-LUB-IRD-7-L163 LUBE LINE 163 - REGREASING | 4660446
7352 | 11063-LUB-IRD-7-L163 LUBE | LINE 163 - REGREASING | 25 | 21 | 1L - Lubricate | 1106315B | EXTERNAL UNWINDER FRONT |  |  |  |  | CORE CHUCKS | IRD | LUB | SERVICE |  |  |  | 168 |  |  |  | JDE |  | LUBRICATION | FROM LUBE IT | 11063-LUB-IRD-7-L163 LUBE LINE 163 - REGREASING | 4660446
7353 | 11063-LUB-IRD-7-L163 LUBE | LINE 163 - REGREASING | 25 | 21 | 1L - Lubricate | 1106315B | EXTERNAL UNWINDER FRONT |  |  |  |  | SUPPORT | IRD | LUB | SERVICE |  |  |  | 336 |  |  |  | JDE |  | LUBRICATION | FROM LUBE IT | 11063-LUB-IRD-7-L163 LUBE LINE 163 - REGREASING | 4660446
7354 | 11063-LUB-IRD-7-L163 LUBE | LINE 163 - REGREASING | 25 | 21 | 1L - Lubricate | 1106315A | EXTERNAL UNWINDER REAR |  |  |  |  | BEARING (MOTOR): AC MOTOR | IRD | LUB | GREASING |  |  |  | 168 | 5 |  |  | JDE |  | LUBRICATION | FROM LUBE IT | 11063-LUB-IRD-7-L163 LUBE LINE 163 - REGREASING | 4660446
7355 | 11063-LUB-IRD-7-L163 LUBE | LINE 163 - REGREASING | 25 | 21 | 1L - Lubricate | 1106315A | EXTERNAL UNWINDER REAR |  |  |  |  | BEARING: CHUCK UNIT 490 | IRD | LUB | GREASING |  |  |  | 168 | 5 |  |  | JDE |  | LUBRICATION | FROM LUBE IT | 11063-LUB-IRD-7-L163 LUBE LINE 163 - REGREASING | 4660446
7356 | 11063-LUB-IRD-7-L163 LUBE | LINE 163 - REGREASING | 25 | 21 | 1L - Lubricate | 1106315A | EXTERNAL UNWINDER REAR |  |  |  |  | REDUCER: TROLLEY TRANSMISSION UNIT | IRD | LUB | GREASING |  |  |  | 672 | 5 |  |  | JDE |  | LUBRICATION | FROM LUBE IT | 11063-LUB-IRD-7-L163 LUBE LINE 163 - REGREASING | 4660446
7357 | 11063-LUB-IRD-7-L163 LUBE | LINE 163 - REGREASING | 25 | 21 | 1L - Lubricate | 1106315C | INTERNAL UNWINDER REAR |  |  |  |  | BEARING (MOTOR): AC MOTOR | IRD | LUB | GREASING |  |  |  | 168 | 5 |  |  | JDE |  | LUBRICATION | FROM LUBE IT | 11063-LUB-IRD-7-L163 LUBE LINE 163 - REGREASING | 4660446
7358 | 11063-LUB-IRD-7-L163 LUBE | LINE 163 - REGREASING | 25 | 21 | 1L - Lubricate | 1106315C | INTERNAL UNWINDER REAR |  |  |  |  | BEARING: CHUCK UNIT 490 | IRD | LUB | GREASING |  |  |  | 168 | 5 |  |  | JDE |  | LUBRICATION | FROM LUBE IT | 11063-LUB-IRD-7-L163 LUBE LINE 163 - REGREASING | 4660446
7359 | 11063-LUB-IRD-7-L163 LUBE | LINE 163 - REGREASING | 25 | 21 | 1L - Lubricate | 1106315C | INTERNAL UNWINDER REAR |  |  |  |  | REDUCER: TROLLEY TRANSMISSION UNIT | IRD | LUB | GREASING |  |  |  | 672 | 5 |  |  | JDE |  | LUBRICATION | FROM LUBE IT | 11063-LUB-IRD-7-L163 LUBE LINE 163 - REGREASING | 4660446
7360 | 11063-LUB-IRD-7-L163 LUBE | LINE 163 - REGREASING | 25 | 21 | 1L - Lubricate | 1106315C | INTERNAL UNWINDER REAR |  |  |  |  | CORE CHUCKS | IRD | LUB | SERVICE |  |  |  | 168 |  |  |  | JDE |  | LUBRICATION | FROM LUBE IT | 11063-LUB-IRD-7-L163 LUBE LINE 163 - REGREASING | 4660446
7361 | 11063-LUB-IRD-7-L163 LUBE | LINE 163 - REGREASING | 25 | 21 | 1L - Lubricate | 1106315C | INTERNAL UNWINDER REAR |  |  |  |  | SUPPORT | IRD | LUB | SERVICE |  |  |  | 336 |  |  |  | JDE |  | LUBRICATION | FROM LUBE IT | 11063-LUB-IRD-7-L163 LUBE LINE 163 - REGREASING | 4660446
7362 | 11063-LUB-IRD-7-L163 LUBE | LINE 163 - REGREASING | 25 | 21 | 1L - Lubricate | 1106315D | INTERNAL UNWINDER FRONT |  |  |  |  | CORE CHUCKS | IRD | LUB | SERVICE |  |  |  | 168 |  |  |  | JDE |  | LUBRICATION | FROM LUBE IT | 11063-LUB-IRD-7-L163 LUBE LINE 163 - REGREASING | 4660446
7363 | 11063-LUB-IRD-7-L163 LUBE | LINE 163 - REGREASING | 25 | 21 | 1L - Lubricate | 1106315D | INTERNAL UNWINDER FRONT |  |  |  |  | SUPPORT | IRD | LUB | SERVICE |  |  |  | 336 |  |  |  | JDE |  | LUBRICATION | FROM LUBE IT | 11063-LUB-IRD-7-L163 LUBE LINE 163 - REGREASING | 4660446
7364 | 11063-LUB-IRD-7-L163 LUBE | LINE 163 - REGREASING | 25 | 21 | 1L - Lubricate | 1106315D | INTERNAL UNWINDER FRONT |  |  |  |  | BEARING (MOTOR): AC MOTOR | IRD | LUB | GREASING |  |  |  | 168 | 5 |  |  | JDE |  | LUBRICATION | FROM LUBE IT | 11063-LUB-IRD-7-L163 LUBE LINE 163 - REGREASING | 4660446
7365 | 11063-LUB-IRD-7-L163 LUBE | LINE 163 - REGREASING | 25 | 21 | 1L - Lubricate | 1106315D | INTERNAL UNWINDER FRONT |  |  |  |  | BEARING: CHUCK UNIT 490 | IRD | LUB | GREASING |  |  |  | 168 | 5 |  |  | JDE |  | LUBRICATION | FROM LUBE IT | 11063-LUB-IRD-7-L163 LUBE LINE 163 - REGREASING | 4660446
7366 | 11063-LUB-IRD-7-L163 LUBE | LINE 163 - REGREASING | 25 | 21 | 1L - Lubricate | 1106315D | INTERNAL UNWINDER FRONT |  |  |  |  | REDUCER: TROLLEY TRANSMISSION UNIT | IRD | LUB | GREASING |  |  |  | 672 | 5 |  |  | JDE |  | LUBRICATION | FROM LUBE IT | 11063-LUB-IRD-7-L163 LUBE LINE 163 - REGREASING | 4660446
7367 | 11063-LUB-IRD-7-L163 LUBE | LINE 163 - REGREASING | 25 | 21 | 1L - Lubricate | 1106310A | LINE COMPLETION |  |  |  |  | LINEAR BEARING: DRAW ROLL WITH BOWED ROLL, ROLL ENCLOSURE | IRD | LUB | GREASING |  |  |  | 56 | 5 |  |  | JDE |  | LUBRICATION | FROM LUBE IT | 11063-LUB-IRD-7-L163 LUBE LINE 163 - REGREASING | 4660446
7368 | 11063-LUB-IRD-7-L163 LUBE | LINE 163 - REGREASING | 25 | 21 | 1L - Lubricate | 1106320A | JOI EMBOSSER |  |  |  |  | AUTOMATIC GREASER SYSTEM | IRD | LUB | GREASING |  |  |  | 7 | 10 |  |  | JDE |  | LUBRICATION | FROM LUBE IT | 11063-LUB-IRD-7-L163 LUBE LINE 163 - REGREASING | 4660446
7369 | 11063-LUB-IRD-7-L163 LUBE | LINE 163 - REGREASING | 25 | 21 | 1L - Lubricate | 1106320A | JOI EMBOSSER |  |  |  |  | AUTOMATIC GREASE SYSTEM: AUTOMATIC | IRD | LUB | SERVICE |  |  |  | 168 |  |  |  | JDE |  | LUBRICATION | FROM LUBE IT | 11063-LUB-IRD-7-L163 LUBE LINE 163 - REGREASING | 4660446
7370 | 11063-LUB-IRD-7-L163 LUBE | LINE 163 - REGREASING | 25 | 21 | 1L - Lubricate | 1106320A | JOI EMBOSSER |  |  |  |  | GREASE POINT | IRD | LUB | SERVICE |  |  |  | 672 |  |  |  | JDE |  | LUBRICATION | FROM LUBE IT | 11063-LUB-IRD-7-L163 LUBE LINE 163 - REGREASING | 4660446
7371 | 11063-LUB-IRD-7-L163 LUBE | LINE 163 - REGREASING | 25 | 21 | 1L - Lubricate | 1106325A | REWINDER |  |  |  |  | AUTOMATIC GREASE SYSTEM: AUTOMATIC | IRD | LUB | SERVICE |  |  |  | 168 |  |  |  | JDE |  | LUBRICATION | FROM LUBE IT | 11063-LUB-IRD-7-L163 LUBE LINE 163 - REGREASING | 4660446
7372 | 11063-LUB-IRD-7-L163 LUBE | LINE 163 - REGREASING | 25 | 21 | 1L - Lubricate | 1106325A | REWINDER |  |  |  |  | DRAW ROLL | IRD | LUB | SERVICE |  |  |  | 672 |  |  |  | JDE |  | LUBRICATION | FROM LUBE IT | 11063-LUB-IRD-7-L163 LUBE LINE 163 - REGREASING | 4660446
7373 | 11063-LUB-IRD-7-L163 LUBE | LINE 163 - REGREASING | 25 | 21 | 1L - Lubricate | 1106325A | REWINDER |  |  |  |  | BEARING (ROLL): BUTTERFLY UNIT 2 | IRD | LUB | GREASING |  |  |  | 56 | 5 |  |  | JDE |  | LUBRICATION | FROM LUBE IT | 11063-LUB-IRD-7-L163 LUBE LINE 163 - REGREASING | 4660446
7374 | 11063-LUB-IRD-7-L163 LUBE | LINE 163 - REGREASING | 25 | 21 | 1L - Lubricate | 1106345A | CORE FORMER (BOTTOM) |  |  |  |  | BEARING | IRD | LUB | GREASING |  |  |  | 168 | 30 |  |  | JDE |  | LUBRICATION | FROM LUBE IT | 11063-LUB-IRD-7-L163 LUBE LINE 163 - REGREASING | 4660446
7375 | 11063-LUB-IRD-7-L163 LUBE | LINE 163 - REGREASING | 25 | 21 | 1L - Lubricate | 1106335A | LOG ACCUMULATOR |  |  |  |  | PLAIN GEARS | IRD | LUB | SERVICE |  |  |  | 168 |  |  |  | JDE |  | LUBRICATION | FROM LUBE IT | 11063-LUB-IRD-7-L163 LUBE LINE 163 - REGREASING | 4660446
7376 | 11063-LUB-IRD-7-L163 LUBE | LINE 163 - REGREASING | 25 | 21 | 1L - Lubricate | 1106335A | LOG ACCUMULATOR |  |  |  |  | SUPPORT | IRD | LUB | SERVICE |  |  |  | 672 |  |  |  | JDE |  | LUBRICATION | FROM LUBE IT | 11063-LUB-IRD-7-L163 LUBE LINE 163 - REGREASING | 4660446
7377 | 11063-LUB-IRD-7-L163 LUBE | LINE 163 - REGREASING | 25 | 21 | 1L - Lubricate | 1106345A | CORE FORMER (TOP) |  |  |  |  | BEARING | IRD | LUB | GREASING |  |  |  | 168 | 30 |  |  | JDE |  | LUBRICATION | FROM LUBE IT | 11063-LUB-IRD-7-L163 LUBE LINE 163 - REGREASING | 4660446
7378 | 11063-LUB-IRD-7-L163 LUBE | LINE 163 - REGREASING | 25 | 21 | 1L - Lubricate | 1106335A | LOG ACCUMULATOR |  |  |  |  | BEARING (CYLINDER ROD END): TRANSMISSION AXIS | IRD | LUB | GREASING |  |  |  | 7 | 5 |  |  | JDE |  | LUBRICATION | FROM LUBE IT | 11063-LUB-IRD-7-L163 LUBE LINE 163 - REGREASING | 4660446
7379 | 11063-LUB-IRD-7-L163 LUBE | LINE 163 - REGREASING | 25 | 21 | 1L - Lubricate | 1106335B | TRIMSAW |  |  |  |  | LINEAR BEARING (LOG CENTERING UNIT) T.S. | IRD | LUB | GREASING |  |  |  | 168 | 4 |  |  | JDE |  | LUBRICATION | FROM LUBE IT | 11063-LUB-IRD-7-L163 LUBE LINE 163 - REGREASING | 4660446
7380 | 11063-LUB-IRD-7-L163 LUBE | LINE 163 - REGREASING | 25 | 21 | 1L - Lubricate | 1106335B | TRIMSAW |  |  |  |  | LINEAR BEARING (SHARPENING UNIT) T.S. | IRD | LUB | GREASING |  |  |  | 168 | 4 |  |  | JDE |  | LUBRICATION | FROM LUBE IT | 11063-LUB-IRD-7-L163 LUBE LINE 163 - REGREASING | 4660446
7381 | 11063-LUB-IRD-7-L163 LUBE | LINE 163 - REGREASING | 25 | 21 | 1L - Lubricate | 1106335B | TRIMSAW |  |  |  |  | LINEAR BEARING (STRUCTURE UNIT) T.S. | IRD | LUB | GREASING |  |  |  | 168 | 4 |  |  | JDE |  | LUBRICATION | FROM LUBE IT | 11063-LUB-IRD-7-L163 LUBE LINE 163 - REGREASING | 4660446
7382 | 11063-LUB-IRD-7-L163 LUBE | LINE 163 - REGREASING | 25 | 21 | 1L - Lubricate | 1106335B | TRIMSAW |  |  |  |  | LINEAR BEARING RAIL (LOG CENTERING UNIT) T.S. | IRD | LUB | GREASING |  |  |  | 168 | 4 |  |  | JDE |  | LUBRICATION | FROM LUBE IT | 11063-LUB-IRD-7-L163 LUBE LINE 163 - REGREASING | 4660446
7383 | 11063-LUB-IRD-7-L163 LUBE | LINE 163 - REGREASING | 25 | 21 | 1L - Lubricate | 1106335B | TRIMSAW |  |  |  |  | LINEAR BEARING RAIL (SHARPENING UNIT) T.S. | IRD | LUB | GREASING |  |  |  | 168 | 4 |  |  | JDE |  | LUBRICATION | FROM LUBE IT | 11063-LUB-IRD-7-L163 LUBE LINE 163 - REGREASING | 4660446
7384 | 11063-LUB-IRD-7-L163 LUBE | LINE 163 - REGREASING | 25 | 21 | 1L - Lubricate | 1106335B | TRIMSAW |  |  |  |  | LINEAR BEARING RAIL (STRUCTURE UNIT) T.S. | IRD | LUB | GREASING |  |  |  | 168 | 4 |  |  | JDE |  | LUBRICATION | FROM LUBE IT | 11063-LUB-IRD-7-L163 LUBE LINE 163 - REGREASING | 4660446
7385 | 11063-LUB-IRD-7-L163 LUBE | LINE 163 - REGREASING | 25 | 21 | 1L - Lubricate | 1106335B | TRIMSAW |  |  |  |  | LINEAR BEARING (LOG CENTERING UNIT) D.S. | IRD | LUB | GREASING |  |  |  | 168 | 4 |  |  | JDE |  | LUBRICATION | FROM LUBE IT | 11063-LUB-IRD-7-L163 LUBE LINE 163 - REGREASING | 4660446
7386 | 11063-LUB-IRD-7-L163 LUBE | LINE 163 - REGREASING | 25 | 21 | 1L - Lubricate | 1106335B | TRIMSAW |  |  |  |  | LINEAR BEARING (SHARPENING UNIT) D.S. | IRD | LUB | GREASING |  |  |  | 168 | 4 |  |  | JDE |  | LUBRICATION | FROM LUBE IT | 11063-LUB-IRD-7-L163 LUBE LINE 163 - REGREASING | 4660446
7387 | 11063-LUB-IRD-7-L163 LUBE | LINE 163 - REGREASING | 25 | 21 | 1L - Lubricate | 1106335B | TRIMSAW |  |  |  |  | LINEAR BEARING (STRUCTURE UNIT) D.S. | IRD | LUB | GREASING |  |  |  | 168 | 4 |  |  | JDE |  | LUBRICATION | FROM LUBE IT | 11063-LUB-IRD-7-L163 LUBE LINE 163 - REGREASING | 4660446
7388 | 11063-LUB-IRD-7-L163 LUBE | LINE 163 - REGREASING | 25 | 21 | 1L - Lubricate | 1106335B | TRIMSAW |  |  |  |  | LINEAR BEARING RAIL (LOG CENTERING UNIT) D.S. | IRD | LUB | GREASING |  |  |  | 168 | 4 |  |  | JDE |  | LUBRICATION | FROM LUBE IT | 11063-LUB-IRD-7-L163 LUBE LINE 163 - REGREASING | 4660446
7389 | 11063-LUB-IRD-7-L163 LUBE | LINE 163 - REGREASING | 25 | 21 | 1L - Lubricate | 1106335B | TRIMSAW |  |  |  |  | LINEAR BEARING RAIL (SHARPENING UNIT) D.S. | IRD | LUB | GREASING |  |  |  | 168 | 4 |  |  | JDE |  | LUBRICATION | FROM LUBE IT | 11063-LUB-IRD-7-L163 LUBE LINE 163 - REGREASING | 4660446
7390 | 11063-LUB-IRD-7-L163 LUBE | LINE 163 - REGREASING | 25 | 21 | 1L - Lubricate | 1106335B | TRIMSAW |  |  |  |  | LINEAR BEARING RAIL (STRUCTURE UNIT) D.S. | IRD | LUB | GREASING |  |  |  | 168 | 4 |  |  | JDE |  | LUBRICATION | FROM LUBE IT | 11063-LUB-IRD-7-L163 LUBE LINE 163 - REGREASING | 4660446
7391 | 11063-LUB-IRD-7-L163 LUBE | LINE 163 - REGREASING | 25 | 21 | 1L - Lubricate | 1106335B | TRIMSAW |  |  |  |  | ROLLER RAIL SYSTEM (T.S) | IRD | LUB | SERVICE |  |  |  | 672 | 30 |  |  | JDE |  | LUBRICATION | FROM LUBE IT | 11063-LUB-IRD-7-L163 LUBE LINE 163 - REGREASING | 4660446
7392 | 11063-LUB-IRD-7-L163 LUBE | LINE 163 - REGREASING | 25 | 21 | 1L - Lubricate | 1106335B | TRIMSAW |  |  |  |  | ROLLER RAIL SYSTEM (D.S) | IRD | LUB | SERVICE |  |  |  | 672 | 30 |  |  | JDE |  | LUBRICATION | FROM LUBE IT | 11063-LUB-IRD-7-L163 LUBE LINE 163 - REGREASING | 4660446
7393 | 11063-LUB-IRD-7-L163 LUBE | LINE 163 - REGREASING | 25 | 21 | 1L - Lubricate | 1106340A | INTERNAL LOG SAW |  |  |  |  | LINEAR BEARING (T.S PUSHER PLATE): 6 CHANNELS TROLLEY | IRD | LUB | GREASING |  |  |  | 56 | 4 |  |  | JDE |  | LUBRICATION | FROM LUBE IT | 11063-LUB-IRD-7-L163 LUBE LINE 163 - REGREASING | 4660446
7394 | 11063-LUB-IRD-7-L163 LUBE | LINE 163 - REGREASING | 25 | 21 | 1L - Lubricate | 1106340A | INTERNAL LOG SAW |  |  |  |  | LINEAR BEARING (D.S PUSHER PLATE): 6 CHANNELS TROLLEY | IRD | LUB | GREASING |  |  |  | 56 | 4 |  |  | JDE |  | LUBRICATION | FROM LUBE IT | 11063-LUB-IRD-7-L163 LUBE LINE 163 - REGREASING | 4660446
7395 | 11063-LUB-IRD-7-L163 LUBE | LINE 163 - REGREASING | 25 | 21 | 1L - Lubricate | 1106340A | INTERNAL LOG SAW |  |  |  |  | LINEAR BEARING (T.S LEFT SIDE): DRAW ROLLS UNIT | IRD | LUB | GREASING |  |  |  | 168 | 3 |  |  | JDE |  | LUBRICATION | FROM LUBE IT | 11063-LUB-IRD-7-L163 LUBE LINE 163 - REGREASING | 4660446
7396 | 11063-LUB-IRD-7-L163 LUBE | LINE 163 - REGREASING | 25 | 21 | 1L - Lubricate | 1106340A | INTERNAL LOG SAW |  |  |  |  | LINEAR BEARING (T.S RIGHT SIDE): DRAW ROLLS UNIT | IRD | LUB | GREASING |  |  |  | 168 | 3 |  |  | JDE |  | LUBRICATION | FROM LUBE IT | 11063-LUB-IRD-7-L163 LUBE LINE 163 - REGREASING | 4660446
7397 | 11063-LUB-IRD-7-L163 LUBE | LINE 163 - REGREASING | 25 | 21 | 1L - Lubricate | 1106340A | INTERNAL LOG SAW |  |  |  |  | LINEAR BEARING (D.S LEFT SIDE): DRAW ROLLS UNIT | IRD | LUB | GREASING |  |  |  | 168 | 3 |  |  | JDE |  | LUBRICATION | FROM LUBE IT | 11063-LUB-IRD-7-L163 LUBE LINE 163 - REGREASING | 4660446
7398 | 11063-LUB-IRD-7-L163 LUBE | LINE 163 - REGREASING | 25 | 21 | 1L - Lubricate | 1106340A | INTERNAL LOG SAW |  |  |  |  | LINEAR BEARING (D.S RIGHT SIDE): DRAW ROLLS UNIT | IRD | LUB | GREASING |  |  |  | 168 | 3 |  |  | JDE |  | LUBRICATION | FROM LUBE IT | 11063-LUB-IRD-7-L163 LUBE LINE 163 - REGREASING | 4660446
7399 | 11063-LUB-IRD-7-L163 LUBE | LINE 163 - REGREASING | 25 | 21 | 1L - Lubricate | 1106340A | INTERNAL LOG SAW |  |  |  |  | LINEAR BEARING (T.S TROLLEY): GRINGING TROLLEY UNIT | IRD | LUB | GREASING |  |  |  | 56 | 4 |  |  | JDE |  | LUBRICATION | FROM LUBE IT | 11063-LUB-IRD-7-L163 LUBE LINE 163 - REGREASING | 4660446
7400 | 11063-LUB-IRD-7-L163 LUBE | LINE 163 - REGREASING | 25 | 21 | 1L - Lubricate | 1106340A | INTERNAL LOG SAW |  |  |  |  | LINEAR BEARING (D.S TROLLEY): GRINGING TROLLEY UNIT | IRD | LUB | GREASING |  |  |  | 56 | 4 |  |  | JDE |  | LUBRICATION | FROM LUBE IT | 11063-LUB-IRD-7-L163 LUBE LINE 163 - REGREASING | 4660446
7401 | 11063-LUB-IRD-7-L163 LUBE | LINE 163 - REGREASING | 25 | 21 | 1L - Lubricate | 1106340A | INTERNAL LOG SAW |  |  |  |  | LINEAR BEARING (T.S HEIGHT ADJUSTMENT): UPPER BELTS FRAME STRUCTURE | IRD | LUB | GREASING |  |  |  | 56 | 4 |  |  | JDE |  | LUBRICATION | FROM LUBE IT | 11063-LUB-IRD-7-L163 LUBE LINE 163 - REGREASING | 4660446
7402 | 11063-LUB-IRD-7-L163 LUBE | LINE 163 - REGREASING | 25 | 21 | 1L - Lubricate | 1106340A | INTERNAL LOG SAW |  |  |  |  | LINEAR BEARING (D.S HEIGHT ADJUSTMENT): UPPER BELTS FRAME STRUCTURE | IRD | LUB | GREASING |  |  |  | 56 | 4 |  |  | JDE |  | LUBRICATION | FROM LUBE IT | 11063-LUB-IRD-7-L163 LUBE LINE 163 - REGREASING | 4660446
7403 | 11063-LUB-IRD-7-L163 LUBE | LINE 163 - REGREASING | 25 | 21 | 1L - Lubricate | 1106340A | INTERNAL LOG SAW |  |  |  |  | ROLLER RAIL SYSTEM | IRD | LUB | SERVICE |  |  |  | 672 | 30 |  |  | JDE |  | LUBRICATION | FROM LUBE IT | 11063-LUB-IRD-7-L163 LUBE LINE 163 - REGREASING | 4660446
7404 | 11063-LUB-IRD-7-L163 LUBE | LINE 163 - REGREASING | 25 | 21 | 1L - Lubricate | 1106340B | EXTERNAL LOG SAW |  |  |  |  | ROLLER RAIL SYSTEM | IRD | LUB | SERVICE |  |  |  | 672 | 30 |  |  | JDE |  | LUBRICATION | FROM LUBE IT | 11063-LUB-IRD-7-L163 LUBE LINE 163 - REGREASING | 4660446
7405 | 11063-LUB-IRD-7-L163 LUBE | LINE 163 - REGREASING | 25 | 21 | 1L - Lubricate | 1106340B | EXTERNAL LOG SAW |  |  |  |  | LINEAR BEARING (T.S PUSHER PLATE): 6 CHANNELS TROLLEY | IRD | LUB | GREASING |  |  |  | 56 | 4 |  |  | JDE |  | LUBRICATION | FROM LUBE IT | 11063-LUB-IRD-7-L163 LUBE LINE 163 - REGREASING | 4660446
7406 | 11063-LUB-IRD-7-L163 LUBE | LINE 163 - REGREASING | 25 | 21 | 1L - Lubricate | 1106340B | EXTERNAL LOG SAW |  |  |  |  | LINEAR BEARING (D.S PUSHER PLATE): 6 CHANNELS TROLLEY | IRD | LUB | GREASING |  |  |  | 56 | 4 |  |  | JDE |  | LUBRICATION | FROM LUBE IT | 11063-LUB-IRD-7-L163 LUBE LINE 163 - REGREASING | 4660446
7407 | 11063-LUB-IRD-7-L163 LUBE | LINE 163 - REGREASING | 25 | 21 | 1L - Lubricate | 1106340B | EXTERNAL LOG SAW |  |  |  |  | LINEAR BEARING (T.S LEFT SIDE): DRAW ROLLS UNIT | IRD | LUB | GREASING |  |  |  | 168 | 3 |  |  | JDE |  | LUBRICATION | FROM LUBE IT | 11063-LUB-IRD-7-L163 LUBE LINE 163 - REGREASING | 4660446
7408 | 11063-LUB-IRD-7-L163 LUBE | LINE 163 - REGREASING | 25 | 21 | 1L - Lubricate | 1106340B | EXTERNAL LOG SAW |  |  |  |  | LINEAR BEARING (T.S RIGHT SIDE): DRAW ROLLS UNIT | IRD | LUB | GREASING |  |  |  | 168 | 3 |  |  | JDE |  | LUBRICATION | FROM LUBE IT | 11063-LUB-IRD-7-L163 LUBE LINE 163 - REGREASING | 4660446
7409 | 11063-LUB-IRD-7-L163 LUBE | LINE 163 - REGREASING | 25 | 21 | 1L - Lubricate | 1106340B | EXTERNAL LOG SAW |  |  |  |  | LINEAR BEARING (D.S LEFT SIDE): DRAW ROLLS UNIT | IRD | LUB | GREASING |  |  |  | 168 | 3 |  |  | JDE |  | LUBRICATION | FROM LUBE IT | 11063-LUB-IRD-7-L163 LUBE LINE 163 - REGREASING | 4660446
7410 | 11063-LUB-IRD-7-L163 LUBE | LINE 163 - REGREASING | 25 | 21 | 1L - Lubricate | 1106340B | EXTERNAL LOG SAW |  |  |  |  | LINEAR BEARING (D.S RIGHT SIDE): DRAW ROLLS UNIT | IRD | LUB | GREASING |  |  |  | 168 | 3 |  |  | JDE |  | LUBRICATION | FROM LUBE IT | 11063-LUB-IRD-7-L163 LUBE LINE 163 - REGREASING | 4660446
7411 | 11063-LUB-IRD-7-L163 LUBE | LINE 163 - REGREASING | 25 | 21 | 1L - Lubricate | 1106340B | EXTERNAL LOG SAW |  |  |  |  | LINEAR BEARING (T.S TROLLEY): GRINGING TROLLEY UNIT | IRD | LUB | GREASING |  |  |  | 56 | 4 |  |  | JDE |  | LUBRICATION | FROM LUBE IT | 11063-LUB-IRD-7-L163 LUBE LINE 163 - REGREASING | 4660446
7412 | 11063-LUB-IRD-7-L163 LUBE | LINE 163 - REGREASING | 25 | 21 | 1L - Lubricate | 1106340B | EXTERNAL LOG SAW |  |  |  |  | LINEAR BEARING (D.S TROLLEY): GRINGING TROLLEY UNIT | IRD | LUB | GREASING |  |  |  | 56 | 4 |  |  | JDE |  | LUBRICATION | FROM LUBE IT | 11063-LUB-IRD-7-L163 LUBE LINE 163 - REGREASING | 4660446
7413 | 11063-LUB-IRD-7-L163 LUBE | LINE 163 - REGREASING | 25 | 21 | 1L - Lubricate | 1106340B | EXTERNAL LOG SAW |  |  |  |  | LINEAR BEARING (T.S HEIGHT ADJUSTMENT): UPPER BELTS FRAME STRUCTURE | IRD | LUB | GREASING |  |  |  | 56 | 4 |  |  | JDE |  | LUBRICATION | FROM LUBE IT | 11063-LUB-IRD-7-L163 LUBE LINE 163 - REGREASING | 4660446
7414 | 11063-LUB-IRD-7-L163 LUBE | LINE 163 - REGREASING | 25 | 21 | 1L - Lubricate | 1106340B | EXTERNAL LOG SAW |  |  |  |  | LINEAR BEARING (D.S HEIGHT ADJUSTMENT): UPPER BELTS FRAME STRUCTURE | IRD | LUB | GREASING |  |  |  | 56 | 4 |  |  | JDE |  | LUBRICATION | FROM LUBE IT | 11063-LUB-IRD-7-L163 LUBE LINE 163 - REGREASING | 4660446
7415 | 11063-LUB-IRD-7-L163 LUBE | LINE 163 - REGREASING | 25 | 21 | 1L - Lubricate | 1106360A33 | DIVERTER 2 4 |  |  |  |  | LINEAR BEARING: SLIDEWAY UNIT | IRD | LUB | GREASING |  |  |  | 28 | 5 |  |  | JDE |  | LUBRICATION | FROM LUBE IT | 11063-LUB-IRD-7-L163 LUBE LINE 163 - REGREASING | 4660446
7416 | 11063-LUB-IRD-7-L163 LUBE | LINE 163 - REGREASING | 25 | 21 | 1L - Lubricate | 1106360A34 | DIVERTER 2 6 |  |  |  |  | LINEAR BEARING: SLIDEWAY UNIT | IRD | LUB | GREASING |  |  |  | 28 | 20 |  |  | JDE |  | LUBRICATION | FROM LUBE IT | 11063-LUB-IRD-7-L163 LUBE LINE 163 - REGREASING | 4660446
7417 | 11063-LUB-IRD-7-L163 LUBE | LINE 163 - REGREASING | 25 | 21 | 1L - Lubricate | 1106360A32 | C-ELEVATOR |  |  |  |  | SCREW | IRD | LUB | LUBRICATE |  |  |  | 336 | 20 |  |  | JDE |  | LUBRICATION | FROM LUBE IT | 11063-LUB-IRD-7-L163 LUBE LINE 163 - REGREASING | 4660446
7418 | 11063-LUB-IRD-7-L163 LUBE | LINE 163 - REGREASING | 25 | 21 | 1L - Lubricate | 1106360A40 | COMBINER ROLLS 5 2 |  |  |  |  | CHAIN (FLIGHT BAR CONVEYOR): FLIGHT BAR CONVEYOR | IRD | LUB | LUBRICATE |  |  |  | 168 | 30 |  |  | JDE |  | LUBRICATION | FROM LUBE IT | 11063-LUB-IRD-7-L163 LUBE LINE 163 - REGREASING | 4660446
7419 | 11063-LUB-IRD-7-L163 LUBE | LINE 163 - REGREASING | 25 | 21 | 1L - Lubricate | 1106360A32 | C-ELEVATOR |  |  |  |  | LINEAR BEARING | IRD | LUB | GREASING |  |  |  | 336 | 30 |  |  | JDE |  | LUBRICATION | FROM LUBE IT | 11063-LUB-IRD-7-L163 LUBE LINE 163 - REGREASING | 4660446
7420 | 11063-LUB-IRD-7-L163 LUBE | LINE 163 - REGREASING | 25 | 21 | 1L - Lubricate | 1106360A40 | COMBINER ROLLS 5 2 |  |  |  |  | CHAIN (GUIDE ADJUSTMENT UNIT): GUIDE ADJUSTMENT UNIT | IRD | LUB | LUBRICATE |  |  |  | 168 | 30 |  |  | JDE |  | LUBRICATION | FROM LUBE IT | 11063-LUB-IRD-7-L163 LUBE LINE 163 - REGREASING | 4660446
7421 | 11063-LUB-IRD-7-L163 LUBE | LINE 163 - REGREASING | 25 | 21 | 1L - Lubricate | 1106345B | COREWINDER |  |  |  |  | LINEAR BEARING: CORES CUTTING UNIT | IRD | LUB | GREASING |  |  |  | 168 | 4 |  |  | JDE |  | LUBRICATION | FROM LUBE IT | 11063-LUB-IRD-7-L163 LUBE LINE 163 - REGREASING | 4660446
7422 | 11063-LUB-IRD-7-L163 LUBE | LINE 163 - REGREASING | 25 | 21 | 1L - Lubricate | 1106360A30 | S-ELEVATOR 1 |  |  |  |  | LINEAR BEARING | IRD | LUB | GREASING |  |  |  | 336 | 30 |  |  | JDE |  | LUBRICATION | FROM LUBE IT | 11063-LUB-IRD-7-L163 LUBE LINE 163 - REGREASING | 4660446
7423 | 11063-LUB-IRD-7-L163 LUBE | LINE 163 - REGREASING | 25 | 21 | 1L - Lubricate | 1106360A30 | S-ELEVATOR 1 |  |  |  |  | SCREW | IRD | LUB | LUBRICATE |  |  |  | 336 | 20 |  |  | JDE |  | LUBRICATION | FROM LUBE IT | 11063-LUB-IRD-7-L163 LUBE LINE 163 - REGREASING | 4660446
7424 | 11063-LUB-IRD-7-L163 LUBE | LINE 163 - REGREASING | 25 | 21 | 1L - Lubricate | 1106360A51 | S-ELEVATOR 2 |  |  |  |  | LINEAR BEARING | IRD | LUB | GREASING |  |  |  | 336 | 30 |  |  | JDE |  | LUBRICATION | FROM LUBE IT | 11063-LUB-IRD-7-L163 LUBE LINE 163 - REGREASING | 4660446
7425 | 11063-LUB-IRD-7-L163 LUBE | LINE 163 - REGREASING | 25 | 21 | 1L - Lubricate | 1106360A51 | S-ELEVATOR 2 |  |  |  |  | SCREW | IRD | LUB | LUBRICATE |  |  |  | 336 | 20 |  |  | JDE |  | LUBRICATION | FROM LUBE IT | 11063-LUB-IRD-7-L163 LUBE LINE 163 - REGREASING | 4660446
7426 | 11063-LUB-IRD-7-L163 LUBE | LINE 163 - REGREASING | 25 | 21 | 1L - Lubricate | 1106360A31 | S-LOWERING DEVICE 1 |  |  |  |  | LINEAR BEARING | IRD | LUB | GREASING |  |  |  | 336 | 30 |  |  | JDE |  | LUBRICATION | FROM LUBE IT | 11063-LUB-IRD-7-L163 LUBE LINE 163 - REGREASING | 4660446
7427 | 11063-LUB-IRD-7-L163 LUBE | LINE 163 - REGREASING | 25 | 21 | 1L - Lubricate | 1106360A31 | S-LOWERING DEVICE 1 |  |  |  |  | SCREW | IRD | LUB | LUBRICATE |  |  |  | 336 | 20 |  |  | JDE |  | LUBRICATION | FROM LUBE IT | 11063-LUB-IRD-7-L163 LUBE LINE 163 - REGREASING | 4660446
7428 | 11063-LUB-IRD-7-L163 LUBE | LINE 163 - REGREASING | 25 | 21 | 1L - Lubricate | 1106360A52 | S-LOWERING DEVICE 2 |  |  |  |  | LINEAR BEARING | IRD | LUB | GREASING |  |  |  | 336 | 30 |  |  | JDE |  | LUBRICATION | FROM LUBE IT | 11063-LUB-IRD-7-L163 LUBE LINE 163 - REGREASING | 4660446
7429 | 11063-LUB-IRD-7-L163 LUBE | LINE 163 - REGREASING | 25 | 21 | 1L - Lubricate | 1106360A52 | S-LOWERING DEVICE 2 |  |  |  |  | SCREW | IRD | LUB | LUBRICATE |  |  |  | 336 | 20 |  |  | JDE |  | LUBRICATION | FROM LUBE IT | 11063-LUB-IRD-7-L163 LUBE LINE 163 - REGREASING | 4660446
7430 | 11063-LUB-IRD-7-L163 LUBE | LINE 163 - REGREASING | 25 | 21 | 1L - Lubricate | 1106360A53 | S-LOWERING DEVICE 3 |  |  |  |  | LINEAR BEARING | IRD | LUB | GREASING |  |  |  | 336 | 30 |  |  | JDE |  | LUBRICATION | FROM LUBE IT | 11063-LUB-IRD-7-L163 LUBE LINE 163 - REGREASING | 4660446
7431 | 11063-LUB-IRD-7-L163 LUBE | LINE 163 - REGREASING | 25 | 21 | 1L - Lubricate | 1106360A53 | S-LOWERING DEVICE 3 |  |  |  |  | SCREW | IRD | LUB | LUBRICATE |  |  |  | 336 | 20 |  |  | JDE |  | LUBRICATION | FROM LUBE IT | 11063-LUB-IRD-7-L163 LUBE LINE 163 - REGREASING | 4660446
7432 | 11063-LUB-IRD-7-L163 LUBE | LINE 163 - REGREASING | 25 | 21 | 1L - Lubricate | 1106360A54 | S-LOWERING DEVICE 4 |  |  |  |  | LINEAR BEARING | IRD | LUB | GREASING |  |  |  | 336 | 30 |  |  | JDE |  | LUBRICATION | FROM LUBE IT | 11063-LUB-IRD-7-L163 LUBE LINE 163 - REGREASING | 4660446
7433 | 11063-LUB-IRD-7-L163 LUBE | LINE 163 - REGREASING | 25 | 21 | 1L - Lubricate | 1106360A54 | S-LOWERING DEVICE 4 |  |  |  |  | SCREW | IRD | LUB | LUBRICATE |  |  |  | 336 | 20 |  |  | JDE |  | LUBRICATION | FROM LUBE IT | 11063-LUB-IRD-7-L163 LUBE LINE 163 - REGREASING | 4660446
7434 | 11063-LUB-IRD-7-L163 LUBE | LINE 163 - REGREASING | 25 | 21 | 1L - Lubricate | 1106360A55 | S-LOWERING DEVICE 5 |  |  |  |  | LINEAR BEARING | IRD | LUB | GREASING |  |  |  | 336 | 30 |  |  | JDE |  | LUBRICATION | FROM LUBE IT | 11063-LUB-IRD-7-L163 LUBE LINE 163 - REGREASING | 4660446
7435 | 11063-LUB-IRD-7-L163 LUBE | LINE 163 - REGREASING | 25 | 21 | 1L - Lubricate | 1106360A55 | S-LOWERING DEVICE 5 |  |  |  |  | SCREW | IRD | LUB | LUBRICATE |  |  |  | 336 | 20 |  |  | JDE |  | LUBRICATION | FROM LUBE IT | 11063-LUB-IRD-7-L163 LUBE LINE 163 - REGREASING | 4660446
7436 | 11063-LUB-IRD-7-L163 LUBE | LINE 163 - REGREASING | 25 | 21 | 1L - Lubricate | 1106360A56 | S-LOWERING DEVICE 6 |  |  |  |  | LINEAR BEARING | IRD | LUB | GREASING |  |  |  | 336 | 30 |  |  | JDE |  | LUBRICATION | FROM LUBE IT | 11063-LUB-IRD-7-L163 LUBE LINE 163 - REGREASING | 4660446
7437 | 11063-LUB-IRD-7-L163 LUBE | LINE 163 - REGREASING | 25 | 21 | 1L - Lubricate | 1106360A56 | S-LOWERING DEVICE 6 |  |  |  |  | SCREW | IRD | LUB | LUBRICATE |  |  |  | 336 | 20 |  |  | JDE |  | LUBRICATION | FROM LUBE IT | 11063-LUB-IRD-7-L163 LUBE LINE 163 - REGREASING | 4660446
7438 | 11063-LUB-IRD-7-L163 LUBE | LINE 163 - REGREASING | 25 | 21 | 1L - Lubricate | 1106360A34 | DIVERTER 2 6 |  |  |  |  | BEARING | IRD | LUB | GREASING |  |  |  | 28 | 20 |  |  | JDE |  | LUBRICATION | FROM LUBE IT | 11063-LUB-IRD-7-L163 LUBE LINE 163 - REGREASING | 4660446
7439 | 11063-LUB-IRD-7-L163 LUBE | LINE 163 - REGREASING | 25 | 21 | 1L - Lubricate | 1106360A43 | STAR WHEEL |  |  |  |  | BEARING | IRD | LUB | GREASING |  |  |  | 336 | 5 |  |  | JDE |  | LUBRICATION | FROM LUBE IT | 11063-LUB-IRD-7-L163 LUBE LINE 163 - REGREASING | 4660446
7440 | 11063-LUB-IRD-7-L163 LUBE | LINE 163 - REGREASING | 25 | 21 | 1L - Lubricate | 1106360A36 | SORTING UNIT 5 LANE 2 POSITION |  |  |  |  | CHAIN (AUTOLUBER) | IRD | LUB | INSPECT |  |  |  | 28 | 5 |  |  | JDE |  | LUBRICATION | FROM LUBE IT | 11063-LUB-IRD-7-L163 LUBE LINE 163 - REGREASING | 4660446
7441 | 11063-LUB-IRD-7-L163 LUBE | LINE 163 - REGREASING | 25 | 21 | 1L - Lubricate | 1106360A36 | SORTING UNIT 5 LANE 2 POSITION |  |  |  |  | BEARING | IRD | LUB | GREASING |  |  |  | 336 | 20 |  |  | JDE |  | LUBRICATION | FROM LUBE IT | 11063-LUB-IRD-7-L163 LUBE LINE 163 - REGREASING | 4660446
7442 | 11063-LUB-IRD-7-L163 LUBE | LINE 163 - REGREASING | 25 | 21 | 1L - Lubricate | 1106360A36 | SORTING UNIT 5 LANE 2 POSITION |  |  |  |  | CHAIN | IRD | LUB | LUBRICATE |  |  |  | 28 | 60 |  |  | JDE |  | LUBRICATION | FROM LUBE IT | 11063-LUB-IRD-7-L163 LUBE LINE 163 - REGREASING | 4660446
7443 | 11063-LUB-IRD-7-LUBE | LINE 163 - INSPECTION | 20 | 21 | 3 - Obj Inspection | 1106315 | BACKSTAND PLATFORM 2 |  |  |  |  | GEARBOX: UNWIND TURN-TABLE | IRD | LUB | INSPECT |  |  |  | 168 | 30 |  |  | JDE |  | LUBRICATION | FROM LUBE IT | 11063-LUB-IRD-7-LUBE LINE 163 - INSPECTION | 4660447
7444 | 11063-LUB-IRD-7-LUBE | LINE 163 - INSPECTION | 20 | 21 | 3 - Obj Inspection | 1106315 | BACKSTAND PLATFORM 1 |  |  |  |  | HYDRAULIC OIL RESERVOIR | IRD | LUB | CHECK |  |  |  | 7 | 10 |  |  | JDE |  | LUBRICATION | FROM LUBE IT | 11063-LUB-IRD-7-LUBE LINE 163 - INSPECTION | 4660447
7445 | 11063-LUB-IRD-7-LUBE | LINE 163 - INSPECTION | 20 | 21 | 3 - Obj Inspection | 1106315 | BACKSTAND PLATFORM 1 |  |  |  |  | GEARBOX: UNWIND TURN-TABLE | IRD | LUB | INSPECT |  |  |  | 168 | 30 |  |  | JDE |  | LUBRICATION | FROM LUBE IT | 11063-LUB-IRD-7-LUBE LINE 163 - INSPECTION | 4660447
7446 | 11063-LUB-IRD-7-LUBE | LINE 163 - INSPECTION | 20 | 21 | 3 - Obj Inspection | 1106315 | BACKSTAND PLATFORM 1 |  |  |  |  | HYDRAULIC OIL RESERVOIR | IRD | LUB | LEVEL CHK |  |  |  | 14 | 2 |  |  | JDE |  | LUBRICATION | FROM LUBE IT | 11063-LUB-IRD-7-LUBE LINE 163 - INSPECTION | 4660447
7447 | 11063-LUB-IRD-7-LUBE | LINE 163 - INSPECTION | 20 | 21 | 3 - Obj Inspection | 1106315 | BACKSTAND PLATFORM 2 |  |  |  |  | HYDRAULIC OIL RESERVOIR | IRD | LUB | LEVEL CHK |  |  |  | 14 | 2 |  |  | JDE |  | LUBRICATION | FROM LUBE IT | 11063-LUB-IRD-7-LUBE LINE 163 - INSPECTION | 4660447
7448 | 11063-LUB-IRD-7-LUBE | LINE 163 - INSPECTION | 20 | 21 | 3 - Obj Inspection | 1106315 | BACKSTAND PLATFORM 2 |  |  |  |  | HYDRAULIC OIL RESERVOIR | IRD | LUB | CHECK |  |  |  | 7 | 10 |  |  | JDE |  | LUBRICATION | FROM LUBE IT | 11063-LUB-IRD-7-LUBE LINE 163 - INSPECTION | 4660447
7449 | 11063-LUB-IRD-7-LUBE | LINE 163 - INSPECTION | 20 | 21 | 3 - Obj Inspection | 1106350A | DUST COLLECTOR |  |  |  |  | HYDRAULIC UNIT: BRIQUETTING MACHINE | IRD | LUB | LEVEL CHK |  |  |  | 28 | 60 |  |  | JDE |  | LUBRICATION | FROM LUBE IT | 11063-LUB-IRD-7-LUBE LINE 163 - INSPECTION | 4660447
7450 | 11063-LUB-IRD-7-LUBE | LINE 163 - INSPECTION | 20 | 21 | 3 - Obj Inspection | 1106350A | DUST COLLECTOR |  |  |  |  | RESERVOIR (GREASE PUMP): BRIQUETTING MACHINE | IRD | LUB | LEVEL CHK |  |  |  | 28 | 5 |  |  | JDE |  | LUBRICATION | FROM LUBE IT | 11063-LUB-IRD-7-LUBE LINE 163 - INSPECTION | 4660447
7451 | 11063-LUB-IRD-7-LUBE | LINE 163 - INSPECTION | 20 | 21 | 3 - Obj Inspection | 1106350A | DUST COLLECTOR |  |  |  |  | REDUCER: CYCLONE ROTARY VALVE | IRD | LUB | LEVEL CHK |  |  |  | 168 | 10 |  |  | JDE |  | LUBRICATION | FROM LUBE IT | 11063-LUB-IRD-7-LUBE LINE 163 - INSPECTION | 4660447
7452 | 11063-LUB-IRD-7-LUBE | LINE 163 - INSPECTION | 20 | 21 | 3 - Obj Inspection | 1106350A | DUST COLLECTOR |  |  |  |  | OIL TANK: BRIQUETTING MACHINE | IRD | LUB | LEVEL CHK |  |  |  | 28 | 60 |  |  | JDE |  | LUBRICATION | FROM LUBE IT | 11063-LUB-IRD-7-LUBE LINE 163 - INSPECTION | 4660447
7453 | 11063-LUB-IRD-7-LUBE | LINE 163 - INSPECTION | 20 | 21 | 3 - Obj Inspection | 1106315B | EXTERNAL UNWINDER FRONT |  |  |  |  | REDUCER: TROLLEY TRANSMISSION UNIT | IRD | LUB | LEVEL CHK |  |  |  | 168 | 5 |  |  | JDE |  | LUBRICATION | FROM LUBE IT | 11063-LUB-IRD-7-LUBE LINE 163 - INSPECTION | 4660447
7454 | 11063-LUB-IRD-7-LUBE | LINE 163 - INSPECTION | 20 | 21 | 3 - Obj Inspection | 1106315A | EXTERNAL UNWINDER REAR |  |  |  |  | REDUCER: TROLLEY TRANSMISSION UNIT | IRD | LUB | LEVEL CHK |  |  |  | 168 | 5 |  |  | JDE |  | LUBRICATION | FROM LUBE IT | 11063-LUB-IRD-7-LUBE LINE 163 - INSPECTION | 4660447
7455 | 11063-LUB-IRD-7-LUBE | LINE 163 - INSPECTION | 20 | 21 | 3 - Obj Inspection | 1106315C | INTERNAL UNWINDER REAR |  |  |  |  | REDUCER: TROLLEY TRANSMISSION UNIT | IRD | LUB | LEVEL CHK |  |  |  | 168 | 5 |  |  | JDE |  | LUBRICATION | FROM LUBE IT | 11063-LUB-IRD-7-LUBE LINE 163 - INSPECTION | 4660447
7456 | 11063-LUB-IRD-7-LUBE | LINE 163 - INSPECTION | 20 | 21 | 3 - Obj Inspection | 1106315D | INTERNAL UNWINDER FRONT |  |  |  |  | REDUCER: TROLLEY TRANSMISSION UNIT | IRD | LUB | LEVEL CHK |  |  |  | 168 | 5 |  |  | JDE |  | LUBRICATION | FROM LUBE IT | 11063-LUB-IRD-7-LUBE LINE 163 - INSPECTION | 4660447
7457 | 11063-LUB-IRD-7-LUBE | LINE 163 - INSPECTION | 20 | 21 | 3 - Obj Inspection | 1106310A | LINE COMPLETION |  |  |  |  | REDUCER: DRIVEN ROLL | IRD | LUB | LEVEL CHK |  |  |  | 56 | 5 |  |  | JDE |  | LUBRICATION | FROM LUBE IT | 11063-LUB-IRD-7-LUBE LINE 163 - INSPECTION | 4660447
7458 | 11063-LUB-IRD-7-LUBE | LINE 163 - INSPECTION | 20 | 21 | 3 - Obj Inspection | 1106310A | JOI EMBOSSER |  |  |  |  | STEEL ROLL: AUTOMATIC | IRD | LUB | CHECK |  |  |  | 7 | 10 |  |  | JDE |  | LUBRICATION | FROM LUBE IT | 11063-LUB-IRD-7-LUBE LINE 163 - INSPECTION | 4660447
7459 | 11063-LUB-IRD-7-LUBE | LINE 163 - INSPECTION | 20 | 21 | 3 - Obj Inspection | 1106310A | JOI EMBOSSER |  |  |  |  | CIRCULATION SYSTEM | IRD | LUB | CHECK |  |  |  | 7 | 30 |  |  | JDE |  | LUBRICATION | FROM LUBE IT | 11063-LUB-IRD-7-LUBE LINE 163 - INSPECTION | 4660447
7460 | 11063-LUB-IRD-7-LUBE | LINE 163 - INSPECTION | 20 | 21 | 3 - Obj Inspection | 1106310A | JOI EMBOSSER |  |  |  |  | MARRYING ROLL: AUTOMATIC | IRD | LUB | CHECK |  |  |  | 7 | 10 |  |  | JDE |  | LUBRICATION | FROM LUBE IT | 11063-LUB-IRD-7-LUBE LINE 163 - INSPECTION | 4660447
7461 | 11063-LUB-IRD-7-LUBE | LINE 163 - INSPECTION | 20 | 21 | 3 - Obj Inspection | 1106310A | JOI EMBOSSER |  |  |  |  | AUTOMATIC GREASE SYSTEM: AUTOMATIC | IRD | LUB | CHECK |  |  |  | 7 | 10 |  |  | JDE |  | LUBRICATION | FROM LUBE IT | 11063-LUB-IRD-7-LUBE LINE 163 - INSPECTION | 4660447
7462 | 11063-LUB-IRD-7-LUBE | LINE 163 - INSPECTION | 20 | 21 | 3 - Obj Inspection | 1106325A | REWINDER |  |  |  |  | GREASE SYSTEM: AUTOMATIC | IRD | LUB | CHECK |  |  |  | 7 | 10 |  |  | JDE |  | LUBRICATION | FROM LUBE IT | 11063-LUB-IRD-7-LUBE LINE 163 - INSPECTION | 4660447
7463 | 11063-LUB-IRD-7-LUBE | LINE 163 - INSPECTION | 20 | 21 | 3 - Obj Inspection | 1106335C | LOG LOADER |  |  |  |  | CHAIN (LOG CRADLES) | IRD | LUB | LUBRICATE |  |  |  | 14 | 30 |  |  | JDE |  | LUBRICATION | FROM LUBE IT | 11063-LUB-IRD-7-LUBE LINE 163 - INSPECTION | 4660447
7464 | 11063-LUB-IRD-7-LUBE | LINE 163 - INSPECTION | 20 | 21 | 3 - Obj Inspection | 1106335C | LOG LOADER |  |  |  |  | CHAIN (PRELOADING 5CHANNELS): PRE LOADING CHANNELS UNIT | IRD | LUB | LUBRICATE |  |  |  | 14 | 30 |  |  | JDE |  | LUBRICATION | FROM LUBE IT | 11063-LUB-IRD-7-LUBE LINE 163 - INSPECTION | 4660447
7465 | 11063-LUB-IRD-7-LUBE | LINE 163 - INSPECTION | 20 | 21 | 3 - Obj Inspection | 1106335C | LOG LOADER |  |  |  |  | CHAIN (PRELOADING 4CHANNELS): PRELOADING CHANNELS | IRD | LUB | LUBRICATE |  |  |  | 14 | 30 |  |  | JDE |  | LUBRICATION | FROM LUBE IT | 11063-LUB-IRD-7-LUBE LINE 163 - INSPECTION | 4660447
7466 | 11063-LUB-IRD-7-LUBE | LINE 163 - INSPECTION | 20 | 21 | 3 - Obj Inspection | 1106335C | LOG LOADER |  |  |  |  | AUTOMATIC OIL SYSTEM: 6 GRAMS | IRD | LUB | CHECK |  |  |  | 7 | 10 |  |  | JDE |  | LUBRICATION | FROM LUBE IT | 11063-LUB-IRD-7-LUBE LINE 163 - INSPECTION | 4660447
7467 | 11063-LUB-IRD-7-LUBE | LINE 163 - INSPECTION | 20 | 21 | 3 - Obj Inspection | 1106335A | LOG ACCUMULATOR |  |  |  |  | PUMP: LUBRICATION UNIT | IRD | LUB | LEVEL CHK |  |  |  | 7 | 20 |  |  | JDE |  | LUBRICATION | FROM LUBE IT | 11063-LUB-IRD-7-LUBE LINE 163 - INSPECTION | 4660447
7468 | 11063-LUB-IRD-7-LUBE | LINE 163 - INSPECTION | 20 | 21 | 3 - Obj Inspection | 1106335A | LOG ACCUMULATOR |  |  |  |  | RESERVOIR: LUBRICATION UNIT | IRD | LUB | LEVEL CHK |  |  |  | 7 | 20 |  |  | JDE |  | LUBRICATION | FROM LUBE IT | 11063-LUB-IRD-7-LUBE LINE 163 - INSPECTION | 4660447
7469 | 11063-LUB-IRD-7-LUBE | LINE 163 - INSPECTION | 20 | 21 | 3 - Obj Inspection | 1106335A | LOG ACCUMULATOR |  |  |  |  | AUTOMATIC OIL SYSTEM: AUTOMATIC | IRD | LUB | CHECK |  |  |  | 7 | 10 |  |  | JDE |  | LUBRICATION | FROM LUBE IT | 11063-LUB-IRD-7-LUBE LINE 163 - INSPECTION | 4660447
7470 | 11063-LUB-IRD-7-LUBE | LINE 163 - INSPECTION | 20 | 21 | 3 - Obj Inspection | 1106340A | INTERNAL LOG SAW |  |  |  |  | REDUCER (T.S BLADEDRIVE): MOTOR UNIT | IRD | LUB | LEVEL CHK |  |  |  | 56 | 5 |  |  | JDE |  | LUBRICATION | FROM LUBE IT | 11063-LUB-IRD-7-LUBE LINE 163 - INSPECTION | 4660447
7471 | 11063-LUB-IRD-7-LUBE | LINE 163 - INSPECTION | 20 | 21 | 3 - Obj Inspection | 1106340A | INTERNAL LOG SAW |  |  |  |  | REDUCER (D.S BLADEDRIVE): MOTOR UNIT | IRD | LUB | LEVEL CHK |  |  |  | 56 | 5 |  |  | JDE |  | LUBRICATION | FROM LUBE IT | 11063-LUB-IRD-7-LUBE LINE 163 - INSPECTION | 4660447
7472 | 11063-LUB-IRD-7-LUBE | LINE 163 - INSPECTION | 20 | 21 | 3 - Obj Inspection | 1106340A | INTERNAL LOG SAW |  |  |  |  | REDUCER (T.S): ROLLS EXIT CHANNELS UNIT | IRD | LUB | LEVEL CHK |  |  |  | 56 | 5 |  |  | JDE |  | LUBRICATION | FROM LUBE IT | 11063-LUB-IRD-7-LUBE LINE 163 - INSPECTION | 4660447
7473 | 11063-LUB-IRD-7-LUBE | LINE 163 - INSPECTION | 20 | 21 | 3 - Obj Inspection | 1106340A | INTERNAL LOG SAW |  |  |  |  | REDUCER (D.S): ROLLS EXIT CHANNELS UNIT | IRD | LUB | LEVEL CHK |  |  |  | 56 | 5 |  |  | JDE |  | LUBRICATION | FROM LUBE IT | 11063-LUB-IRD-7-LUBE LINE 163 - INSPECTION | 4660447
7474 | 11063-LUB-IRD-7-LUBE | LINE 163 - INSPECTION | 20 | 21 | 3 - Obj Inspection | 1106340A | INTERNAL LOG SAW |  |  |  |  | AUTOMATIC OIL SYSTEM: AUTOMATIC | IRD | LUB | CHECK |  |  |  | 7 | 10 |  |  | JDE |  | LUBRICATION | FROM LUBE IT | 11063-LUB-IRD-7-LUBE LINE 163 - INSPECTION | 4660447
7475 | 11063-LUB-IRD-7-LUBE | LINE 163 - INSPECTION | 20 | 21 | 3 - Obj Inspection | 1106340B | EXTERNAL LOG SAW |  |  |  |  | AUTOMATIC OIL SYSTEM: AUTOMATIC | IRD | LUB | CHECK |  |  |  | 7 | 10 |  |  | JDE |  | LUBRICATION | FROM LUBE IT | 11063-LUB-IRD-7-LUBE LINE 163 - INSPECTION | 4660447
7476 | 11063-LUB-IRD-7-LUBE | LINE 163 - INSPECTION | 20 | 21 | 3 - Obj Inspection | 1106340B | EXTERNAL LOG SAW |  |  |  |  | REDUCER (T.S BLADEDRIVE): MOTOR UNIT | IRD | LUB | LEVEL CHK |  |  |  | 56 | 5 |  |  | JDE |  | LUBRICATION | FROM LUBE IT | 11063-LUB-IRD-7-LUBE LINE 163 - INSPECTION | 4660447
7477 | 11063-LUB-IRD-7-LUBE | LINE 163 - INSPECTION | 20 | 21 | 3 - Obj Inspection | 1106340B | EXTERNAL LOG SAW |  |  |  |  | REDUCER (D.S BLADEDRIVE): MOTOR UNIT | IRD | LUB | LEVEL CHK |  |  |  | 56 | 5 |  |  | JDE |  | LUBRICATION | FROM LUBE IT | 11063-LUB-IRD-7-LUBE LINE 163 - INSPECTION | 4660447
7478 | 11063-LUB-IRD-7-LUBE | LINE 163 - INSPECTION | 20 | 21 | 3 - Obj Inspection | 1106340B | EXTERNAL LOG SAW |  |  |  |  | REDUCER (T.S): ROLLS EXIT CHANNELS UNIT | IRD | LUB | LEVEL CHK |  |  |  | 56 | 5 |  |  | JDE |  | LUBRICATION | FROM LUBE IT | 11063-LUB-IRD-7-LUBE LINE 163 - INSPECTION | 4660447
7479 | 11063-LUB-IRD-7-LUBE | LINE 163 - INSPECTION | 20 | 21 | 3 - Obj Inspection | 1106340B | EXTERNAL LOG SAW |  |  |  |  | REDUCER (D.S): ROLLS EXIT CHANNELS UNIT | IRD | LUB | LEVEL CHK |  |  |  | 56 | 5 |  |  | JDE |  | LUBRICATION | FROM LUBE IT | 11063-LUB-IRD-7-LUBE LINE 163 - INSPECTION | 4660447
7480 | 11063-LUB-IRD-7-LUBE | LINE 163 - INSPECTION | 20 | 21 | 3 - Obj Inspection | 1106380AAI | PALLETIZER TABLE |  |  |  |  | HYDRAULIC UNIT | IRD | LUB | CHECK |  |  |  | 7 | 10 |  |  | JDE |  | LUBRICATION | FROM LUBE IT | 11063-LUB-IRD-7-LUBE LINE 163 - INSPECTION | 4660447
7481 | 11063-LUB-IRD-7-LUBE | LINE 163 - INSPECTION | 20 | 21 | 3 - Obj Inspection | 1106380AAI | INTER LAYER |  |  |  |  | HYDRAULIC UNIT | IRD | LUB | CHECK |  |  |  | 7 | 10 |  |  | JDE |  | LUBRICATION | FROM LUBE IT | 11063-LUB-IRD-7-LUBE LINE 163 - INSPECTION | 4660447
7482 | 11064-LUB-DD-28-LUBE | LINE 164 - OIL CHANGE | 20 | 21 | 1L - Lubricate | 1106415 | BACKSTAND PLATFORM 2 |  |  |  |  | GEARBOX: UNWIND TURN-TABLE | DD | LUB | OIL CHANGE |  |  |  | 672 | 120 |  |  | JDE |  | LUBRICATION | FROM LUBE IT | 11064-LUB-DD-28-LUBE LINE 164 - OIL CHANGE | 4660448
7483 | 11064-LUB-DD-28-LUBE | LINE 164 - OIL CHANGE | 20 | 21 | 1L - Lubricate | 1106415 | BACKSTAND PLATFORM 2 |  |  |  |  | HYDRAULIC OIL RESERVOIR | DD | LUB | OIL CHANGE |  |  |  | 672 | 5 |  |  | JDE |  | LUBRICATION | FROM LUBE IT | 11064-LUB-DD-28-LUBE LINE 164 - OIL CHANGE | 4660448
7484 | 11064-LUB-DD-28-LUBE | LINE 164 - OIL CHANGE | 20 | 21 | 1L - Lubricate | 1106415 | BACKSTAND PLATFORM 1 |  |  |  |  | GEARBOX: UNWIND TURN-TABLE | DD | LUB | OIL CHANGE |  |  |  | 672 | 120 |  |  | JDE |  | LUBRICATION | FROM LUBE IT | 11064-LUB-DD-28-LUBE LINE 164 - OIL CHANGE | 4660448
7485 | 11064-LUB-DD-28-LUBE | LINE 164 - OIL CHANGE | 20 | 21 | 1L - Lubricate | 1106415 | BACKSTAND PLATFORM 1 |  |  |  |  | HYDRAULIC OIL RESERVOIR | DD | LUB | OIL CHANGE |  |  |  | 672 | 60 |  |  | JDE |  | LUBRICATION | FROM LUBE IT | 11064-LUB-DD-28-LUBE LINE 164 - OIL CHANGE | 4660448
7486 | 11064-LUB-DD-28-LUBE | LINE 164 - OIL CHANGE | 20 | 21 | 1L - Lubricate | 1106415 | BACKSTAND PLATFORM 2 |  |  |  |  | HYDRAULIC OIL RESERVOIR | DD | LUB | OIL CHANGE |  |  |  | 672 | 60 |  |  | JDE |  | LUBRICATION | FROM LUBE IT | 11064-LUB-DD-28-LUBE LINE 164 - OIL CHANGE | 4660448
7487 | 11064-LUB-DD-28-LUBE | LINE 164 - OIL CHANGE | 20 | 21 | 1L - Lubricate | 1106450A | DUST COLLECTOR |  |  |  |  | HYDRAULIC UNIT: BRIQUETTING MACHINE | DD | LUB | OIL CHANGE |  |  |  | 672 | 480 |  |  | JDE |  | LUBRICATION | FROM LUBE IT | 11064-LUB-DD-28-LUBE LINE 164 - OIL CHANGE | 4660448
7488 | 11064-LUB-DD-28-LUBE | LINE 164 - OIL CHANGE | 20 | 21 | 1L - Lubricate | 1106450A | DUST COLLECTOR |  |  |  |  | OIL TANK: BRIQUETTING MACHINE | DD | LUB | OIL CHANGE |  |  |  | 672 | 480 |  |  | JDE |  | LUBRICATION | FROM LUBE IT | 11064-LUB-DD-28-LUBE LINE 164 - OIL CHANGE | 4660448
7489 | 11064-LUB-DD-28-LUBE | LINE 164 - OIL CHANGE | 20 | 21 | 1L - Lubricate | 1106450A | BRIQUETTING MACHINE |  |  |  |  | REDUCER - SMALL | DD | LUB | OIL CHANGE |  |  |  | 252 | 10 |  |  | JDE |  | LUBRICATION | FROM LUBE IT | 11064-LUB-DD-28-LUBE LINE 164 - OIL CHANGE | 4660448
7490 | 11064-LUB-DD-28-LUBE | LINE 164 - OIL CHANGE | 20 | 21 | 1L - Lubricate | 1106450A | BRIQUETTING MACHINE |  |  |  |  | REDUCER - LARGE | DD | LUB | OIL CHANGE |  |  |  | 252 | 10 |  |  | JDE |  | LUBRICATION | FROM LUBE IT | 11064-LUB-DD-28-LUBE LINE 164 - OIL CHANGE | 4660448
7491 | 11064-LUB-DD-28-LUBE | LINE 164 - OIL CHANGE | 20 | 21 | 1L - Lubricate | 1106415B | SCRUBBER PUMP |  |  |  |  | REDUCER | DD | LUB | OIL CHANGE |  |  |  | 112 | 10 |  |  | JDE |  | LUBRICATION | FROM LUBE IT | 11064-LUB-DD-28-LUBE LINE 164 - OIL CHANGE | 4660448
7492 | 11064-LUB-DD-28-LUBE | LINE 164 - OIL CHANGE | 20 | 21 | 1L - Lubricate | 1106415B | EXTERNAL UNWINDER FRONT |  |  |  |  | REDUCER: TROLLEY TRANSMISSION UNIT | DD | LUB | OIL CHANGE |  |  |  | 672 | 60 |  |  | JDE |  | LUBRICATION | FROM LUBE IT | 11064-LUB-DD-28-LUBE LINE 164 - OIL CHANGE | 4660448
7493 | 11064-LUB-DD-28-LUBE | LINE 164 - OIL CHANGE | 20 | 21 | 1L - Lubricate | 1106415A | EXTERNAL UNWINDER REAR |  |  |  |  | REDUCER: TROLLEY TRANSMISSION UNIT | DD | LUB | OIL CHANGE |  |  |  | 672 | 60 |  |  | JDE |  | LUBRICATION | FROM LUBE IT | 11064-LUB-DD-28-LUBE LINE 164 - OIL CHANGE | 4660448
7494 | 11064-LUB-DD-28-LUBE | LINE 164 - OIL CHANGE | 20 | 21 | 1L - Lubricate | 1106415C | INTERNAL UNWINDER REAR |  |  |  |  | REDUCER: TROLLEY TRANSMISSION UNIT | DD | LUB | OIL CHANGE |  |  |  | 672 | 60 |  |  | JDE |  | LUBRICATION | FROM LUBE IT | 11064-LUB-DD-28-LUBE LINE 164 - OIL CHANGE | 4660448
7495 | 11064-LUB-DD-28-LUBE | LINE 164 - OIL CHANGE | 20 | 21 | 1L - Lubricate | 1106415D | INTERNAL UNWINDER FRONT |  |  |  |  | REDUCER: TROLLEY TRANSMISSION UNIT | DD | LUB | OIL CHANGE |  |  |  | 672 | 60 |  |  | JDE |  | LUBRICATION | FROM LUBE IT | 11064-LUB-DD-28-LUBE LINE 164 - OIL CHANGE | 4660448
7496 | 11064-LUB-DD-28-LUBE | LINE 164 - OIL CHANGE | 20 | 21 | 1L - Lubricate | 1106435C | LOG LOADER |  |  |  |  | AUTOMATIC OIL SYSTEM: 6 GRAMS | DD | LUB | OIL CHANGE |  |  |  | 28 | 30 |  |  | JDE |  | LUBRICATION | FROM LUBE IT | 11064-LUB-DD-28-LUBE LINE 164 - OIL CHANGE | 4660448
7497 | 11064-LUB-DD-28-LUBE | LINE 164 - OIL CHANGE | 20 | 21 | 1L - Lubricate | 1106420A | JOI EMBOSSER |  |  |  |  | STEEL ROLL: AUTOMATIC | DD | LUB | OIL CHANGE |  |  |  | 28 |  |  |  | JDE |  | LUBRICATION | FROM LUBE IT | 11064-LUB-DD-28-LUBE LINE 164 - OIL CHANGE | 4660448
7498 | 11064-LUB-DD-28-LUBE | LINE 164 - OIL CHANGE | 20 | 21 | 1L - Lubricate | 1106420A | JOI EMBOSSER |  |  |  |  | MARRYING ROLL: AUTOMATIC | DD | LUB | OIL CHANGE |  |  |  | 168 |  |  |  | JDE |  | LUBRICATION | FROM LUBE IT | 11064-LUB-DD-28-LUBE LINE 164 - OIL CHANGE | 4660448
7499 | 11064-LUB-DD-28-LUBE | LINE 164 - OIL CHANGE | 20 | 21 | 1L - Lubricate | 1106435A | LOG ACCUMULATOR |  |  |  |  | AUTOMATIC OIL SYSTEM: AUTOMATIC | DD | LUB | OIL CHANGE |  |  |  | 28 | 30 |  |  | JDE |  | LUBRICATION | FROM LUBE IT | 11064-LUB-DD-28-LUBE LINE 164 - OIL CHANGE | 4660448
7500 | 11064-LUB-DD-28-LUBE | LINE 164 - OIL CHANGE | 20 | 21 | 1L - Lubricate | 1106440A | INTERNAL LOG SAW |  |  |  |  | REDUCER (T.S BLADEDRIVE): MOTOR UNIT | DD | LUB | OIL CHANGE |  |  |  | 336 | 60 |  |  | JDE |  | LUBRICATION | FROM LUBE IT | 11064-LUB-DD-28-LUBE LINE 164 - OIL CHANGE | 4660448
7501 | 11064-LUB-DD-28-LUBE | LINE 164 - OIL CHANGE | 20 | 21 | 1L - Lubricate | 1106440A | INTERNAL LOG SAW |  |  |  |  | REDUCER (D.S BLADEDRIVE): MOTOR UNIT | DD | LUB | OIL CHANGE |  |  |  | 336 | 60 |  |  | JDE |  | LUBRICATION | FROM LUBE IT | 11064-LUB-DD-28-LUBE LINE 164 - OIL CHANGE | 4660448
7502 | 11064-LUB-DD-28-LUBE | LINE 164 - OIL CHANGE | 20 | 21 | 1L - Lubricate | 1106440A | INTERNAL LOG SAW |  |  |  |  | AUTOMATIC OIL SYSTEM: AUTOMATIC | DD | LUB | OIL CHANGE |  |  |  | 28 |  |  |  | JDE |  | LUBRICATION | FROM LUBE IT | 11064-LUB-DD-28-LUBE LINE 164 - OIL CHANGE | 4660448
7503 | 11064-LUB-IRD-7-L164 LUBE | LINE 164 - REGREASING | 25 | 21 | 1L - Lubricate | 1106415 | BACKSTAND PLATFORM 1 |  |  |  |  | THRUST BEARING:UNWIND TURN-TABLE | IRD | LUB | INSPECT |  |  |  | 84 | 30 |  |  | JDE |  | LUBRICATION | FROM LUBE IT | 11064-LUB-IRD-7-L164 LUBE LINE 164 - REGREASING | 4660449
7504 | 11064-LUB-IRD-7-L164 LUBE | LINE 164 - REGREASING | 25 | 21 | 1L - Lubricate | 1106415 | BACKSTAND PLATFORM 1 |  |  |  |  | THRUST BEARING:UNWIND TURN-TABLE | IRD | LUB | SERVICE |  |  |  | 168 | 30 |  |  | JDE |  | LUBRICATION | FROM LUBE IT | 11064-LUB-IRD-7-L164 LUBE LINE 164 - REGREASING | 4660449
7505 | 11064-LUB-IRD-7-L164 LUBE | LINE 164 - REGREASING | 25 | 21 | 1L - Lubricate | 1106415 | BACKSTAND PLATFORM 2 |  |  |  |  | THRUST BEARING:UNWIND TURN-TABLE | IRD | LUB | INSPECT |  |  |  | 84 | 30 |  |  | JDE |  | LUBRICATION | FROM LUBE IT | 11064-LUB-IRD-7-L164 LUBE LINE 164 - REGREASING | 4660449
7506 | 11064-LUB-IRD-7-L164 LUBE | LINE 164 - REGREASING | 25 | 21 | 1L - Lubricate | 1106415 | BACKSTAND PLATFORM 2 |  |  |  |  | THRUST BEARING:UNWIND TURN-TABLE | IRD | LUB | SERVICE |  |  |  | 168 | 30 |  |  | JDE |  | LUBRICATION | FROM LUBE IT | 11064-LUB-IRD-7-L164 LUBE LINE 164 - REGREASING | 4660449
7507 | 11064-LUB-IRD-7-L164 LUBE | LINE 164 - REGREASING | 25 | 21 | 1L - Lubricate | 1106445A | CORE FORMER (BOTTOM) |  |  |  |  | CHAIN (LOADING) | IRD | LUB | LUBRICATE |  |  |  | 168 | 30 |  |  | JDE |  | LUBRICATION | FROM LUBE IT | 11064-LUB-IRD-7-L164 LUBE LINE 164 - REGREASING | 4660449
7508 | 11064-LUB-IRD-7-L164 LUBE | LINE 164 - REGREASING | 25 | 21 | 1L - Lubricate | 1106445A | CORE FORMER (BOTTOM) |  |  |  |  | CHAIN (UNLOADING) | IRD | LUB | LUBRICATE |  |  |  | 168 | 30 |  |  | JDE |  | LUBRICATION | FROM LUBE IT | 11064-LUB-IRD-7-L164 LUBE LINE 164 - REGREASING | 4660449
7509 | 11064-LUB-IRD-7-L164 LUBE | LINE 164 - REGREASING | 25 | 21 | 1L - Lubricate | 1106445A | CORE FORMER (BOTTOM) |  |  |  |  | BEARING | IRD | LUB | GREASING |  |  |  | 168 | 30 |  |  | JDE |  | LUBRICATION | FROM LUBE IT | 11064-LUB-IRD-7-L164 LUBE LINE 164 - REGREASING | 4660449
7510 | 11064-LUB-IRD-7-L164 LUBE | LINE 164 - REGREASING | 25 | 21 | 1L - Lubricate | 1106445A | CORE FORMER (BOTTOM) |  |  |  |  | CUTTER | IRD | LUB | SERVICE |  |  |  | 168 |  |  |  | JDE |  | LUBRICATION | FROM LUBE IT | 11064-LUB-IRD-7-L164 LUBE LINE 164 - REGREASING | 4660449
7511 | 11064-LUB-IRD-7-L164 LUBE | LINE 164 - REGREASING | 25 | 21 | 1L - Lubricate | 1106445A | CORE FORMER (TOP) |  |  |  |  | CUTTER | IRD | LUB | SERVICE |  |  |  | 168 |  |  |  | JDE |  | LUBRICATION | FROM LUBE IT | 11064-LUB-IRD-7-L164 LUBE LINE 164 - REGREASING | 4660449
7512 | 11064-LUB-IRD-7-L164 LUBE | LINE 164 - REGREASING | 25 | 21 | 1L - Lubricate | 1106445A | CORE FORMER (TOP) |  |  |  |  | BEARING | IRD | LUB | LUBRICATE |  |  |  | 168 | 30 |  |  | JDE |  | LUBRICATION | FROM LUBE IT | 11064-LUB-IRD-7-L164 LUBE LINE 164 - REGREASING | 4660449
7513 | 11064-LUB-IRD-7-L164 LUBE | LINE 164 - REGREASING | 25 | 21 | 1L - Lubricate | 1106445A | CORE FORMER (TOP) |  |  |  |  | CHAIN (LOADING) | IRD | LUB | LUBRICATE |  |  |  | 168 | 30 |  |  | JDE |  | LUBRICATION | FROM LUBE IT | 11064-LUB-IRD-7-L164 LUBE LINE 164 - REGREASING | 4660449
7514 | 11064-LUB-IRD-7-L164 LUBE | LINE 164 - REGREASING | 25 | 21 | 1L - Lubricate | 1106445A | CORE FORMER (TOP) |  |  |  |  | CHAIN (UNLOADING) | IRD | LUB | LUBRICATE |  |  |  | 168 | 30 |  |  | JDE |  | LUBRICATION | FROM LUBE IT | 11064-LUB-IRD-7-L164 LUBE LINE 164 - REGREASING | 4660449
7515 | 11064-LUB-IRD-7-L164 LUBE | LINE 164 - REGREASING | 25 | 21 | 1L - Lubricate | 1106415B | EXTERNAL UNWINDER FRONT |  |  |  |  | BEARING (MOTOR): AC MOTOR | IRD | LUB | GREASING |  |  |  | 168 | 5 |  |  | JDE |  | LUBRICATION | FROM LUBE IT | 11064-LUB-IRD-7-L164 LUBE LINE 164 - REGREASING | 4660449
7516 | 11064-LUB-IRD-7-L164 LUBE | LINE 164 - REGREASING | 25 | 21 | 1L - Lubricate | 1106415B | EXTERNAL UNWINDER FRONT |  |  |  |  | BEARING: CHUCK UNIT 490 | IRD | LUB | GREASING |  |  |  | 168 | 5 |  |  | JDE |  | LUBRICATION | FROM LUBE IT | 11064-LUB-IRD-7-L164 LUBE LINE 164 - REGREASING | 4660449
7517 | 11064-LUB-IRD-7-L164 LUBE | LINE 164 - REGREASING | 25 | 21 | 1L - Lubricate | 1106415B | EXTERNAL UNWINDER FRONT |  |  |  |  | REDUCER: TROLLEY TRANSMISSION UNIT | IRD | LUB | GREASING |  |  |  | 672 | 5 |  |  | JDE |  | LUBRICATION | FROM LUBE IT | 11064-LUB-IRD-7-L164 LUBE LINE 164 - REGREASING | 4660449
7518 | 11064-LUB-IRD-7-L164 LUBE | LINE 164 - REGREASING | 25 | 21 | 1L - Lubricate | 1106415B | EXTERNAL UNWINDER FRONT |  |  |  |  | CORE CHUCKS | IRD | LUB | SERVICE |  |  |  | 168 |  |  |  | JDE |  | LUBRICATION | FROM LUBE IT | 11064-LUB-IRD-7-L164 LUBE LINE 164 - REGREASING | 4660449
7519 | 11064-LUB-IRD-7-L164 LUBE | LINE 164 - REGREASING | 25 | 21 | 1L - Lubricate | 1106415B | EXTERNAL UNWINDER FRONT |  |  |  |  | SUPPORT | IRD | LUB | SERVICE |  |  |  | 336 |  |  |  | JDE |  | LUBRICATION | FROM LUBE IT | 11064-LUB-IRD-7-L164 LUBE LINE 164 - REGREASING | 4660449
7520 | 11064-LUB-IRD-7-L164 LUBE | LINE 164 - REGREASING | 25 | 21 | 1L - Lubricate | 1106415A | EXTERNAL UNWINDER REAR |  |  |  |  | SUPPORT | IRD | LUB | SERVICE |  |  |  | 336 |  |  |  | JDE |  | LUBRICATION | FROM LUBE IT | 11064-LUB-IRD-7-L164 LUBE LINE 164 - REGREASING | 4660449
7521 | 11064-LUB-IRD-7-L164 LUBE | LINE 164 - REGREASING | 25 | 21 | 1L - Lubricate | 1106415A | EXTERNAL UNWINDER REAR |  |  |  |  | CORE CHUCKS | IRD | LUB | SERVICE |  |  |  | 168 |  |  |  | JDE |  | LUBRICATION | FROM LUBE IT | 11064-LUB-IRD-7-L164 LUBE LINE 164 - REGREASING | 4660449
7522 | 11064-LUB-IRD-7-L164 LUBE | LINE 164 - REGREASING | 25 | 21 | 1L - Lubricate | 1106415A | EXTERNAL UNWINDER REAR |  |  |  |  | BEARING (MOTOR): AC MOTOR | IRD | LUB | GREASING |  |  |  | 168 | 5 |  |  | JDE |  | LUBRICATION | FROM LUBE IT | 11064-LUB-IRD-7-L164 LUBE LINE 164 - REGREASING | 4660449
7523 | 11064-LUB-IRD-7-L164 LUBE | LINE 164 - REGREASING | 25 | 21 | 1L - Lubricate | 1106415A | EXTERNAL UNWINDER REAR |  |  |  |  | BEARING: CHUCK UNIT 490 | IRD | LUB | GREASING |  |  |  | 168 | 5 |  |  | JDE |  | LUBRICATION | FROM LUBE IT | 11064-LUB-IRD-7-L164 LUBE LINE 164 - REGREASING | 4660449
7524 | 11064-LUB-IRD-7-L164 LUBE | LINE 164 - REGREASING | 25 | 21 | 1L - Lubricate | 1106415A | EXTERNAL UNWINDER REAR |  |  |  |  | REDUCER: TROLLEY TRANSMISSION UNIT | IRD | LUB | GREASING |  |  |  | 672 | 5 |  |  | JDE |  | LUBRICATION | FROM LUBE IT | 11064-LUB-IRD-7-L164 LUBE LINE 164 - REGREASING | 4660449
7525 | 11064-LUB-IRD-7-L164 LUBE | LINE 164 - REGREASING | 25 | 21 | 1L - Lubricate | 1106415C | INTERNAL UNWINDER REAR |  |  |  |  | BEARING (MOTOR): AC MOTOR | IRD | LUB | GREASING |  |  |  | 168 | 5 |  |  | JDE |  | LUBRICATION | FROM LUBE IT | 11064-LUB-IRD-7-L164 LUBE LINE 164 - REGREASING | 4660449
7526 | 11064-LUB-IRD-7-L164 LUBE | LINE 164 - REGREASING | 25 | 21 | 1L - Lubricate | 1106415C | INTERNAL UNWINDER REAR |  |  |  |  | BEARING: CHUCK UNIT 490 | IRD | LUB | GREASING |  |  |  | 168 | 5 |  |  | JDE |  | LUBRICATION | FROM LUBE IT | 11064-LUB-IRD-7-L164 LUBE LINE 164 - REGREASING | 4660449
7527 | 11064-LUB-IRD-7-L164 LUBE | LINE 164 - REGREASING | 25 | 21 | 1L - Lubricate | 1106415C | INTERNAL UNWINDER REAR |  |  |  |  | REDUCER: TROLLEY TRANSMISSION UNIT | IRD | LUB | GREASING |  |  |  | 672 | 5 |  |  | JDE |  | LUBRICATION | FROM LUBE IT | 11064-LUB-IRD-7-L164 LUBE LINE 164 - REGREASING | 4660449
7528 | 11064-LUB-IRD-7-L164 LUBE | LINE 164 - REGREASING | 25 | 21 | 1L - Lubricate | 1106415C | INTERNAL UNWINDER REAR |  |  |  |  | CORE CHUCKS | IRD | LUB | SERVICE |  |  |  | 168 |  |  |  | JDE |  | LUBRICATION | FROM LUBE IT | 11064-LUB-IRD-7-L164 LUBE LINE 164 - REGREASING | 4660449
7529 | 11064-LUB-IRD-7-L164 LUBE | LINE 164 - REGREASING | 25 | 21 | 1L - Lubricate | 1106415C | INTERNAL UNWINDER REAR |  |  |  |  | SUPPORT | IRD | LUB | SERVICE |  |  |  | 336 |  |  |  | JDE |  | LUBRICATION | FROM LUBE IT | 11064-LUB-IRD-7-L164 LUBE LINE 164 - REGREASING | 4660449
7530 | 11064-LUB-IRD-7-L164 LUBE | LINE 164 - REGREASING | 25 | 21 | 1L - Lubricate | 1106415D | INTERNAL UNWINDER FRONT |  |  |  |  | CORE CHUCKS | IRD | LUB | SERVICE |  |  |  | 168 |  |  |  | JDE |  | LUBRICATION | FROM LUBE IT | 11064-LUB-IRD-7-L164 LUBE LINE 164 - REGREASING | 4660449
7531 | 11064-LUB-IRD-7-L164 LUBE | LINE 164 - REGREASING | 25 | 21 | 1L - Lubricate | 1106415D | INTERNAL UNWINDER FRONT |  |  |  |  | SUPPORT | IRD | LUB | SERVICE |  |  |  | 336 |  |  |  | JDE |  | LUBRICATION | FROM LUBE IT | 11064-LUB-IRD-7-L164 LUBE LINE 164 - REGREASING | 4660449
7532 | 11064-LUB-IRD-7-L164 LUBE | LINE 164 - REGREASING | 25 | 21 | 1L - Lubricate | 1106415D | INTERNAL UNWINDER FRONT |  |  |  |  | BEARING (MOTOR): AC MOTOR | IRD | LUB | GREASING |  |  |  | 168 | 5 |  |  | JDE |  | LUBRICATION | FROM LUBE IT | 11064-LUB-IRD-7-L164 LUBE LINE 164 - REGREASING | 4660449
7533 | 11064-LUB-IRD-7-L164 LUBE | LINE 164 - REGREASING | 25 | 21 | 1L - Lubricate | 1106415D | INTERNAL UNWINDER FRONT |  |  |  |  | BEARING: CHUCK UNIT 490 | IRD | LUB | GREASING |  |  |  | 168 | 5 |  |  | JDE |  | LUBRICATION | FROM LUBE IT | 11064-LUB-IRD-7-L164 LUBE LINE 164 - REGREASING | 4660449
7534 | 11064-LUB-IRD-7-L164 LUBE | LINE 164 - REGREASING | 25 | 21 | 1L - Lubricate | 1106415D | INTERNAL UNWINDER FRONT |  |  |  |  | REDUCER: TROLLEY TRANSMISSION UNIT | IRD | LUB | GREASING |  |  |  | 672 | 5 |  |  | JDE |  | LUBRICATION | FROM LUBE IT | 11064-LUB-IRD-7-L164 LUBE LINE 164 - REGREASING | 4660449
7535 | 11064-LUB-IRD-7-L164 LUBE | LINE 164 - REGREASING | 25 | 21 | 1L - Lubricate | 1106410A | LINE COMPLETION |  |  |  |  | LINEAR BEARING: DRAW ROLL WITH BOWED ROLL, ROLL ENCLOSURE | IRD | LUB | GREASING |  |  |  | 56 | 5 |  |  | JDE |  | LUBRICATION | FROM LUBE IT | 11064-LUB-IRD-7-L164 LUBE LINE 164 - REGREASING | 4660449
7536 | 11064-LUB-IRD-7-L164 LUBE | LINE 164 - REGREASING | 25 | 21 | 1L - Lubricate | 1106420A | JOI EMBOSSER |  |  |  |  | AUTOMATIC GREASER SYSTEM | IRD | LUB | GREASING |  |  |  | 7 | 10 |  |  | JDE |  | LUBRICATION | FROM LUBE IT | 11064-LUB-IRD-7-L164 LUBE LINE 164 - REGREASING | 4660449
7537 | 11064-LUB-IRD-7-L164 LUBE | LINE 164 - REGREASING | 25 | 21 | 1L - Lubricate | 1106420A | JOI EMBOSSER |  |  |  |  | AUTOMATIC GREASE SYSTEM: AUTOMATIC | IRD | LUB | SERVICE |  |  |  | 168 |  |  |  | JDE |  | LUBRICATION | FROM LUBE IT | 11064-LUB-IRD-7-L164 LUBE LINE 164 - REGREASING | 4660449
7538 | 11064-LUB-IRD-7-L164 LUBE | LINE 164 - REGREASING | 25 | 21 | 1L - Lubricate | 1106420A | JOI EMBOSSER |  |  |  |  | GREASE POINT | IRD | LUB | SERVICE |  |  |  | 672 |  |  |  | JDE |  | LUBRICATION | FROM LUBE IT | 11064-LUB-IRD-7-L164 LUBE LINE 164 - REGREASING | 4660449
7539 | 11064-LUB-IRD-7-L164 LUBE | LINE 164 - REGREASING | 25 | 21 | 1L - Lubricate | 1106425A | REWINDER |  |  |  |  | AUTOMATIC GREASE SYSTEM: AUTOMATIC | IRD | LUB | SERVICE |  |  |  | 168 |  |  |  | JDE |  | LUBRICATION | FROM LUBE IT | 11064-LUB-IRD-7-L164 LUBE LINE 164 - REGREASING | 4660449
7540 | 11064-LUB-IRD-7-L164 LUBE | LINE 164 - REGREASING | 25 | 21 | 1L - Lubricate | 1106425A | REWINDER |  |  |  |  | DRAW ROLL | IRD | LUB | SERVICE |  |  |  | 672 |  |  |  | JDE |  | LUBRICATION | FROM LUBE IT | 11064-LUB-IRD-7-L164 LUBE LINE 164 - REGREASING | 4660449
7541 | 11064-LUB-IRD-7-L164 LUBE | LINE 164 - REGREASING | 25 | 21 | 1L - Lubricate | 1106425A | REWINDER |  |  |  |  | BEARING (ROLL): BUTTERFLY UNIT 2 | IRD | LUB | GREASING |  |  |  | 56 | 5 |  |  | JDE |  | LUBRICATION | FROM LUBE IT | 11064-LUB-IRD-7-L164 LUBE LINE 164 - REGREASING | 4660449
7542 | 11064-LUB-IRD-7-L164 LUBE | LINE 164 - REGREASING | 25 | 21 | 1L - Lubricate | 1106435A | LOG ACCUMULATOR |  |  |  |  | PLAIN GEARS | IRD | LUB | SERVICE |  |  |  | 168 |  |  |  | JDE |  | LUBRICATION | FROM LUBE IT | 11064-LUB-IRD-7-L164 LUBE LINE 164 - REGREASING | 4660449
7543 | 11064-LUB-IRD-7-L164 LUBE | LINE 164 - REGREASING | 25 | 21 | 1L - Lubricate | 1106435A | LOG ACCUMULATOR |  |  |  |  | SUPPORT | IRD | LUB | SERVICE |  |  |  | 672 |  |  |  | JDE |  | LUBRICATION | FROM LUBE IT | 11064-LUB-IRD-7-L164 LUBE LINE 164 - REGREASING | 4660449
7544 | 11064-LUB-IRD-7-L164 LUBE | LINE 164 - REGREASING | 25 | 21 | 1L - Lubricate | 1106435A | LOG ACCUMULATOR |  |  |  |  | BEARING (CYLINDER ROD END): TRANSMISSION AXIS | IRD | LUB | GREASING |  |  |  | 7 | 5 |  |  | JDE |  | LUBRICATION | FROM LUBE IT | 11064-LUB-IRD-7-L164 LUBE LINE 164 - REGREASING | 4660449
7545 | 11064-LUB-IRD-7-L164 LUBE | LINE 164 - REGREASING | 25 | 21 | 1L - Lubricate | 1106435B | TRIMSAW |  |  |  |  | LINEAR BEARING (LOG CENTERING UNIT) T.S. | IRD | LUB | GREASING |  |  |  | 168 | 4 |  |  | JDE |  | LUBRICATION | FROM LUBE IT | 11064-LUB-IRD-7-L164 LUBE LINE 164 - REGREASING | 4660449
7546 | 11064-LUB-IRD-7-L164 LUBE | LINE 164 - REGREASING | 25 | 21 | 1L - Lubricate | 1106435B | TRIMSAW |  |  |  |  | LINEAR BEARING (SHARPENING UNIT) T.S. | IRD | LUB | GREASING |  |  |  | 168 | 4 |  |  | JDE |  | LUBRICATION | FROM LUBE IT | 11064-LUB-IRD-7-L164 LUBE LINE 164 - REGREASING | 4660449
7547 | 11064-LUB-IRD-7-L164 LUBE | LINE 164 - REGREASING | 25 | 21 | 1L - Lubricate | 1106435B | TRIMSAW |  |  |  |  | LINEAR BEARING (STRUCTURE UNIT) T.S. | IRD | LUB | GREASING |  |  |  | 168 | 4 |  |  | JDE |  | LUBRICATION | FROM LUBE IT | 11064-LUB-IRD-7-L164 LUBE LINE 164 - REGREASING | 4660449
7548 | 11064-LUB-IRD-7-L164 LUBE | LINE 164 - REGREASING | 25 | 21 | 1L - Lubricate | 1106435B | TRIMSAW |  |  |  |  | LINEAR BEARING RAIL (LOG CENTERING UNIT) T.S. | IRD | LUB | GREASING |  |  |  | 168 | 4 |  |  | JDE |  | LUBRICATION | FROM LUBE IT | 11064-LUB-IRD-7-L164 LUBE LINE 164 - REGREASING | 4660449
7549 | 11064-LUB-IRD-7-L164 LUBE | LINE 164 - REGREASING | 25 | 21 | 1L - Lubricate | 1106435B | TRIMSAW |  |  |  |  | LINEAR BEARING RAIL (SHARPENING UNIT) T.S. | IRD | LUB | GREASING |  |  |  | 168 | 4 |  |  | JDE |  | LUBRICATION | FROM LUBE IT | 11064-LUB-IRD-7-L164 LUBE LINE 164 - REGREASING | 4660449
7550 | 11064-LUB-IRD-7-L164 LUBE | LINE 164 - REGREASING | 25 | 21 | 1L - Lubricate | 1106435B | TRIMSAW |  |  |  |  | LINEAR BEARING RAIL (STRUCTURE UNIT) T.S. | IRD | LUB | GREASING |  |  |  | 168 | 4 |  |  | JDE |  | LUBRICATION | FROM LUBE IT | 11064-LUB-IRD-7-L164 LUBE LINE 164 - REGREASING | 4660449
7551 | 11064-LUB-IRD-7-L164 LUBE | LINE 164 - REGREASING | 25 | 21 | 1L - Lubricate | 1106435B | TRIMSAW |  |  |  |  | LINEAR BEARING (LOG CENTERING UNIT) D.S. | IRD | LUB | GREASING |  |  |  | 168 | 4 |  |  | JDE |  | LUBRICATION | FROM LUBE IT | 11064-LUB-IRD-7-L164 LUBE LINE 164 - REGREASING | 4660449
7552 | 11064-LUB-IRD-7-L164 LUBE | LINE 164 - REGREASING | 25 | 21 | 1L - Lubricate | 1106435B | TRIMSAW |  |  |  |  | LINEAR BEARING (SHARPENING UNIT) D.S. | IRD | LUB | GREASING |  |  |  | 168 | 4 |  |  | JDE |  | LUBRICATION | FROM LUBE IT | 11064-LUB-IRD-7-L164 LUBE LINE 164 - REGREASING | 4660449
7553 | 11064-LUB-IRD-7-L164 LUBE | LINE 164 - REGREASING | 25 | 21 | 1L - Lubricate | 1106435B | TRIMSAW |  |  |  |  | LINEAR BEARING (STRUCTURE UNIT) D.S. | IRD | LUB | GREASING |  |  |  | 168 | 4 |  |  | JDE |  | LUBRICATION | FROM LUBE IT | 11064-LUB-IRD-7-L164 LUBE LINE 164 - REGREASING | 4660449
7554 | 11064-LUB-IRD-7-L164 LUBE | LINE 164 - REGREASING | 25 | 21 | 1L - Lubricate | 1106435B | TRIMSAW |  |  |  |  | LINEAR BEARING RAIL (LOG CENTERING UNIT) D.S. | IRD | LUB | GREASING |  |  |  | 168 | 4 |  |  | JDE |  | LUBRICATION | FROM LUBE IT | 11064-LUB-IRD-7-L164 LUBE LINE 164 - REGREASING | 4660449
7555 | 11064-LUB-IRD-7-L164 LUBE | LINE 164 - REGREASING | 25 | 21 | 1L - Lubricate | 1106435B | TRIMSAW |  |  |  |  | LINEAR BEARING RAIL (SHARPENING UNIT) D.S. | IRD | LUB | GREASING |  |  |  | 168 | 4 |  |  | JDE |  | LUBRICATION | FROM LUBE IT | 11064-LUB-IRD-7-L164 LUBE LINE 164 - REGREASING | 4660449
7556 | 11064-LUB-IRD-7-L164 LUBE | LINE 164 - REGREASING | 25 | 21 | 1L - Lubricate | 1106435B | TRIMSAW |  |  |  |  | LINEAR BEARING RAIL (STRUCTURE UNIT) D.S. | IRD | LUB | GREASING |  |  |  | 168 | 4 |  |  | JDE |  | LUBRICATION | FROM LUBE IT | 11064-LUB-IRD-7-L164 LUBE LINE 164 - REGREASING | 4660449
7557 | 11064-LUB-IRD-7-L164 LUBE | LINE 164 - REGREASING | 25 | 21 | 1L - Lubricate | 1106435B | TRIMSAW |  |  |  |  | ROLLER RAIL SYSTEM (T.S) | IRD | LUB | SERVICE |  |  |  | 672 | 30 |  |  | JDE |  | LUBRICATION | FROM LUBE IT | 11064-LUB-IRD-7-L164 LUBE LINE 164 - REGREASING | 4660449
7558 | 11064-LUB-IRD-7-L164 LUBE | LINE 164 - REGREASING | 25 | 21 | 1L - Lubricate | 1106435B | TRIMSAW |  |  |  |  | ROLLER RAIL SYSTEM (D.S) | IRD | LUB | SERVICE |  |  |  | 672 | 30 |  |  | JDE |  | LUBRICATION | FROM LUBE IT | 11064-LUB-IRD-7-L164 LUBE LINE 164 - REGREASING | 4660449
7559 | 11064-LUB-IRD-7-L164 LUBE | LINE 164 - REGREASING | 25 | 21 | 1L - Lubricate | 1106440A | INTERNAL LOG SAW |  |  |  |  | LINEAR BEARING (T.S PUSHER PLATE): 6 CHANNELS TROLLEY | IRD | LUB | GREASING |  |  |  | 56 | 4 |  |  | JDE |  | LUBRICATION | FROM LUBE IT | 11064-LUB-IRD-7-L164 LUBE LINE 164 - REGREASING | 4660449
7560 | 11064-LUB-IRD-7-L164 LUBE | LINE 164 - REGREASING | 25 | 21 | 1L - Lubricate | 1106440A | INTERNAL LOG SAW |  |  |  |  | LINEAR BEARING (D.S PUSHER PLATE): 6 CHANNELS TROLLEY | IRD | LUB | GREASING |  |  |  | 56 | 4 |  |  | JDE |  | LUBRICATION | FROM LUBE IT | 11064-LUB-IRD-7-L164 LUBE LINE 164 - REGREASING | 4660449
7561 | 11064-LUB-IRD-7-L164 LUBE | LINE 164 - REGREASING | 25 | 21 | 1L - Lubricate | 1106440A | INTERNAL LOG SAW |  |  |  |  | LINEAR BEARING (T.S LEFT SIDE): DRAW ROLLS UNIT | IRD | LUB | GREASING |  |  |  | 168 | 3 |  |  | JDE |  | LUBRICATION | FROM LUBE IT | 11064-LUB-IRD-7-L164 LUBE LINE 164 - REGREASING | 4660449
7562 | 11064-LUB-IRD-7-L164 LUBE | LINE 164 - REGREASING | 25 | 21 | 1L - Lubricate | 1106440A | INTERNAL LOG SAW |  |  |  |  | LINEAR BEARING (T.S RIGHT SIDE): DRAW ROLLS UNIT | IRD | LUB | GREASING |  |  |  | 168 | 3 |  |  | JDE |  | LUBRICATION | FROM LUBE IT | 11064-LUB-IRD-7-L164 LUBE LINE 164 - REGREASING | 4660449
7563 | 11064-LUB-IRD-7-L164 LUBE | LINE 164 - REGREASING | 25 | 21 | 1L - Lubricate | 1106440A | INTERNAL LOG SAW |  |  |  |  | LINEAR BEARING (D.S LEFT SIDE): DRAW ROLLS UNIT | IRD | LUB | GREASING |  |  |  | 168 | 3 |  |  | JDE |  | LUBRICATION | FROM LUBE IT | 11064-LUB-IRD-7-L164 LUBE LINE 164 - REGREASING | 4660449
7564 | 11064-LUB-IRD-7-L164 LUBE | LINE 164 - REGREASING | 25 | 21 | 1L - Lubricate | 1106440A | INTERNAL LOG SAW |  |  |  |  | LINEAR BEARING (D.S RIGHT SIDE): DRAW ROLLS UNIT | IRD | LUB | GREASING |  |  |  | 168 | 3 |  |  | JDE |  | LUBRICATION | FROM LUBE IT | 11064-LUB-IRD-7-L164 LUBE LINE 164 - REGREASING | 4660449
7565 | 11064-LUB-IRD-7-L164 LUBE | LINE 164 - REGREASING | 25 | 21 | 1L - Lubricate | 1106440A | INTERNAL LOG SAW |  |  |  |  | LINEAR BEARING (T.S TROLLEY): GRINGING TROLLEY UNIT | IRD | LUB | GREASING |  |  |  | 56 | 4 |  |  | JDE |  | LUBRICATION | FROM LUBE IT | 11064-LUB-IRD-7-L164 LUBE LINE 164 - REGREASING | 4660449
7566 | 11064-LUB-IRD-7-L164 LUBE | LINE 164 - REGREASING | 25 | 21 | 1L - Lubricate | 1106440A | INTERNAL LOG SAW |  |  |  |  | LINEAR BEARING (D.S TROLLEY): GRINGING TROLLEY UNIT | IRD | LUB | GREASING |  |  |  | 56 | 4 |  |  | JDE |  | LUBRICATION | FROM LUBE IT | 11064-LUB-IRD-7-L164 LUBE LINE 164 - REGREASING | 4660449
7567 | 11064-LUB-IRD-7-L164 LUBE | LINE 164 - REGREASING | 25 | 21 | 1L - Lubricate | 1106440A | INTERNAL LOG SAW |  |  |  |  | LINEAR BEARING (T.S HEIGHT ADJUSTMENT): UPPER BELTS FRAME STRUCTURE | IRD | LUB | GREASING |  |  |  | 56 | 4 |  |  | JDE |  | LUBRICATION | FROM LUBE IT | 11064-LUB-IRD-7-L164 LUBE LINE 164 - REGREASING | 4660449
7568 | 11064-LUB-IRD-7-L164 LUBE | LINE 164 - REGREASING | 25 | 21 | 1L - Lubricate | 1106440A | INTERNAL LOG SAW |  |  |  |  | LINEAR BEARING (D.S HEIGHT ADJUSTMENT): UPPER BELTS FRAME STRUCTURE | IRD | LUB | GREASING |  |  |  | 56 | 4 |  |  | JDE |  | LUBRICATION | FROM LUBE IT | 11064-LUB-IRD-7-L164 LUBE LINE 164 - REGREASING | 4660449
7569 | 11064-LUB-IRD-7-L164 LUBE | LINE 164 - REGREASING | 25 | 21 | 1L - Lubricate | 1106440A | INTERNAL LOG SAW |  |  |  |  | ROLLER RAIL SYSTEM | IRD | LUB | SERVICE |  |  |  | 672 | 30 |  |  | JDE |  | LUBRICATION | FROM LUBE IT | 11064-LUB-IRD-7-L164 LUBE LINE 164 - REGREASING | 4660449
7570 | 11064-LUB-IRD-7-L164 LUBE | LINE 164 - REGREASING | 25 | 21 | 1L - Lubricate | 1106460A32 | C-ELEVATOR |  |  |  |  | SCREW | IRD | LUB | LUBRICATE |  |  |  | 336 | 20 |  |  | JDE |  | LUBRICATION | FROM LUBE IT | 11064-LUB-IRD-7-L164 LUBE LINE 164 - REGREASING | 4660449
7571 | 11064-LUB-IRD-7-L164 LUBE | LINE 164 - REGREASING | 25 | 21 | 1L - Lubricate | 1106460A32 | C-ELEVATOR |  |  |  |  | LINEAR BEARING | IRD | LUB | GREASING |  |  |  | 336 | 30 |  |  | JDE |  | LUBRICATION | FROM LUBE IT | 11064-LUB-IRD-7-L164 LUBE LINE 164 - REGREASING | 4660449
7572 | 11064-LUB-IRD-7-L164 LUBE | LINE 164 - REGREASING | 25 | 21 | 1L - Lubricate | 1106460A40 | COMBINER ROLLS 5 2 |  |  |  |  | CHAIN (FLIGHT BAR CONVEYOR): FLIGHT BAR CONVEYOR | IRD | LUB | LUBRICATE |  |  |  | 168 | 30 |  |  | JDE |  | LUBRICATION | FROM LUBE IT | 11064-LUB-IRD-7-L164 LUBE LINE 164 - REGREASING | 4660449
7573 | 11064-LUB-IRD-7-L164 LUBE | LINE 164 - REGREASING | 25 | 21 | 1L - Lubricate | 1106460A40 | COMBINER ROLLS 5 2 |  |  |  |  | CHAIN (GUIDE ADJUSTMENT UNIT): GUIDE ADJUSTMENT UNIT | IRD | LUB | LUBRICATE |  |  |  | 168 | 30 |  |  | JDE |  | LUBRICATION | FROM LUBE IT | 11064-LUB-IRD-7-L164 LUBE LINE 164 - REGREASING | 4660449
7574 | 11064-LUB-IRD-7-L164 LUBE | LINE 164 - REGREASING | 25 | 21 | 1L - Lubricate | 1106445B | COREWINDER |  |  |  |  | LINEAR BEARING: CORES CUTTING UNIT | IRD | LUB | GREASING |  |  |  | 168 | 4 |  |  | JDE |  | LUBRICATION | FROM LUBE IT | 11064-LUB-IRD-7-L164 LUBE LINE 164 - REGREASING | 4660449
7575 | 11064-LUB-IRD-7-L164 LUBE | LINE 164 - REGREASING | 25 | 21 | 1L - Lubricate | 1106460A30 | S-ELEVATOR 1 |  |  |  |  | LINEAR BEARING | IRD | LUB | GREASING |  |  |  | 336 | 30 |  |  | JDE |  | LUBRICATION | FROM LUBE IT | 11064-LUB-IRD-7-L164 LUBE LINE 164 - REGREASING | 4660449
7576 | 11064-LUB-IRD-7-L164 LUBE | LINE 164 - REGREASING | 25 | 21 | 1L - Lubricate | 1106460A30 | S-ELEVATOR 1 |  |  |  |  | SCREW | IRD | LUB | LUBRICATE |  |  |  | 336 | 20 |  |  | JDE |  | LUBRICATION | FROM LUBE IT | 11064-LUB-IRD-7-L164 LUBE LINE 164 - REGREASING | 4660449
7577 | 11064-LUB-IRD-7-L164 LUBE | LINE 164 - REGREASING | 25 | 21 | 1L - Lubricate | 1106460A51 | S-ELEVATOR 2 |  |  |  |  | LINEAR BEARING | IRD | LUB | GREASING |  |  |  | 336 | 30 |  |  | JDE |  | LUBRICATION | FROM LUBE IT | 11064-LUB-IRD-7-L164 LUBE LINE 164 - REGREASING | 4660449
7578 | 11064-LUB-IRD-7-L164 LUBE | LINE 164 - REGREASING | 25 | 21 | 1L - Lubricate | 1106460A51 | S-ELEVATOR 2 |  |  |  |  | SCREW | IRD | LUB | LUBRICATE |  |  |  | 336 | 20 |  |  | JDE |  | LUBRICATION | FROM LUBE IT | 11064-LUB-IRD-7-L164 LUBE LINE 164 - REGREASING | 4660449
7579 | 11064-LUB-IRD-7-L164 LUBE | LINE 164 - REGREASING | 25 | 21 | 1L - Lubricate | 1106460A31 | S-LOWERING DEVICE 1 |  |  |  |  | LINEAR BEARING | IRD | LUB | GREASING |  |  |  | 336 | 30 |  |  | JDE |  | LUBRICATION | FROM LUBE IT | 11064-LUB-IRD-7-L164 LUBE LINE 164 - REGREASING | 4660449
7580 | 11064-LUB-IRD-7-L164 LUBE | LINE 164 - REGREASING | 25 | 21 | 1L - Lubricate | 1106460A31 | S-LOWERING DEVICE 1 |  |  |  |  | SCREW | IRD | LUB | LUBRICATE |  |  |  | 336 | 20 |  |  | JDE |  | LUBRICATION | FROM LUBE IT | 11064-LUB-IRD-7-L164 LUBE LINE 164 - REGREASING | 4660449
7581 | 11064-LUB-IRD-7-L164 LUBE | LINE 164 - REGREASING | 25 | 21 | 1L - Lubricate | 1106460A52 | S-LOWERING DEVICE 2 |  |  |  |  | LINEAR BEARING | IRD | LUB | GREASING |  |  |  | 336 | 30 |  |  | JDE |  | LUBRICATION | FROM LUBE IT | 11064-LUB-IRD-7-L164 LUBE LINE 164 - REGREASING | 4660449
7582 | 11064-LUB-IRD-7-L164 LUBE | LINE 164 - REGREASING | 25 | 21 | 1L - Lubricate | 1106460A52 | S-LOWERING DEVICE 2 |  |  |  |  | SCREW | IRD | LUB | LUBRICATE |  |  |  | 336 | 20 |  |  | JDE |  | LUBRICATION | FROM LUBE IT | 11064-LUB-IRD-7-L164 LUBE LINE 164 - REGREASING | 4660449
7583 | 11064-LUB-IRD-7-L164 LUBE | LINE 164 - REGREASING | 25 | 21 | 1L - Lubricate | 1106460A53 | S-LOWERING DEVICE 3 |  |  |  |  | LINEAR BEARING | IRD | LUB | GREASING |  |  |  | 336 | 30 |  |  | JDE |  | LUBRICATION | FROM LUBE IT | 11064-LUB-IRD-7-L164 LUBE LINE 164 - REGREASING | 4660449
7584 | 11064-LUB-IRD-7-L164 LUBE | LINE 164 - REGREASING | 25 | 21 | 1L - Lubricate | 1106460A53 | S-LOWERING DEVICE 3 |  |  |  |  | SCREW | IRD | LUB | LUBRICATE |  |  |  | 336 | 20 |  |  | JDE |  | LUBRICATION | FROM LUBE IT | 11064-LUB-IRD-7-L164 LUBE LINE 164 - REGREASING | 4660449
7585 | 11064-LUB-IRD-7-L164 LUBE | LINE 164 - REGREASING | 25 | 21 | 1L - Lubricate | 1106460A54 | S-LOWERING DEVICE 4 |  |  |  |  | LINEAR BEARING | IRD | LUB | GREASING |  |  |  | 336 | 30 |  |  | JDE |  | LUBRICATION | FROM LUBE IT | 11064-LUB-IRD-7-L164 LUBE LINE 164 - REGREASING | 4660449
7586 | 11064-LUB-IRD-7-L164 LUBE | LINE 164 - REGREASING | 25 | 21 | 1L - Lubricate | 1106460A54 | S-LOWERING DEVICE 4 |  |  |  |  | SCREW | IRD | LUB | LUBRICATE |  |  |  | 336 | 20 |  |  | JDE |  | LUBRICATION | FROM LUBE IT | 11064-LUB-IRD-7-L164 LUBE LINE 164 - REGREASING | 4660449
7587 | 11064-LUB-IRD-7-L164 LUBE | LINE 164 - REGREASING | 25 | 21 | 1L - Lubricate | 1106460A55 | S-LOWERING DEVICE 5 |  |  |  |  | LINEAR BEARING | IRD | LUB | GREASING |  |  |  | 336 | 30 |  |  | JDE |  | LUBRICATION | FROM LUBE IT | 11064-LUB-IRD-7-L164 LUBE LINE 164 - REGREASING | 4660449
7588 | 11064-LUB-IRD-7-L164 LUBE | LINE 164 - REGREASING | 25 | 21 | 1L - Lubricate | 1106460A55 | S-LOWERING DEVICE 5 |  |  |  |  | SCREW | IRD | LUB | LUBRICATE |  |  |  | 336 | 20 |  |  | JDE |  | LUBRICATION | FROM LUBE IT | 11064-LUB-IRD-7-L164 LUBE LINE 164 - REGREASING | 4660449
7589 | 11064-LUB-IRD-7-L164 LUBE | LINE 164 - REGREASING | 25 | 21 | 1L - Lubricate | 1106460A56 | S-LOWERING DEVICE 6 |  |  |  |  | LINEAR BEARING | IRD | LUB | GREASING |  |  |  | 336 | 30 |  |  | JDE |  | LUBRICATION | FROM LUBE IT | 11064-LUB-IRD-7-L164 LUBE LINE 164 - REGREASING | 4660449
7590 | 11064-LUB-IRD-7-L164 LUBE | LINE 164 - REGREASING | 25 | 21 | 1L - Lubricate | 1106460A56 | S-LOWERING DEVICE 6 |  |  |  |  | SCREW | IRD | LUB | LUBRICATE |  |  |  | 336 | 20 |  |  | JDE |  | LUBRICATION | FROM LUBE IT | 11064-LUB-IRD-7-L164 LUBE LINE 164 - REGREASING | 4660449
7591 | 11064-LUB-IRD-7-L164 LUBE | LINE 164 - REGREASING | 25 | 21 | 1L - Lubricate | 1106460A33 | DIVERTER 2 4 |  |  |  |  | LINEAR BEARING: SLIDEWAY UNIT | IRD | LUB | GREASING |  |  |  | 28 | 5 |  |  | JDE |  | LUBRICATION | FROM LUBE IT | 11064-LUB-IRD-7-L164 LUBE LINE 164 - REGREASING | 4660449
7592 | 11064-LUB-IRD-7-L164 LUBE | LINE 164 - REGREASING | 25 | 21 | 1L - Lubricate | 1106460A34 | DIVERTER 2 6 |  |  |  |  | LINEAR BEARING: SLIDEWAY UNIT | IRD | LUB | GREASING |  |  |  | 28 | 20 |  |  | JDE |  | LUBRICATION | FROM LUBE IT | 11064-LUB-IRD-7-L164 LUBE LINE 164 - REGREASING | 4660449
7593 | 11064-LUB-IRD-7-L164 LUBE | LINE 164 - REGREASING | 25 | 21 | 1L - Lubricate | 1106460A34 | DIVERTER 2 6 |  |  |  |  | BEARING | IRD | LUB | GREASING |  |  |  | 28 | 20 |  |  | JDE |  | LUBRICATION | FROM LUBE IT | 11064-LUB-IRD-7-L164 LUBE LINE 164 - REGREASING | 4660449
7594 | 11064-LUB-IRD-7-L164 LUBE | LINE 164 - REGREASING | 25 | 21 | 1L - Lubricate | 1106460A43 | STAR WHEEL |  |  |  |  | BEARING | IRD | LUB | GREASING |  |  |  | 336 | 5 |  |  | JDE |  | LUBRICATION | FROM LUBE IT | 11064-LUB-IRD-7-L164 LUBE LINE 164 - REGREASING | 4660449
7595 | 11064-LUB-IRD-7-L164 LUBE | LINE 164 - REGREASING | 25 | 21 | 1L - Lubricate | 1106460A36 | SORTING UNIT 5 LANE 2 POSITION |  |  |  |  | CHAIN (AUTOLUBER) | IRD | LUB | INSPECT |  |  |  | 28 | 5 |  |  | JDE |  | LUBRICATION | FROM LUBE IT | 11064-LUB-IRD-7-L164 LUBE LINE 164 - REGREASING | 4660449
7596 | 11064-LUB-IRD-7-L164 LUBE | LINE 164 - REGREASING | 25 | 21 | 1L - Lubricate | 1106460A36 | SORTING UNIT 5 LANE 2 POSITION |  |  |  |  | BEARING | IRD | LUB | GREASING |  |  |  | 336 | 20 |  |  | JDE |  | LUBRICATION | FROM LUBE IT | 11064-LUB-IRD-7-L164 LUBE LINE 164 - REGREASING | 4660449
7597 | 11064-LUB-IRD-7-L164 LUBE | LINE 164 - REGREASING | 25 | 21 | 1L - Lubricate | 1106460A36 | SORTING UNIT 5 LANE 2 POSITION |  |  |  |  | CHAIN | IRD | LUB | LUBRICATE |  |  |  | 28 | 60 |  |  | JDE |  | LUBRICATION | FROM LUBE IT | 11064-LUB-IRD-7-L164 LUBE LINE 164 - REGREASING | 4660449
7598 | 11064-LUB-IRD-7-LUBE | LINE 164 - INSPECTION | 20 | 21 | 3 - Obj Inspection | 1106415 | BACKSTAND PLATFORM 2 |  |  |  |  | GEARBOX: UNWIND TURN-TABLE | IRD | LUB | INSPECT |  |  |  | 168 | 30 |  |  | JDE |  | LUBRICATION | FROM LUBE IT | 11064-LUB-IRD-7-LUBE LINE 164 - INSPECTION | 4660450
7599 | 11064-LUB-IRD-7-LUBE | LINE 164 - INSPECTION | 20 | 21 | 3 - Obj Inspection | 1106415 | BACKSTAND PLATFORM 1 |  |  |  |  | GEARBOX: UNWIND TURN-TABLE | IRD | LUB | INSPECT |  |  |  | 168 | 30 |  |  | JDE |  | LUBRICATION | FROM LUBE IT | 11064-LUB-IRD-7-LUBE LINE 164 - INSPECTION | 4660450
7600 | 11064-LUB-IRD-7-LUBE | LINE 164 - INSPECTION | 20 | 21 | 3 - Obj Inspection | 1106415 | BACKSTAND PLATFORM 2 |  |  |  |  | HYDRAULIC OIL RESERVOIR | IRD | LUB | INSPECT |  |  |  | 7 | 10 |  |  | JDE |  | LUBRICATION | FROM LUBE IT | 11064-LUB-IRD-7-LUBE LINE 164 - INSPECTION | 4660450
7601 | 11064-LUB-IRD-7-LUBE | LINE 164 - INSPECTION | 20 | 21 | 3 - Obj Inspection | 1106415 | BACKSTAND PLATFORM 1 |  |  |  |  | HYDRAULIC OIL RESERVOIR | IRD | LUB | INSPECT |  |  |  | 7 | 10 |  |  | JDE |  | LUBRICATION | FROM LUBE IT | 11064-LUB-IRD-7-LUBE LINE 164 - INSPECTION | 4660450
7602 | 11064-LUB-IRD-7-LUBE | LINE 164 - INSPECTION | 20 | 21 | 3 - Obj Inspection | 1106415 | BACKSTAND PLATFORM 1 |  |  |  |  | HYDRAULIC OIL RESERVOIR | IRD | LUB | LEVEL CHK |  |  |  | 14 | 2 |  |  | JDE |  | LUBRICATION | FROM LUBE IT | 11064-LUB-IRD-7-LUBE LINE 164 - INSPECTION | 4660450
7603 | 11064-LUB-IRD-7-LUBE | LINE 164 - INSPECTION | 20 | 21 | 3 - Obj Inspection | 1106415 | BACKSTAND PLATFORM 2 |  |  |  |  | HYDRAULIC OIL RESERVOIR | IRD | LUB | LEVEL CHK |  |  |  | 14 | 2 |  |  | JDE |  | LUBRICATION | FROM LUBE IT | 11064-LUB-IRD-7-LUBE LINE 164 - INSPECTION | 4660450
7604 | 11064-LUB-IRD-7-LUBE | LINE 164 - INSPECTION | 20 | 21 | 3 - Obj Inspection | 1106450A | DUST COLLECTOR |  |  |  |  | HYDRAULIC UNIT: BRIQUETTING MACHINE | IRD | LUB | LEVEL CHK |  |  |  | 28 | 60 |  |  | JDE |  | LUBRICATION | FROM LUBE IT | 11064-LUB-IRD-7-LUBE LINE 164 - INSPECTION | 4660450
7605 | 11064-LUB-IRD-7-LUBE | LINE 164 - INSPECTION | 20 | 21 | 3 - Obj Inspection | 1106450A | DUST COLLECTOR |  |  |  |  | RESERVOIR (GREASE PUMP): BRIQUETTING MACHINE | IRD | LUB | LEVEL CHK |  |  |  | 28 | 5 |  |  | JDE |  | LUBRICATION | FROM LUBE IT | 11064-LUB-IRD-7-LUBE LINE 164 - INSPECTION | 4660450
7606 | 11064-LUB-IRD-7-LUBE | LINE 164 - INSPECTION | 20 | 21 | 3 - Obj Inspection | 1106450A | DUST COLLECTOR |  |  |  |  | REDUCER: CYCLONE ROTARY VALVE | IRD | LUB | LEVEL CHK |  |  |  | 168 | 10 |  |  | JDE |  | LUBRICATION | FROM LUBE IT | 11064-LUB-IRD-7-LUBE LINE 164 - INSPECTION | 4660450
7607 | 11064-LUB-IRD-7-LUBE | LINE 164 - INSPECTION | 20 | 21 | 3 - Obj Inspection | 1106450A | DUST COLLECTOR |  |  |  |  | OIL TANK: BRIQUETTING MACHINE | IRD | LUB |  |  |  |  | 28 | 60 |  |  | JDE |  | LUBRICATION | FROM LUBE IT | 11064-LUB-IRD-7-LUBE LINE 164 - INSPECTION | 4660450
7608 | 11064-LUB-IRD-7-LUBE | LINE 164 - INSPECTION | 20 | 21 | 3 - Obj Inspection | 1106415B | EXTERNAL UNWINDER FRONT |  |  |  |  | REDUCER: TROLLEY TRANSMISSION UNIT | IRD | LUB | LEVEL CHK |  |  |  | 168 | 5 |  |  | JDE |  | LUBRICATION | FROM LUBE IT | 11064-LUB-IRD-7-LUBE LINE 164 - INSPECTION | 4660450
7609 | 11064-LUB-IRD-7-LUBE | LINE 164 - INSPECTION | 20 | 21 | 3 - Obj Inspection | 1106415A | EXTERNAL UNWINDER REAR |  |  |  |  | REDUCER: TROLLEY TRANSMISSION UNIT | IRD | LUB | LEVEL CHK |  |  |  | 168 | 5 |  |  | JDE |  | LUBRICATION | FROM LUBE IT | 11064-LUB-IRD-7-LUBE LINE 164 - INSPECTION | 4660450
7610 | 11064-LUB-IRD-7-LUBE | LINE 164 - INSPECTION | 20 | 21 | 3 - Obj Inspection | 1106415C | INTERNAL UNWINDER REAR |  |  |  |  | REDUCER: TROLLEY TRANSMISSION UNIT | IRD | LUB | LEVEL CHK |  |  |  | 168 | 5 |  |  | JDE |  | LUBRICATION | FROM LUBE IT | 11064-LUB-IRD-7-LUBE LINE 164 - INSPECTION | 4660450
7611 | 11064-LUB-IRD-7-LUBE | LINE 164 - INSPECTION | 20 | 21 | 3 - Obj Inspection | 1106415D | INTERNAL UNWINDER FRONT |  |  |  |  | REDUCER: TROLLEY TRANSMISSION UNIT | IRD | LUB | LEVEL CHK |  |  |  | 168 | 5 |  |  | JDE |  | LUBRICATION | FROM LUBE IT | 11064-LUB-IRD-7-LUBE LINE 164 - INSPECTION | 4660450
7612 | 11064-LUB-IRD-7-LUBE | LINE 164 - INSPECTION | 20 | 21 | 3 - Obj Inspection | 1106410A | LINE COMPLETION |  |  |  |  | REDUCER: DRIVEN ROLL | IRD | LUB | LEVEL CHK |  |  |  | 56 | 5 |  |  | JDE |  | LUBRICATION | FROM LUBE IT | 11064-LUB-IRD-7-LUBE LINE 164 - INSPECTION | 4660450
7613 | 11064-LUB-IRD-7-LUBE | LINE 164 - INSPECTION | 20 | 21 | 3 - Obj Inspection | 1106420A | JOI EMBOSSER |  |  |  |  | STEEL ROLL: AUTOMATIC | IRD | LUB | CHECK |  |  |  | 7 | 10 |  |  | JDE |  | LUBRICATION | FROM LUBE IT | 11064-LUB-IRD-7-LUBE LINE 164 - INSPECTION | 4660450
7614 | 11064-LUB-IRD-7-LUBE | LINE 164 - INSPECTION | 20 | 21 | 3 - Obj Inspection | 1106420A | JOI EMBOSSER |  |  |  |  | CIRCULATION SYSTEM | IRD | LUB | CHECK |  |  |  | 7 | 10 |  |  | JDE |  | LUBRICATION | FROM LUBE IT | 11064-LUB-IRD-7-LUBE LINE 164 - INSPECTION | 4660450
7615 | 11064-LUB-IRD-7-LUBE | LINE 164 - INSPECTION | 20 | 21 | 3 - Obj Inspection | 1106420A | JOI EMBOSSER |  |  |  |  | MARRYING ROLL: AUTOMATIC | IRD | LUB | CHECK |  |  |  | 7 | 10 |  |  | JDE |  | LUBRICATION | FROM LUBE IT | 11064-LUB-IRD-7-LUBE LINE 164 - INSPECTION | 4660450
7616 | 11064-LUB-IRD-7-LUBE | LINE 164 - INSPECTION | 20 | 21 | 3 - Obj Inspection | 1106435C | LOG LOADER |  |  |  |  | CHAIN (LOG CRADLES) | IRD | LUB | LUBRICATE |  |  |  | 14 | 30 |  |  | JDE |  | LUBRICATION | FROM LUBE IT | 11064-LUB-IRD-7-LUBE LINE 164 - INSPECTION | 4660450
7617 | 11064-LUB-IRD-7-LUBE | LINE 164 - INSPECTION | 20 | 21 | 3 - Obj Inspection | 1106435C | LOG LOADER |  |  |  |  | CHAIN (PRELOADING 5CHANNELS): PRE LOADING CHANNELS UNIT | IRD | LUB | LUBRICATE |  |  |  | 14 | 30 |  |  | JDE |  | LUBRICATION | FROM LUBE IT | 11064-LUB-IRD-7-LUBE LINE 164 - INSPECTION | 4660450
7618 | 11064-LUB-IRD-7-LUBE | LINE 164 - INSPECTION | 20 | 21 | 3 - Obj Inspection | 1106435C | LOG LOADER |  |  |  |  | CHAIN (PRELOADING 4CHANNELS): PRELOADING CHANNELS | IRD | LUB | LUBRICATE |  |  |  | 14 | 30 |  |  | JDE |  | LUBRICATION | FROM LUBE IT | 11064-LUB-IRD-7-LUBE LINE 164 - INSPECTION | 4660450
7619 | 11064-LUB-IRD-7-LUBE | LINE 164 - INSPECTION | 20 | 21 | 3 - Obj Inspection | 1106435C | LOG LOADER |  |  |  |  | AUTOMATIC OIL SYSTEM: 6 GRAMS | IRD | LUB | CHECK |  |  |  | 7 | 10 |  |  | JDE |  | LUBRICATION | FROM LUBE IT | 11064-LUB-IRD-7-LUBE LINE 164 - INSPECTION | 4660450
7620 | 11064-LUB-IRD-7-LUBE | LINE 164 - INSPECTION | 20 | 21 | 3 - Obj Inspection | 1106435A | LOG ACCUMULATOR |  |  |  |  | PUMP: LUBRICATION UNIT | IRD | LUB | LEVEL CHK |  |  |  | 7 | 20 |  |  | JDE |  | LUBRICATION | FROM LUBE IT | 11064-LUB-IRD-7-LUBE LINE 164 - INSPECTION | 4660450
7621 | 11064-LUB-IRD-7-LUBE | LINE 164 - INSPECTION | 20 | 21 | 3 - Obj Inspection | 1106435A | LOG ACCUMULATOR |  |  |  |  | RESERVOIR: LUBRICATION UNIT | IRD | LUB | LEVEL CHK |  |  |  | 7 | 20 |  |  | JDE |  | LUBRICATION | FROM LUBE IT | 11064-LUB-IRD-7-LUBE LINE 164 - INSPECTION | 4660450
7622 | 11064-LUB-IRD-7-LUBE | LINE 164 - INSPECTION | 20 | 21 | 3 - Obj Inspection | 1106435A | LOG ACCUMULATOR |  |  |  |  | AUTOMATIC OIL SYSTEM: AUTOMATIC | IRD | LUB | CHECK |  |  |  | 7 | 10 |  |  | JDE |  | LUBRICATION | FROM LUBE IT | 11064-LUB-IRD-7-LUBE LINE 164 - INSPECTION | 4660450
7623 | 11064-LUB-IRD-7-LUBE | LINE 164 - INSPECTION | 20 | 21 | 3 - Obj Inspection | 1106440A | INTERNAL LOG SAW |  |  |  |  | REDUCER (T.S BLADEDRIVE): MOTOR UNIT | IRD | LUB | LEVEL CHK |  |  |  | 56 | 5 |  |  | JDE |  | LUBRICATION | FROM LUBE IT | 11064-LUB-IRD-7-LUBE LINE 164 - INSPECTION | 4660450
7624 | 11064-LUB-IRD-7-LUBE | LINE 164 - INSPECTION | 20 | 21 | 3 - Obj Inspection | 1106440A | INTERNAL LOG SAW |  |  |  |  | REDUCER (D.S BLADEDRIVE): MOTOR UNIT | IRD | LUB | LEVEL CHK |  |  |  | 56 | 5 |  |  | JDE |  | LUBRICATION | FROM LUBE IT | 11064-LUB-IRD-7-LUBE LINE 164 - INSPECTION | 4660450
7625 | 11064-LUB-IRD-7-LUBE | LINE 164 - INSPECTION | 20 | 21 | 3 - Obj Inspection | 1106440A | INTERNAL LOG SAW |  |  |  |  | REDUCER (T.S): ROLLS EXIT CHANNELS UNIT | IRD | LUB | LEVEL CHK |  |  |  | 56 | 5 |  |  | JDE |  | LUBRICATION | FROM LUBE IT | 11064-LUB-IRD-7-LUBE LINE 164 - INSPECTION | 4660450
7626 | 11064-LUB-IRD-7-LUBE | LINE 164 - INSPECTION | 20 | 21 | 3 - Obj Inspection | 1106440A | INTERNAL LOG SAW |  |  |  |  | REDUCER (D.S): ROLLS EXIT CHANNELS UNIT | IRD | LUB | LEVEL CHK |  |  |  | 56 | 5 |  |  | JDE |  | LUBRICATION | FROM LUBE IT | 11064-LUB-IRD-7-LUBE LINE 164 - INSPECTION | 4660450
7627 | 11064-LUB-IRD-7-LUBE | LINE 164 - INSPECTION | 20 | 21 | 3 - Obj Inspection | 1106440A | INTERNAL LOG SAW |  |  |  |  | AUTOMATIC OIL SYSTEM (T.S.): AUTOMATIC | IRD | LUB | CHECK |  |  |  | 7 | 10 |  |  | JDE |  | LUBRICATION | FROM LUBE IT | 11064-LUB-IRD-7-LUBE LINE 164 - INSPECTION | 4660450
7628 | 11064-LUB-IRD-7-LUBE | LINE 164 - INSPECTION | 20 | 21 | 3 - Obj Inspection | 1106475 | DRIVE |  |  |  |  | SUPPORT (BOM 025) | IRD | LUB | CHECK |  |  |  | 7 | 10 |  |  | JDE |  | LUBRICATION | FROM LUBE IT | 11064-LUB-IRD-7-LUBE LINE 164 - INSPECTION | 4660450
7629 | 11064-LUB-IRD-7-LUBE | LINE 164 - INSPECTION | 20 | 21 | 3 - Obj Inspection | 1106480AAI | PALLETIZER TABLE |  |  |  |  | HYDRAULIC UNIT | IRD | LUB | CHECK |  |  |  | 7 | 10 |  |  | JDE |  | LUBRICATION | FROM LUBE IT | 11064-LUB-IRD-7-LUBE LINE 164 - INSPECTION | 4660450
7630 | 11064-LUB-IRD-7-LUBE | LINE 164 - INSPECTION | 20 | 21 | 3 - Obj Inspection | 110648AAI | INTER LAYER |  |  |  |  | HYDRAULIC UNIT | IRD | LUB | CHECK |  |  |  | 7 | 10 |  |  | JDE |  | LUBRICATION | FROM LUBE IT | 11064-LUB-IRD-7-LUBE LINE 164 - INSPECTION | 4660450
7631 | 11064-LUB-IRD-7-LUBE | LINE 164 - INSPECTION | 20 | 21 | 3 - Obj Inspection | 1106480AB | BEMA TURBTABLE |  |  |  |  | AUTO | IRD | LUB | CHECK |  |  |  | 84 | 10 |  |  | JDE |  | LUBRICATION | FROM LUBE IT | 11064-LUB-IRD-7-LUBE LINE 164 - INSPECTION | 4660450
7632 | MA110-LUB-DD-14-CONVERTING | DEFAULT | 26 | 7 | 1L - Lubricate | 1106165AB | OVERHEAD FLIGHT CAM FOLLOWERS INTERNAL |  |  |  |  | SUPPORT | DD | LUB | GREASING |  |  |  | 168 | 120 |  |  | JDE |  | LUBRICATION | FROM LUBE IT | MA110-LUB-DD-14-CONVERTING DEFAULT | 4660451
7633 | MA110-LUB-DD-14-CONVERTING | DEFAULT | 26 | 7 | 1L - Lubricate | 1106165BB | OVERHEAD FLIGHT CAM FOLLOWERS EXTERNAL |  |  |  |  | SUPPORT | DD | LUB | GREASING |  |  |  | 168 | 120 |  |  | JDE |  | LUBRICATION | FROM LUBE IT | MA110-LUB-DD-14-CONVERTING DEFAULT | 4660451
7634 | MA110-LUB-DD-14-CONVERTING | DEFAULT | 26 | 7 | 1L - Lubricate | 1106365AB | OVERHEAD FLIGHT CAM FOLLOWERS INTERNAL |  |  |  |  | SUPPORT | DD | LUB | GREASING |  |  |  | 168 | 120 |  |  | JDE |  | LUBRICATION | FROM LUBE IT | MA110-LUB-DD-14-CONVERTING DEFAULT | 4660451
7635 | MA110-LUB-DD-14-CONVERTING | DEFAULT | 26 | 7 | 1L - Lubricate | 1106365BB | OVERHEAD FLIGHT CAM FOLLOWERS EXTERNAL |  |  |  |  | SUPPORT | DD | LUB | GREASING |  |  |  | 168 | 120 |  |  | JDE |  | LUBRICATION | FROM LUBE IT | MA110-LUB-DD-14-CONVERTING DEFAULT | 4660451
7636 | MA110-LUB-DD-14-CONVERTING | DEFAULT | 26 | 7 | 1L - Lubricate | 1106465AB | OVERHEAD FLIGHT CAM FOLLOWERS INTERNAL |  |  |  |  | SUPPORT | DD | LUB | GREASING |  |  |  | 168 | 120 |  |  | JDE |  | LUBRICATION | FROM LUBE IT | MA110-LUB-DD-14-CONVERTING DEFAULT | 4660451
7637 | MA110-LUB-DD-14-CONVERTING | DEFAULT | 26 | 7 | 1L - Lubricate | 1106465BB | OVERHEAD FLIGHT CAM FOLLOWERS EXTERNAL |  |  |  |  | SUPPORT | DD | LUB | GREASING |  |  |  | 168 | 120 |  |  | JDE |  | LUBRICATION | FROM LUBE IT | MA110-LUB-DD-14-CONVERTING DEFAULT | 4660451
7638 | MA110-LUB-DD-14-CONVERTING | DEFAULT | 26 | 7 | 1L - Lubricate | UNKNOWN | ALL AGITATORS/NOT APPLICABLE FOR MODEL 27GTC |  |  |  |  | BEARING (PULLEY) | DD | LUB | GREASE CHG |  |  |  | 336 | 120 |  |  | JDE |  | LUBRICATION | FROM LUBE IT | MA110-LUB-DD-14-CONVERTING DEFAULT | 4660451
7639 | MA110-LUB-DD-14-CONVERTING | DEFAULT | 26 | 7 | 1L - Lubricate | UNKNOWN | FOR MODEL 27GTC |  |  |  |  | REDUCER | DD | LUB | OIL CHANGE |  |  |  | 168 | 60 |  |  | JDE |  | LUBRICATION | FROM LUBE IT | MA110-LUB-DD-14-CONVERTING DEFAULT | 4660451
7640 | MA110-LUB-DD-14-CONVERTING | DEFAULT | 26 | 7 | 1L - Lubricate | UNKNOWN | EXHAUST FAN #4 |  |  |  |  | BEARING | DD | LUB | GREASING |  |  |  | 112 | 5 |  |  | JDE |  | LUBRICATION | FROM LUBE IT | MA110-LUB-DD-14-CONVERTING DEFAULT | 4660451
7641 | MA110-LUB-DD-14-CONVERTING | DEFAULT | 26 | 7 | 1L - Lubricate | UNKNOWN | SUPPLY AIR FAN |  |  |  |  | BEARING (MOTOR) | DD | LUB | GREASING |  |  |  | 112 | 5 |  |  | JDE |  | LUBRICATION | FROM LUBE IT | MA110-LUB-DD-14-CONVERTING DEFAULT | 4660451
7642 | MA110-LUB-DD-14-CONVERTING | DEFAULT | 26 | 7 | 1L - Lubricate | UNKNOWN | SUPPLY AIR FAN |  |  |  |  | BEARING | DD | LUB | GREASING |  |  |  | 112 | 5 |  |  | JDE |  | LUBRICATION | FROM LUBE IT | MA110-LUB-DD-14-CONVERTING DEFAULT | 4660451
7643 | MA110-LUB-DD-14-CONVERTING | DEFAULT | 26 | 7 | 1L - Lubricate | UNKNOWN | FOR MODEL 27GTC |  |  |  |  | REDUCER | DD | LUB | LEVEL CHK |  |  |  | 14 | 5 |  |  | JDE |  | LUBRICATION | FROM LUBE IT | MA110-LUB-DD-14-CONVERTING DEFAULT | 4660451
7644 | MA110-LUB-DD-168-CRANE | LINE-PAIR | 22 | 9 | 1L - Lubricate | 1106210D | OVERHEAD CRANE SYSTEM |  |  |  |  | ARM ACTUATOR | DD | LUB | SERVICE |  |  |  | 168 | 30 |  |  | JDE |  | LUBRICATION | FROM LUBE IT | MA110-LUB-DD-168-CRANE LINE-PAIR | 4660452
7645 | MA110-LUB-DD-168-CRANE | LINE-PAIR | 22 | 9 | 1L - Lubricate | 1106210D | OVERHEAD CRANE SYSTEM |  |  |  |  | WIDTH ADJUSTMENT ACTUATOR | DD | LUB | SERVICE |  |  |  | 168 | 30 |  |  | JDE |  | LUBRICATION | FROM LUBE IT | MA110-LUB-DD-168-CRANE LINE-PAIR | 4660452
7646 | MA110-LUB-DD-168-CRANE | LINE-PAIR | 22 | 9 | 1L - Lubricate | 1106110D | OVERHEAD CRANE SYSTEM |  |  |  |  | ARM ACTUATOR | DD | LUB | SERVICE |  |  |  | 168 | 30 |  |  | JDE |  | LUBRICATION | FROM LUBE IT | MA110-LUB-DD-168-CRANE LINE-PAIR | 4660452
7647 | MA110-LUB-DD-168-CRANE | LINE-PAIR | 22 | 9 | 1L - Lubricate | 1106110D | OVERHEAD CRANE SYSTEM |  |  |  |  | WIDTH ADJUSTMENT ACTUATOR | DD | LUB | SERVICE |  |  |  | 168 | 30 |  |  | JDE |  | LUBRICATION | FROM LUBE IT | MA110-LUB-DD-168-CRANE LINE-PAIR | 4660452
7648 | MA110-LUB-DD-168-CRANE | LINE-PAIR | 22 | 9 | 1L - Lubricate | 1106310D | OVERHEAD CRANE SYSTEM |  |  |  |  | ARM ACTUATOR | DD | LUB | SERVICE |  |  |  | 168 | 30 |  |  | JDE |  | LUBRICATION | FROM LUBE IT | MA110-LUB-DD-168-CRANE LINE-PAIR | 4660452
7649 | MA110-LUB-DD-168-CRANE | LINE-PAIR | 22 | 9 | 1L - Lubricate | 1106310D | OVERHEAD CRANE SYSTEM |  |  |  |  | WIDTH ADJUSTMENT ACTUATOR | DD | LUB | SERVICE |  |  |  | 168 | 30 |  |  | JDE |  | LUBRICATION | FROM LUBE IT | MA110-LUB-DD-168-CRANE LINE-PAIR | 4660452
7650 | MA110-LUB-DD-168-CRANE | LINE-PAIR | 22 | 9 | 1L - Lubricate | 1106410D | OVERHEAD CRANE SYSTEM |  |  |  |  | ARM ACTUATOR | DD | LUB | SERVICE |  |  |  | 168 | 30 |  |  | JDE |  | LUBRICATION | FROM LUBE IT | MA110-LUB-DD-168-CRANE LINE-PAIR | 4660452
7651 | MA110-LUB-DD-168-CRANE | LINE-PAIR | 22 | 9 | 1L - Lubricate | 1106410D | OVERHEAD CRANE SYSTEM |  |  |  |  | WIDTH ADJUSTMENT ACTUATOR | DD | LUB | SERVICE |  |  |  | 168 | 30 |  |  | JDE |  | LUBRICATION | FROM LUBE IT | MA110-LUB-DD-168-CRANE LINE-PAIR | 4660452
7652 | MA110-LUB-DD-168-LUBE | E80 - OIL CHANGE | 21 | 16 | 1L - Lubricate | 1106180A | PALLETIZER |  |  |  |  | HYDRAULIC OIL TANK (ROLLER CONVEYOR D60): PALLET ROLLER CONVEYOR D60 | DD | LUB | OIL CHANGE |  |  |  | 168 | 60 |  |  | JDE |  | LUBRICATION | FROM LUBE IT | MA110-LUB-DD-168-LUBE E80 - OIL CHANGE | 4660453
7653 | MA110-LUB-DD-168-LUBE | E80 - OIL CHANGE | 21 | 16 | 1L - Lubricate | 1106180A | PALLETIZER |  |  |  |  | HYDRAULIC OIL TANK (ROLLER CONVEYOR LR1400): PALLET ROLLER CONVEYOR LR1400 | DD | LUB | OIL CHANGE |  |  |  | 168 | 60 |  |  | JDE |  | LUBRICATION | FROM LUBE IT | MA110-LUB-DD-168-LUBE E80 - OIL CHANGE | 4660453
7654 | MA110-LUB-DD-168-LUBE | E80 - OIL CHANGE | 21 | 16 | 1L - Lubricate | 1106280A | PALLETIZER |  |  |  |  | REDUCER (CONVEYOR MOTOR): DRAGON ISLAND BELT CASE | DD | LUB | OIL CHANGE |  |  |  | 1008 | 60 |  |  | JDE |  | LUBRICATION | FROM LUBE IT | MA110-LUB-DD-168-LUBE E80 - OIL CHANGE | 4660453
7655 | MA110-LUB-DD-168-LUBE | E80 - OIL CHANGE | 21 | 16 | 1L - Lubricate | 1106280A | PALLETIZER |  |  |  |  | REDUCER (TRANSLATION): CONVEYOR COMB LIFTING DEVICE | DD | LUB | OIL CHANGE |  |  |  | 1008 | 60 |  |  | JDE |  | LUBRICATION | FROM LUBE IT | MA110-LUB-DD-168-LUBE E80 - OIL CHANGE | 4660453
7656 | MA110-LUB-DD-168-LUBE | E80 - OIL CHANGE | 21 | 16 | 1L - Lubricate | 1106380A | PALLETIZER |  |  |  |  | HYDRAULIC OIL TANK (ROLLER CONVEYOR D60): PALLET ROLLER CONVEYOR D60 | DD | LUB | OIL CHANGE |  |  |  | 168 | 60 |  |  | JDE |  | LUBRICATION | FROM LUBE IT | MA110-LUB-DD-168-LUBE E80 - OIL CHANGE | 4660453
7657 | MA110-LUB-DD-168-LUBE | E80 - OIL CHANGE | 21 | 16 | 1L - Lubricate | 1106380A | PALLETIZER |  |  |  |  | HYDRAULIC OIL TANK (ROLLER CONVEYOR LR1400): PALLET ROLLER CONVEYOR LR1400 | DD | LUB | OIL CHANGE |  |  |  | 168 | 60 |  |  | JDE |  | LUBRICATION | FROM LUBE IT | MA110-LUB-DD-168-LUBE E80 - OIL CHANGE | 4660453
7658 | MA110-LUB-DD-168-LUBE | E80 - OIL CHANGE | 21 | 16 | 1L - Lubricate | 1106480A | PALLETIZER |  |  |  |  | HYDRAULIC OIL TANK (ROLLER CONVEYOR D60): PALLET ROLLER CONVEYOR D60 | DD | LUB | OIL CHANGE |  |  |  | 168 | 60 |  |  | JDE |  | LUBRICATION | FROM LUBE IT | MA110-LUB-DD-168-LUBE E80 - OIL CHANGE | 4660453
7659 | MA110-LUB-DD-168-LUBE | E80 - OIL CHANGE | 21 | 16 | 1L - Lubricate | 1106480A | PALLETIZER |  |  |  |  | HYDRAULIC OIL TANK (ROLLER CONVEYOR LR1400): PALLET ROLLER CONVEYOR LR1400 | DD | LUB | OIL CHANGE |  |  |  | 168 | 60 |  |  | JDE |  | LUBRICATION | FROM LUBE IT | MA110-LUB-DD-168-LUBE E80 - OIL CHANGE | 4660453
7660 | 11061-LUB-DD-84-LUBE | 161 SHUTDOWN | 20 | 12 | 1L - Lubricate | 1106115A | EXTERNAL UNWINDER REAR |  |  |  |  | REDUCER: ITI#200202 LOC. 2 STM | DD | LUB | SERVICE |  |  |  | 672 | 30 |  |  | JDE |  | LUBRICATION | FROM LUBE IT | 11061-LUB-DD-84-LUBE 161 SHUTDOWN | 4660454
7661 | 11061-LUB-DD-84-LUBE | 161 SHUTDOWN | 20 | 12 | 1L - Lubricate | 1106115B | EXTERNAL UNWINDER FRONT |  |  |  |  | REDUCER: ITI#200202 LOC. 2 STM | DD | LUB | SERVICE |  |  |  | 672 | 30 |  |  | JDE |  | LUBRICATION | FROM LUBE IT | 11061-LUB-DD-84-LUBE 161 SHUTDOWN | 4660454
7662 | 11061-LUB-DD-84-LUBE | 161 SHUTDOWN | 20 | 12 | 1L - Lubricate | 1106115C | INTERNAL UNWINDER REAR |  |  |  |  | REDUCER: ITI#200202 LOC. 2 STM | DD | LUB | SERVICE |  |  |  | 672 | 30 |  |  | JDE |  | LUBRICATION | FROM LUBE IT | 11061-LUB-DD-84-LUBE 161 SHUTDOWN | 4660454
7663 | 11061-LUB-DD-84-LUBE | 161 SHUTDOWN | 20 | 12 | 1L - Lubricate | 1106115D | INTERNAL UNWINDER FRONT |  |  |  |  | REDUCER: ITI#200202 LOC. 2 STM | DD | LUB | SERVICE |  |  |  | 672 | 30 |  |  | JDE |  | LUBRICATION | FROM LUBE IT | 11061-LUB-DD-84-LUBE 161 SHUTDOWN | 4660454
7664 | 11061-LUB-DD-84-LUBE | 161 SHUTDOWN | 20 | 12 | 1L - Lubricate | 1106110D | OVERHEAD CRANE SYSTEM |  |  |  |  | REDUCER | DD | LUB | SERVICE |  |  |  | 672 | 120 |  |  | JDE |  | LUBRICATION | FROM LUBE IT | 11061-LUB-DD-84-LUBE 161 SHUTDOWN | 4660454
7665 | 11061-LUB-DD-84-LUBE | 161 SHUTDOWN | 20 | 12 | 1L - Lubricate | 1106110AB | GLOBAL- DRIVEN ROLL |  |  |  |  | REDUCER | DD | LUB | SERVICE |  |  |  | 672 | 30 |  |  | JDE |  | LUBRICATION | FROM LUBE IT | 11061-LUB-DD-84-LUBE 161 SHUTDOWN | 4660454
7666 | 11061-LUB-DD-84-LUBE | 161 SHUTDOWN | 20 | 12 | 1L - Lubricate | 1106140A | INTERNAL LOG SAW |  |  |  |  | REDUCER: #1 LOGSAW STM | DD | LUB | SERVICE |  |  |  | 672 | 15 |  |  | JDE |  | LUBRICATION | FROM LUBE IT | 11061-LUB-DD-84-LUBE 161 SHUTDOWN | 4660454
7667 | 11061-LUB-DD-84-LUBE | 161 SHUTDOWN | 20 | 12 | 1L - Lubricate | 1106140B | EXTERNAL LOG SAW |  |  |  |  | REDUCER: #1 LOGSAW STM | DD | LUB | SERVICE |  |  |  | 672 | 15 |  |  | JDE |  | LUBRICATION | FROM LUBE IT | 11061-LUB-DD-84-LUBE 161 SHUTDOWN | 4660454
7668 | 11061-LUB-DD-84-LUBE | 161 SHUTDOWN | 20 | 12 | 1L - Lubricate | 1106135A | LOG ACCUMULATOR |  |  |  |  | REDUCER | DD | LUB | SERVICE |  |  |  | 672 | 15 |  |  | JDE |  | LUBRICATION | FROM LUBE IT | 11061-LUB-DD-84-LUBE 161 SHUTDOWN | 4660454
7669 | 11061-LUB-DD-84-LUBE | 161 SHUTDOWN | 20 | 12 | 1L - Lubricate | 1106135B | TRIMSAW |  |  |  |  | REDUCER: STM | DD | LUB | SERVICE |  |  |  | 672 | 15 |  |  | JDE |  | LUBRICATION | FROM LUBE IT | 11061-LUB-DD-84-LUBE 161 SHUTDOWN | 4660454
7670 | 11061-LUB-DD-84-LUBE | 161 SHUTDOWN | 20 | 12 | 1L - Lubricate | 1106135C | LOG LOADER |  |  |  |  | REDUCER: STM | DD | LUB | SERVICE |  |  |  | 672 | 15 |  |  | JDE |  | LUBRICATION | FROM LUBE IT | 11061-LUB-DD-84-LUBE 161 SHUTDOWN | 4660454
7671 | 11061-LUB-DD-84-LUBE | 161 SHUTDOWN | 20 | 12 | 1L - Lubricate | 1106135C | LOG LOADER |  |  |  |  | REDUCER - LOC. 34: LOC. 34 STM | DD | LUB | SERVICE |  |  |  | 672 | 15 |  |  | JDE |  | LUBRICATION | FROM LUBE IT | 11061-LUB-DD-84-LUBE 161 SHUTDOWN | 4660454
7672 | 11061-LUB-DD-84-LUBE | 161 SHUTDOWN | 20 | 12 | 1L - Lubricate | 1106120A | JOI EMBOSSER |  |  |  |  | REDUCER: BONFIGILIO LOC.8 | DD | LUB | SERVICE |  |  |  | 672 | 15 |  |  | JDE |  | LUBRICATION | FROM LUBE IT | 11061-LUB-DD-84-LUBE 161 SHUTDOWN | 4660454
7673 | 11061-LUB-DD-84-LUBE | 161 SHUTDOWN | 20 | 12 | 1L - Lubricate | 1106125A | REWINDER |  |  |  |  | REDUCER - LOC. 19: BONFIGILIO LOC. 19 | DD | LUB | SERVICE |  |  |  | 672 | 15 |  |  | JDE |  | LUBRICATION | FROM LUBE IT | 11061-LUB-DD-84-LUBE 161 SHUTDOWN | 4660454
7674 | 11061-LUB-DD-84-LUBE | 161 SHUTDOWN | 20 | 12 | 1L - Lubricate | 1106125A | REWINDER |  |  |  |  | REDUCER - LOC. 18: BONFIGILIO LOC.18 | DD | LUB | SERVICE |  |  |  | 672 | 30 |  |  | JDE |  | LUBRICATION | FROM LUBE IT | 11061-LUB-DD-84-LUBE 161 SHUTDOWN | 4660454
7675 | 11061-LUB-DD-84-LUBE | 161 SHUTDOWN | 20 | 12 | 1L - Lubricate | 1106120A | JOI EMBOSSER |  |  |  |  | ROLLER RAIL SYSTEM | DD | LUB | SERVICE |  |  |  | 672 | 5 |  |  | JDE |  | LUBRICATION | FROM LUBE IT | 11061-LUB-DD-84-LUBE 161 SHUTDOWN | 4660454
7676 | 11061-LUB-DD-84-LUBE | 161 SHUTDOWN | 20 | 12 | 1L - Lubricate | 1106125A | REWINDER |  |  |  |  | SUPPORT | DD | LUB | SERVICE |  |  |  | 168 | 5 |  |  | JDE |  | LUBRICATION | FROM LUBE IT | 11061-LUB-DD-84-LUBE 161 SHUTDOWN | 4660454
7677 | 11061-LUB-DD-84-LUBE | 161 SHUTDOWN | 20 | 12 | 1L - Lubricate | 1106115 | BACKSTAND PLATFORM 1 |  |  |  |  | HYDRAULIC OIL RESERVOIR | DD | LUB | SERVICE |  |  |  | 336 | 5 |  |  | JDE |  | LUBRICATION | FROM LUBE IT | 11061-LUB-DD-84-LUBE 161 SHUTDOWN | 4660454
7678 | 11061-LUB-DD-84-LUBE | 161 SHUTDOWN | 20 | 12 | 1L - Lubricate | 1106175 | DRIVE ROLLER |  |  |  |  | REDUCER (BOM 010) | DD | LUB | SERVICE |  |  |  | 84 | 30 |  |  | JDE |  | LUBRICATION | FROM LUBE IT | 11061-LUB-DD-84-LUBE 161 SHUTDOWN | 4660454
7679 | 11061-LUB-DD-84-LUBE | 161 SHUTDOWN | 20 | 12 | 1L - Lubricate | 1106165AD | REEL UNWIND DANCER AXLE SUPPORT |  |  |  |  | SUPPORT: LOC-0001-0002 | DD | LUB | SERVICE |  |  |  | 168 | 5 |  |  | JDE |  | LUBRICATION | FROM LUBE IT | 11061-LUB-DD-84-LUBE 161 SHUTDOWN | 4660454
7680 | 11061-LUB-DD-84-LUBE | 161 SHUTDOWN | 20 | 12 | 1L - Lubricate | 1106165AD | REEL UNWIND MOTOR ROLLER |  |  |  |  | SUPPORT: LOC-0003-0004 | DD | LUB | SERVICE |  |  |  | 168 | 5 |  |  | JDE |  | LUBRICATION | FROM LUBE IT | 11061-LUB-DD-84-LUBE 161 SHUTDOWN | 4660454
7681 | 11061-LUB-DD-84-LUBE | 161 SHUTDOWN | 20 | 12 | 1L - Lubricate | 1106165AD | REEL UNWIND CONDUCTED ROLLER |  |  |  |  | SUPPORT: LOC-0005-0006 | DD | LUB | SERVICE |  |  |  | 168 | 5 |  |  | JDE |  | LUBRICATION | FROM LUBE IT | 11061-LUB-DD-84-LUBE 161 SHUTDOWN | 4660454
7682 | 11061-LUB-DD-84-LUBE | 161 SHUTDOWN | 20 | 12 | 1L - Lubricate | 1106165AA | PRODUCT STOP PLATE ADJUSTMENT |  |  |  |  | SUPPORT: LOC-0013 | DD | LUB | SERVICE |  |  |  | 84 | 5 |  |  | JDE |  | LUBRICATION | FROM LUBE IT | 11061-LUB-DD-84-LUBE 161 SHUTDOWN | 4660454
7683 | 11061-LUB-DD-84-LUBE | 161 SHUTDOWN | 20 | 12 | 1L - Lubricate | 1106165AA | FIXED FOLDERS LONGITUDINAL ADJUSTMENT |  |  |  |  | SUPPORT: LOC-0015-0018 | DD | LUB | SERVICE |  |  |  | 84 | 5 |  |  | JDE |  | LUBRICATION | FROM LUBE IT | 11061-LUB-DD-84-LUBE 161 SHUTDOWN | 4660454
7684 | 11061-LUB-DD-84-LUBE | 161 SHUTDOWN | 20 | 12 | 1L - Lubricate | 1106165AA | FIXED FOLDERS HEIGHT ADJUSTMENT |  |  |  |  | SUPPORT: LOC-0019-0020 | DD | LUB | SERVICE |  |  |  | 84 | 5 |  |  | JDE |  | LUBRICATION | FROM LUBE IT | 11061-LUB-DD-84-LUBE 161 SHUTDOWN | 4660454
7685 | 11061-LUB-DD-84-LUBE | 161 SHUTDOWN | 20 | 12 | 1L - Lubricate | 1106165AG | FINAL INFEED BARS INTERMEDIATE LVL HGT ADJUSTMENT |  |  |  |  | SUPPORT: LOC-0023-0024 | DD | LUB | SERVICE |  |  |  | 84 | 5 |  |  | JDE |  | LUBRICATION | FROM LUBE IT | 11061-LUB-DD-84-LUBE 161 SHUTDOWN | 4660454
7686 | 11061-LUB-DD-84-LUBE | 161 SHUTDOWN | 20 | 12 | 1L - Lubricate | 1106165AG | FINAL INFEED BARS HEIGHT ADJUSTMENT |  |  |  |  | SUPPORT: LOC-0025-0028 | DD | LUB | SERVICE |  |  |  | 168 | 5 |  |  | JDE |  | LUBRICATION | FROM LUBE IT | 11061-LUB-DD-84-LUBE 161 SHUTDOWN | 4660454
7687 | 11061-LUB-DD-84-LUBE | 161 SHUTDOWN | 20 | 12 | 1L - Lubricate | 1106165AG | STACKER AXIS SUPPORT |  |  |  |  | SUPPORT: LOC-0034 | DD | LUB | SERVICE |  |  |  | 168 | 5 |  |  | JDE |  | LUBRICATION | FROM LUBE IT | 11061-LUB-DD-84-LUBE 161 SHUTDOWN | 4660454
7688 | 11061-LUB-DD-84-LUBE | 161 SHUTDOWN | 20 | 12 | 1L - Lubricate | 1106165AG | INITIAL INFEED LONGITUDINAL ADJUSTMENT |  |  |  |  | SUPPORT: LOC-0037-0038 | DD | LUB | SERVICE |  |  |  | 168 | 5 |  |  | JDE |  | LUBRICATION | FROM LUBE IT | 11061-LUB-DD-84-LUBE 161 SHUTDOWN | 4660454
7689 | 11061-LUB-DD-84-LUBE | 161 SHUTDOWN | 20 | 12 | 1L - Lubricate | 1106165AB | UPPER CONTRAST WIDTH ADJUSTMENT |  |  |  |  | SUPPORT: LOC-0039-0046 | DD | LUB | SERVICE |  |  |  | 168 | 5 |  |  | JDE |  | LUBRICATION | FROM LUBE IT | 11061-LUB-DD-84-LUBE 161 SHUTDOWN | 4660454
7690 | 11061-LUB-DD-84-LUBE | 161 SHUTDOWN | 20 | 12 | 1L - Lubricate | 1106165AB | OVERHEAD FINGERS DISPLACEMENT ADJUSTMENT |  |  |  |  | SUPPORT: LOC-0047-0048 | DD | LUB | SERVICE |  |  |  | 168 | 5 |  |  | JDE |  | LUBRICATION | FROM LUBE IT | 11061-LUB-DD-84-LUBE 161 SHUTDOWN | 4660454
7691 | 11061-LUB-DD-84-LUBE | 161 SHUTDOWN | 20 | 12 | 1L - Lubricate | 1106165AC | FILM GROUP WIDTH ADJUSTMENT |  |  |  |  | SUPPORT: LOC-0049-0050 | DD | LUB | SERVICE |  |  |  | 168 | 5 |  |  | JDE |  | LUBRICATION | FROM LUBE IT | 11061-LUB-DD-84-LUBE 161 SHUTDOWN | 4660454
7692 | 11061-LUB-DD-84-LUBE | 161 SHUTDOWN | 20 | 12 | 1L - Lubricate | 1106165AC | FILM GUIDES WIDTH ADJUSTMENT |  |  |  |  | SUPPORT: LOC-0051-0054 | DD | LUB | SERVICE |  |  |  | 168 | 5 |  |  | JDE |  | LUBRICATION | FROM LUBE IT | 11061-LUB-DD-84-LUBE 161 SHUTDOWN | 4660454
7693 | 11061-LUB-DD-84-LUBE | 161 SHUTDOWN | 20 | 12 | 1L - Lubricate | 1106165AE | PACKS ROTATION CONVEYOR AXLE SUPPORT |  |  |  |  | SUPPORT: LOC-0055-0056 | DD | LUB | SERVICE |  |  |  | 168 | 5 |  |  | JDE |  | LUBRICATION | FROM LUBE IT | 11061-LUB-DD-84-LUBE 161 SHUTDOWN | 4660454
7694 | 11061-LUB-DD-84-LUBE | 161 SHUTDOWN | 20 | 12 | 1L - Lubricate | 1106165AE | PACKS ROTATION HEIGHT ADJUSTMENT |  |  |  |  | SUPPORT: LOC-0057-0058 | DD | LUB | SERVICE |  |  |  | 168 | 5 |  |  | JDE |  | LUBRICATION | FROM LUBE IT | 11061-LUB-DD-84-LUBE 161 SHUTDOWN | 4660454
7695 | 11061-LUB-DD-84-LUBE | 161 SHUTDOWN | 20 | 12 | 1L - Lubricate | 1106165AF | LAUNCHERS ADJUSTMENT |  |  |  |  | SUPPORT: LOC-0059-0066 | DD | LUB | SERVICE |  |  |  | 168 | 5 |  |  | JDE |  | LUBRICATION | FROM LUBE IT | 11061-LUB-DD-84-LUBE 161 SHUTDOWN | 4660454
7696 | 11061-LUB-DD-84-LUBE | 161 SHUTDOWN | 20 | 12 | 1L - Lubricate | 1106165AG | FINAL INFEED BARS GUIDE WIDTH ADJUSTMENT |  |  |  |  | SUPPORT: LOC-0070-0071 | DD | LUB | SERVICE |  |  |  | 168 | 5 |  |  | JDE |  | LUBRICATION | FROM LUBE IT | 11061-LUB-DD-84-LUBE 161 SHUTDOWN | 4660454
7697 | 11061-LUB-DD-84-LUBE | 161 SHUTDOWN | 20 | 12 | 1L - Lubricate | 1106165AA | LOWER FOLDER BELTS GUIDES |  |  |  |  | SUPPORT: LOC-0072-0073 | DD | LUB | SERVICE |  |  |  | 168 | 5 |  |  | JDE |  | LUBRICATION | FROM LUBE IT | 11061-LUB-DD-84-LUBE 161 SHUTDOWN | 4660454
7698 | 11061-LUB-DD-84-LUBE | 161 SHUTDOWN | 20 | 12 | 1L - Lubricate | 1106165AB | UPPER CONTRAST HEIGHT ADJUSTMENT |  |  |  |  | SUPPORT: LOC-0074-0075 | DD | LUB | SERVICE |  |  |  | 168 | 5 |  |  | JDE |  | LUBRICATION | FROM LUBE IT | 11061-LUB-DD-84-LUBE 161 SHUTDOWN | 4660454
7699 | 11061-LUB-DD-84-LUBE | 161 SHUTDOWN | 20 | 12 | 1L - Lubricate | 1106165AA | ELEVATOR GUIDES |  |  |  |  | SUPPORT: LOC-0076 | DD | LUB | SERVICE |  |  |  | 168 | 5 |  |  | JDE |  | LUBRICATION | FROM LUBE IT | 11061-LUB-DD-84-LUBE 161 SHUTDOWN | 4660454
7700 | 11061-LUB-DD-84-LUBE | 161 SHUTDOWN | 20 | 12 | 1L - Lubricate | 1106165AA | COUNTER FOLDER AXLE SUPPORT |  |  |  |  | SUPPORT: LOC-0077 | DD | LUB | SERVICE |  |  |  | 168 | 5 |  |  | JDE |  | LUBRICATION | FROM LUBE IT | 11061-LUB-DD-84-LUBE 161 SHUTDOWN | 4660454
7701 | 11061-LUB-DD-84-LUBE | 161 SHUTDOWN | 20 | 12 | 1L - Lubricate | 1106165AA | COUNTER FOLDER GUIDES |  |  |  |  | SUPPORT: LOC-0078-0079 | DD | LUB | SERVICE |  |  |  | 168 | 5 |  |  | JDE |  | LUBRICATION | FROM LUBE IT | 11061-LUB-DD-84-LUBE 161 SHUTDOWN | 4660454
7702 | 11061-LUB-DD-84-LUBE | 161 SHUTDOWN | 20 | 12 | 1L - Lubricate | 1106165AA | LOWER HOPPER WIDTH ADJUSTMENT |  |  |  |  | SUPPORT: LOC-0084-0087 | DD | LUB | SERVICE |  |  |  | 168 | 5 |  |  | JDE |  | LUBRICATION | FROM LUBE IT | 11061-LUB-DD-84-LUBE 161 SHUTDOWN | 4660454
7703 | 11061-LUB-DD-84-LUBE | 161 SHUTDOWN | 20 | 12 | 1L - Lubricate | 1106165AE | SEALING BELTS WIDTH ADJUSTMENT GUIDES |  |  |  |  | SUPPORT: LOC-0088-0089 | DD | LUB | SERVICE |  |  |  | 168 | 5 |  |  | JDE |  | LUBRICATION | FROM LUBE IT | 11061-LUB-DD-84-LUBE 161 SHUTDOWN | 4660454
7704 | 11061-LUB-DD-84-LUBE | 161 SHUTDOWN | 20 | 12 | 1L - Lubricate | 1106165AE | HEATING ELEMENTS OPENING GUIDES |  |  |  |  | SUPPORT: LOC-0090-0091 | DD | LUB | SERVICE |  |  |  | 168 | 5 |  |  | JDE |  | LUBRICATION | FROM LUBE IT | 11061-LUB-DD-84-LUBE 161 SHUTDOWN | 4660454
7705 | 11061-LUB-DD-84-LUBE | 161 SHUTDOWN | 20 | 12 | 1L - Lubricate | 1106165AE | SEALING BELTS HEIGHT ADJUSTMENT |  |  |  |  | SUPPORT: LOC-092-099 | DD | LUB | SERVICE |  |  |  | 168 | 5 |  |  | JDE |  | LUBRICATION | FROM LUBE IT | 11061-LUB-DD-84-LUBE 161 SHUTDOWN | 4660454
7706 | 11061-LUB-DD-84-LUBE | 161 SHUTDOWN | 20 | 12 | 1L - Lubricate | 1106165AE | OUTFEED ACCELERATOR BELTS |  |  |  |  | SUPPORT: LOC-093-094 | DD | LUB | SERVICE |  |  |  | 168 | 5 |  |  | JDE |  | LUBRICATION | FROM LUBE IT | 11061-LUB-DD-84-LUBE 161 SHUTDOWN | 4660454
7707 | 11061-LUB-DD-84-LUBE | 161 SHUTDOWN | 20 | 12 | 1L - Lubricate | 1106165AE | SPACE SAVER GUIDES |  |  |  |  | SUPPORT: LOC-0100 | DD | LUB | SERVICE |  |  |  | 168 | 5 |  |  | JDE |  | LUBRICATION | FROM LUBE IT | 11061-LUB-DD-84-LUBE 161 SHUTDOWN | 4660454
7708 | 11061-LUB-DD-84-LUBE | 161 SHUTDOWN | 20 | 12 | 1L - Lubricate | 1106165BD | REEL UNWIND DANCER AXLE SUPPORT |  |  |  |  | SUPPORT: LOC-0001-0002 | DD | LUB | SERVICE |  |  |  | 168 | 5 |  |  | JDE |  | LUBRICATION | FROM LUBE IT | 11061-LUB-DD-84-LUBE 161 SHUTDOWN | 4660454
7709 | 11061-LUB-DD-84-LUBE | 161 SHUTDOWN | 20 | 12 | 1L - Lubricate | 1106165BD | REEL UNWIND MOTOR ROLLER |  |  |  |  | SUPPORT: LOC-0003-0004 | DD | LUB | SERVICE |  |  |  | 168 | 5 |  |  | JDE |  | LUBRICATION | FROM LUBE IT | 11061-LUB-DD-84-LUBE 161 SHUTDOWN | 4660454
7710 | 11061-LUB-DD-84-LUBE | 161 SHUTDOWN | 20 | 12 | 1L - Lubricate | 1106165BD | REEL UNWIND CONDUCTED ROLLER |  |  |  |  | SUPPORT: LOC-0005-0006 | DD | LUB | SERVICE |  |  |  | 168 | 5 |  |  | JDE |  | LUBRICATION | FROM LUBE IT | 11061-LUB-DD-84-LUBE 161 SHUTDOWN | 4660454
7711 | 11061-LUB-DD-84-LUBE | 161 SHUTDOWN | 20 | 12 | 1L - Lubricate | 1106165BA | PRODUCT STOP PLATE ADJUSTMENT |  |  |  |  | SUPPORT: LOC-0013 | DD | LUB | SERVICE |  |  |  | 84 | 5 |  |  | JDE |  | LUBRICATION | FROM LUBE IT | 11061-LUB-DD-84-LUBE 161 SHUTDOWN | 4660454
7712 | 11061-LUB-DD-84-LUBE | 161 SHUTDOWN | 20 | 12 | 1L - Lubricate | 1106165BA | FIXED FOLDERS LONGITUDINAL ADJUSTMENT |  |  |  |  | SUPPORT: LOC-0015-0018 | DD | LUB | SERVICE |  |  |  | 84 | 5 |  |  | JDE |  | LUBRICATION | FROM LUBE IT | 11061-LUB-DD-84-LUBE 161 SHUTDOWN | 4660454
7713 | 11061-LUB-DD-84-LUBE | 161 SHUTDOWN | 20 | 12 | 1L - Lubricate | 1106165BA | FIXED FOLDERS HEIGHT ADJUSTMENT |  |  |  |  | SUPPORT: LOC-0019-0020 | DD | LUB | SERVICE |  |  |  | 84 | 5 |  |  | JDE |  | LUBRICATION | FROM LUBE IT | 11061-LUB-DD-84-LUBE 161 SHUTDOWN | 4660454
7714 | 11061-LUB-DD-84-LUBE | 161 SHUTDOWN | 20 | 12 | 1L - Lubricate | 1106165BG | FINAL INFEED BARS INTERMEDIATE LVL HGT ADJUSTMENT |  |  |  |  | SUPPORT: LOC-0023-0024 | DD | LUB | SERVICE |  |  |  | 84 | 5 |  |  | JDE |  | LUBRICATION | FROM LUBE IT | 11061-LUB-DD-84-LUBE 161 SHUTDOWN | 4660454
7715 | 11061-LUB-DD-84-LUBE | 161 SHUTDOWN | 20 | 12 | 1L - Lubricate | 1106165BG | FINAL INFEED BARS HEIGHT ADJUSTMENT |  |  |  |  | SUPPORT: LOC-0025-0028 | DD | LUB | SERVICE |  |  |  | 168 | 5 |  |  | JDE |  | LUBRICATION | FROM LUBE IT | 11061-LUB-DD-84-LUBE 161 SHUTDOWN | 4660454
7716 | 11061-LUB-DD-84-LUBE | 161 SHUTDOWN | 20 | 12 | 1L - Lubricate | 1106165BG | STACKER AXIS SUPPORT |  |  |  |  | SUPPORT: LOC-0034 | DD | LUB | SERVICE |  |  |  | 168 | 5 |  |  | JDE |  | LUBRICATION | FROM LUBE IT | 11061-LUB-DD-84-LUBE 161 SHUTDOWN | 4660454
7717 | 11061-LUB-DD-84-LUBE | 161 SHUTDOWN | 20 | 12 | 1L - Lubricate | 1106165BG | INITIAL INFEED LONGITUDINAL ADJUSTMENT |  |  |  |  | SUPPORT: LOC-0037-0038 | DD | LUB | SERVICE |  |  |  | 168 | 5 |  |  | JDE |  | LUBRICATION | FROM LUBE IT | 11061-LUB-DD-84-LUBE 161 SHUTDOWN | 4660454
7718 | 11061-LUB-DD-84-LUBE | 161 SHUTDOWN | 20 | 12 | 1L - Lubricate | 1106165BB | UPPER CONTRAST WIDTH ADJUSTMENT |  |  |  |  | SUPPORT: LOC-0039-0046 | DD | LUB | SERVICE |  |  |  | 168 | 5 |  |  | JDE |  | LUBRICATION | FROM LUBE IT | 11061-LUB-DD-84-LUBE 161 SHUTDOWN | 4660454
7719 | 11061-LUB-DD-84-LUBE | 161 SHUTDOWN | 20 | 12 | 1L - Lubricate | 1106165BB | OVERHEAD FINGERS DISPLACEMENT ADJUSTMENT |  |  |  |  | SUPPORT: LOC-0047-0048 | DD | LUB | SERVICE |  |  |  | 168 | 5 |  |  | JDE |  | LUBRICATION | FROM LUBE IT | 11061-LUB-DD-84-LUBE 161 SHUTDOWN | 4660454
7720 | 11061-LUB-DD-84-LUBE | 161 SHUTDOWN | 20 | 12 | 1L - Lubricate | 1106165BC | FILM GROUP WIDTH ADJUSTMENT |  |  |  |  | SUPPORT: LOC-0049-0050 | DD | LUB | SERVICE |  |  |  | 168 | 5 |  |  | JDE |  | LUBRICATION | FROM LUBE IT | 11061-LUB-DD-84-LUBE 161 SHUTDOWN | 4660454
7721 | 11061-LUB-DD-84-LUBE | 161 SHUTDOWN | 20 | 12 | 1L - Lubricate | 1106165BC | FILM GUIDES WIDTH ADJUSTMENT |  |  |  |  | SUPPORT: LOC-0051-0054 | DD | LUB | SERVICE |  |  |  | 168 | 5 |  |  | JDE |  | LUBRICATION | FROM LUBE IT | 11061-LUB-DD-84-LUBE 161 SHUTDOWN | 4660454
7722 | 11061-LUB-DD-84-LUBE | 161 SHUTDOWN | 20 | 12 | 1L - Lubricate | 1106165BE | PACKS ROTATION CONVEYOR AXLE SUPPORT |  |  |  |  | SUPPORT: LOC-0055-0056 | DD | LUB | SERVICE |  |  |  | 168 | 5 |  |  | JDE |  | LUBRICATION | FROM LUBE IT | 11061-LUB-DD-84-LUBE 161 SHUTDOWN | 4660454
7723 | 11061-LUB-DD-84-LUBE | 161 SHUTDOWN | 20 | 12 | 1L - Lubricate | 1106165BE | PACKS ROTATION HEIGHT ADJUSTMENT |  |  |  |  | SUPPORT: LOC-0057-0058 | DD | LUB | SERVICE |  |  |  | 168 | 5 |  |  | JDE |  | LUBRICATION | FROM LUBE IT | 11061-LUB-DD-84-LUBE 161 SHUTDOWN | 4660454
7724 | 11061-LUB-DD-84-LUBE | 161 SHUTDOWN | 20 | 12 | 1L - Lubricate | 1106165BF | LAUNCHERS ADJUSTMENT |  |  |  |  | SUPPORT: LOC-0059-0066 | DD | LUB | SERVICE |  |  |  | 168 | 5 |  |  | JDE |  | LUBRICATION | FROM LUBE IT | 11061-LUB-DD-84-LUBE 161 SHUTDOWN | 4660454
7725 | 11061-LUB-DD-84-LUBE | 161 SHUTDOWN | 20 | 12 | 1L - Lubricate | 1106165BG | FINAL INFEED BARS GUIDE WIDTH ADJUSTMENT |  |  |  |  | SUPPORT: LOC-0070-0071 | DD | LUB | SERVICE |  |  |  | 168 | 5 |  |  | JDE |  | LUBRICATION | FROM LUBE IT | 11061-LUB-DD-84-LUBE 161 SHUTDOWN | 4660454
7726 | 11061-LUB-DD-84-LUBE | 161 SHUTDOWN | 20 | 12 | 1L - Lubricate | 1106165BA | LOWER FOLDER BELTS GUIDES |  |  |  |  | SUPPORT: LOC-0072-0073 | DD | LUB | SERVICE |  |  |  | 168 | 5 |  |  | JDE |  | LUBRICATION | FROM LUBE IT | 11061-LUB-DD-84-LUBE 161 SHUTDOWN | 4660454
7727 | 11061-LUB-DD-84-LUBE | 161 SHUTDOWN | 20 | 12 | 1L - Lubricate | 1106165BB | UPPER CONTRAST HEIGHT ADJUSTMENT |  |  |  |  | SUPPORT: LOC-0074-0075 | DD | LUB | SERVICE |  |  |  | 168 | 5 |  |  | JDE |  | LUBRICATION | FROM LUBE IT | 11061-LUB-DD-84-LUBE 161 SHUTDOWN | 4660454
7728 | 11061-LUB-DD-84-LUBE | 161 SHUTDOWN | 20 | 12 | 1L - Lubricate | 1106165BA | ELEVATOR GUIDES |  |  |  |  | SUPPORT: LOC-0076 | DD | LUB | SERVICE |  |  |  | 168 | 5 |  |  | JDE |  | LUBRICATION | FROM LUBE IT | 11061-LUB-DD-84-LUBE 161 SHUTDOWN | 4660454
7729 | 11061-LUB-DD-84-LUBE | 161 SHUTDOWN | 20 | 12 | 1L - Lubricate | 1106165BA | COUNTER FOLDER AXLE SUPPORT |  |  |  |  | SUPPORT: LOC-0077 | DD | LUB | SERVICE |  |  |  | 168 | 5 |  |  | JDE |  | LUBRICATION | FROM LUBE IT | 11061-LUB-DD-84-LUBE 161 SHUTDOWN | 4660454
7730 | 11061-LUB-DD-84-LUBE | 161 SHUTDOWN | 20 | 12 | 1L - Lubricate | 1106165BA | COUNTER FOLDER GUIDES |  |  |  |  | SUPPORT: LOC-0078-0079 | DD | LUB | SERVICE |  |  |  | 168 | 5 |  |  | JDE |  | LUBRICATION | FROM LUBE IT | 11061-LUB-DD-84-LUBE 161 SHUTDOWN | 4660454
7731 | 11061-LUB-DD-84-LUBE | 161 SHUTDOWN | 20 | 12 | 1L - Lubricate | 1106165BA | LOWER HOPPER WIDTH ADJUSTMENT |  |  |  |  | LOC-0084-0087 | DD | LUB | SERVICE |  |  |  | 168 | 5 |  |  | JDE |  | LUBRICATION | FROM LUBE IT | 11061-LUB-DD-84-LUBE 161 SHUTDOWN | 4660454
7732 | 11061-LUB-DD-84-LUBE | 161 SHUTDOWN | 20 | 12 | 1L - Lubricate | 1106165BE | SEALING BELTS WIDTH ADJUSTMENT GUIDES |  |  |  |  | SUPPORT: LOC-0088-0089 | DD | LUB | SERVICE |  |  |  | 168 | 5 |  |  | JDE |  | LUBRICATION | FROM LUBE IT | 11061-LUB-DD-84-LUBE 161 SHUTDOWN | 4660454
7733 | 11061-LUB-DD-84-LUBE | 161 SHUTDOWN | 20 | 12 | 1L - Lubricate | 1106165BE | HEATING ELEMENTS OPENING GUIDES |  |  |  |  | SUPPORT: LOC-0090-0091 | DD | LUB | SERVICE |  |  |  | 168 | 5 |  |  | JDE |  | LUBRICATION | FROM LUBE IT | 11061-LUB-DD-84-LUBE 161 SHUTDOWN | 4660454
7734 | 11061-LUB-DD-84-LUBE | 161 SHUTDOWN | 20 | 12 | 1L - Lubricate | 1106165BE | SEALING BELTS HEIGHT ADJUSTMENT |  |  |  |  | SUPPORT: LOC-092-099 | DD | LUB | SERVICE |  |  |  | 168 | 5 |  |  | JDE |  | LUBRICATION | FROM LUBE IT | 11061-LUB-DD-84-LUBE 161 SHUTDOWN | 4660454
7735 | 11061-LUB-DD-84-LUBE | 161 SHUTDOWN | 20 | 12 | 1L - Lubricate | 1106165BE | OUTFEED ACCELERATOR BELTS |  |  |  |  | SUPPORT: LOC-093-094 | DD | LUB | SERVICE |  |  |  | 168 | 5 |  |  | JDE |  | LUBRICATION | FROM LUBE IT | 11061-LUB-DD-84-LUBE 161 SHUTDOWN | 4660454
7736 | 11061-LUB-DD-84-LUBE | 161 SHUTDOWN | 20 | 12 | 1L - Lubricate | 1106165BA | SPACE SAVER GUIDES |  |  |  |  | SUPPORT: LOC-0100 | DD | LUB | SERVICE |  |  |  | 168 | 15 |  |  | JDE |  | LUBRICATION | FROM LUBE IT | 11061-LUB-DD-84-LUBE 161 SHUTDOWN | 4660454
7737 | 11061-LUB-DD-84-LUBE | 161 SHUTDOWN | 20 | 12 | 1L - Lubricate | 1106145A | CORE FORMER (BOTTOM) |  |  |  |  | LINEAR SUPPORT | DD | LUB | SERVICE |  |  |  | 168 | 30 |  |  | JDE |  | LUBRICATION | FROM LUBE IT | 11061-LUB-DD-84-LUBE 161 SHUTDOWN | 4660454
7738 | 11061-LUB-DD-84-LUBE | 161 SHUTDOWN | 20 | 12 | 1L - Lubricate | 1106115 | BACKSTAND PLATFORM 1 |  |  |  |  | GEARBOX: UNWIND TURN-TABLE | DD | LUB | INSPECT |  |  |  | 168 | 30 |  |  | JDE |  | LUBRICATION | FROM LUBE IT | 11061-LUB-DD-84-LUBE 161 SHUTDOWN | 4660454
7739 | 11062-LUB-DD-84-LUBE | 162 SHUTDOWN | 20 | 12 | 1L - Lubricate | 1106215A | EXTERNAL UNWINDER REAR |  |  |  |  | REDUCER: ITI#200202 LOC. 2 STM | DD | LUB | SERVICE |  |  |  | 672 | 30 |  |  | JDE |  | LUBRICATION | FROM LUBE IT | 11062-LUB-DD-84-LUBE 162 SHUTDOWN | 4660455
7740 | 11062-LUB-DD-84-LUBE | 162 SHUTDOWN | 20 | 12 | 1L - Lubricate | 1106215B | EXTERNAL UNWINDER FRONT |  |  |  |  | REDUCER: ITI#200202 LOC. 2 STM | DD | LUB | SERVICE |  |  |  | 672 | 30 |  |  | JDE |  | LUBRICATION | FROM LUBE IT | 11062-LUB-DD-84-LUBE 162 SHUTDOWN | 4660455
7741 | 11062-LUB-DD-84-LUBE | 162 SHUTDOWN | 20 | 12 | 1L - Lubricate | 1106215C | INTERNAL UNWINDER REAR |  |  |  |  | REDUCER: ITI#200202 LOC. 2 STM | DD | LUB | SERVICE |  |  |  | 672 | 30 |  |  | JDE |  | LUBRICATION | FROM LUBE IT | 11062-LUB-DD-84-LUBE 162 SHUTDOWN | 4660455
7742 | 11062-LUB-DD-84-LUBE | 162 SHUTDOWN | 20 | 12 | 1L - Lubricate | 1106215D | INTERNAL UNWINDER FRONT |  |  |  |  | REDUCER: ITI#200202 LOC. 2 STM | DD | LUB | SERVICE |  |  |  | 672 | 30 |  |  | JDE |  | LUBRICATION | FROM LUBE IT | 11062-LUB-DD-84-LUBE 162 SHUTDOWN | 4660455
7743 | 11062-LUB-DD-84-LUBE | 162 SHUTDOWN | 20 | 12 | 1L - Lubricate | 1106210D | OVERHEAD CRANE SYSTEM |  |  |  |  | REDUCER | DD | LUB | SERVICE |  |  |  | 672 | 120 |  |  | JDE |  | LUBRICATION | FROM LUBE IT | 11062-LUB-DD-84-LUBE 162 SHUTDOWN | 4660455
7744 | 11062-LUB-DD-84-LUBE | 162 SHUTDOWN | 20 | 12 | 1L - Lubricate | 1106210AB | GLOBAL- DRIVEN ROLL |  |  |  |  | REDUCER | DD | LUB | SERVICE |  |  |  | 672 | 30 |  |  | JDE |  | LUBRICATION | FROM LUBE IT | 11062-LUB-DD-84-LUBE 162 SHUTDOWN | 4660455
7745 | 11062-LUB-DD-84-LUBE | 162 SHUTDOWN | 20 | 12 | 1L - Lubricate | 1106240A | INTERNAL LOG SAW |  |  |  |  | REDUCER: #1 LOGSAW STM | DD | LUB | SERVICE |  |  |  | 672 | 15 |  |  | JDE |  | LUBRICATION | FROM LUBE IT | 11062-LUB-DD-84-LUBE 162 SHUTDOWN | 4660455
7746 | 11062-LUB-DD-84-LUBE | 162 SHUTDOWN | 20 | 12 | 1L - Lubricate | 1106240B | EXTERNAL LOG SAW |  |  |  |  | REDUCER: #1 LOGSAW STM | DD | LUB | SERVICE |  |  |  | 672 | 15 |  |  | JDE |  | LUBRICATION | FROM LUBE IT | 11062-LUB-DD-84-LUBE 162 SHUTDOWN | 4660455
7747 | 11062-LUB-DD-84-LUBE | 162 SHUTDOWN | 20 | 12 | 1L - Lubricate | 1106235A | LOG ACCUMULATOR |  |  |  |  | REDUCER | DD | LUB | SERVICE |  |  |  | 672 | 15 |  |  | JDE |  | LUBRICATION | FROM LUBE IT | 11062-LUB-DD-84-LUBE 162 SHUTDOWN | 4660455
7748 | 11062-LUB-DD-84-LUBE | 162 SHUTDOWN | 20 | 12 | 1L - Lubricate | 1106235B | TRIMSAW |  |  |  |  | REDUCER: STM | DD | LUB | SERVICE |  |  |  | 672 | 15 |  |  | JDE |  | LUBRICATION | FROM LUBE IT | 11062-LUB-DD-84-LUBE 162 SHUTDOWN | 4660455
7749 | 11062-LUB-DD-84-LUBE | 162 SHUTDOWN | 20 | 12 | 1L - Lubricate | 1106235C | LOG LOADER |  |  |  |  | REDUCER: STM | DD | LUB | SERVICE |  |  |  | 672 | 15 |  |  | JDE |  | LUBRICATION | FROM LUBE IT | 11062-LUB-DD-84-LUBE 162 SHUTDOWN | 4660455
7750 | 11062-LUB-DD-84-LUBE | 162 SHUTDOWN | 20 | 12 | 1L - Lubricate | 1106235C | LOG LOADER |  |  |  |  | REDUCER - LOC. 34: LOC. 34 STM | DD | LUB | SERVICE |  |  |  | 672 | 15 |  |  | JDE |  | LUBRICATION | FROM LUBE IT | 11062-LUB-DD-84-LUBE 162 SHUTDOWN | 4660455
7751 | 11062-LUB-DD-84-LUBE | 162 SHUTDOWN | 20 | 12 | 1L - Lubricate | 1106220A | JOI EMBOSSER |  |  |  |  | REDUCER: BONFIGILIO LOC.8 | DD | LUB | SERVICE |  |  |  | 672 | 15 |  |  | JDE |  | LUBRICATION | FROM LUBE IT | 11062-LUB-DD-84-LUBE 162 SHUTDOWN | 4660455
7752 | 11062-LUB-DD-84-LUBE | 162 SHUTDOWN | 20 | 12 | 1L - Lubricate | 1106225A | REWINDER |  |  |  |  | REDUCER - LOC. 19: BONFIGILIO LOC. 19 | DD | LUB | SERVICE |  |  |  | 672 | 15 |  |  | JDE |  | LUBRICATION | FROM LUBE IT | 11062-LUB-DD-84-LUBE 162 SHUTDOWN | 4660455
7753 | 11062-LUB-DD-84-LUBE | 162 SHUTDOWN | 20 | 12 | 1L - Lubricate | 1106225A | REWINDER |  |  |  |  | REDUCER - LOC. 18: BONFIGILIO LOC.18 | DD | LUB | SERVICE |  |  |  | 672 | 30 |  |  | JDE |  | LUBRICATION | FROM LUBE IT | 11062-LUB-DD-84-LUBE 162 SHUTDOWN | 4660455
7754 | 11062-LUB-DD-84-LUBE | 162 SHUTDOWN | 20 | 12 | 1L - Lubricate | 1106220A | JOI EMBOSSER |  |  |  |  | ROLLER RAIL SYSTEM | DD | LUB | SERVICE |  |  |  | 672 | 5 |  |  | JDE |  | LUBRICATION | FROM LUBE IT | 11062-LUB-DD-84-LUBE 162 SHUTDOWN | 4660455
7755 | 11062-LUB-DD-84-LUBE | 162 SHUTDOWN | 20 | 12 | 1L - Lubricate | 1106225A | REWINDER |  |  |  |  | SUPPORT | DD | LUB | SERVICE |  |  |  | 168 | 5 |  |  | JDE |  | LUBRICATION | FROM LUBE IT | 11062-LUB-DD-84-LUBE 162 SHUTDOWN | 4660455
7756 | 11062-LUB-DD-84-LUBE | 162 SHUTDOWN | 20 | 12 | 1L - Lubricate | 1106215 | BACKSTAND PLATFORM 2 |  |  |  |  | HYDRAULIC OIL RESERVOIR | DD | LUB | SERVICE |  |  |  | 336 | 5 |  |  | JDE |  | LUBRICATION | FROM LUBE IT | 11062-LUB-DD-84-LUBE 162 SHUTDOWN | 4660455
7757 | 11062-LUB-DD-84-LUBE | 162 SHUTDOWN | 20 | 12 | 1L - Lubricate | 1106275 | DRIVE ROLLER |  |  |  |  | REDUCER (BOM 010) | DD | LUB | SERVICE |  |  |  | 84 | 30 |  |  | JDE |  | LUBRICATION | FROM LUBE IT | 11062-LUB-DD-84-LUBE 162 SHUTDOWN | 4660455
7758 | 11062-LUB-DD-84-LUBE | 162 SHUTDOWN | 20 | 12 | 1L - Lubricate | 1106265AD | REEL UNWIND DANCER AXLE SUPPORT |  |  |  |  | SUPPORT: LOC-0001-0002 | DD | LUB | SERVICE |  |  |  | 168 | 5 |  |  | JDE |  | LUBRICATION | FROM LUBE IT | 11062-LUB-DD-84-LUBE 162 SHUTDOWN | 4660455
7759 | 11062-LUB-DD-84-LUBE | 162 SHUTDOWN | 20 | 12 | 1L - Lubricate | 1106265AD | REEL UNWIND MOTOR ROLLER |  |  |  |  | SUPPORT: LOC-0003-0004 | DD | LUB | SERVICE |  |  |  | 168 | 5 |  |  | JDE |  | LUBRICATION | FROM LUBE IT | 11062-LUB-DD-84-LUBE 162 SHUTDOWN | 4660455
7760 | 11062-LUB-DD-84-LUBE | 162 SHUTDOWN | 20 | 12 | 1L - Lubricate | 1106265AD | REEL UNWIND CONDUCTED ROLLER |  |  |  |  | SUPPORT: LOC-0005-0006 | DD | LUB | SERVICE |  |  |  | 168 | 5 |  |  | JDE |  | LUBRICATION | FROM LUBE IT | 11062-LUB-DD-84-LUBE 162 SHUTDOWN | 4660455
7761 | 11062-LUB-DD-84-LUBE | 162 SHUTDOWN | 20 | 12 | 1L - Lubricate | 1106265AA | PRODUCT STOP PLATE ADJUSTMENT |  |  |  |  | SUPPORT: LOC-0013 | DD | LUB | SERVICE |  |  |  | 84 | 5 |  |  | JDE |  | LUBRICATION | FROM LUBE IT | 11062-LUB-DD-84-LUBE 162 SHUTDOWN | 4660455
7762 | 11062-LUB-DD-84-LUBE | 162 SHUTDOWN | 20 | 12 | 1L - Lubricate | 1106265AA | FIXED FOLDERS LONGITUDINAL ADJUSTMENT |  |  |  |  | SUPPORT: LOC-0015-0018 | DD | LUB | SERVICE |  |  |  | 84 | 5 |  |  | JDE |  | LUBRICATION | FROM LUBE IT | 11062-LUB-DD-84-LUBE 162 SHUTDOWN | 4660455
7763 | 11062-LUB-DD-84-LUBE | 162 SHUTDOWN | 20 | 12 | 1L - Lubricate | 1106265AA | FIXED FOLDERS HEIGHT ADJUSTMENT |  |  |  |  | SUPPORT: LOC-0019-0020 | DD | LUB | SERVICE |  |  |  | 84 | 5 |  |  | JDE |  | LUBRICATION | FROM LUBE IT | 11062-LUB-DD-84-LUBE 162 SHUTDOWN | 4660455
7764 | 11062-LUB-DD-84-LUBE | 162 SHUTDOWN | 20 | 12 | 1L - Lubricate | 1106265AG | FINAL INFEED BARS INTERMEDIATE LVL HGT ADJUSTMENT |  |  |  |  | SUPPORT: LOC-0023-0024 | DD | LUB | SERVICE |  |  |  | 84 | 5 |  |  | JDE |  | LUBRICATION | FROM LUBE IT | 11062-LUB-DD-84-LUBE 162 SHUTDOWN | 4660455
7765 | 11062-LUB-DD-84-LUBE | 162 SHUTDOWN | 20 | 12 | 1L - Lubricate | 1106265AG | FINAL INFEED BARS HEIGHT ADJUSTMENT |  |  |  |  | SUPPORT: LOC-0025-0028 | DD | LUB | SERVICE |  |  |  | 168 | 5 |  |  | JDE |  | LUBRICATION | FROM LUBE IT | 11062-LUB-DD-84-LUBE 162 SHUTDOWN | 4660455
7766 | 11062-LUB-DD-84-LUBE | 162 SHUTDOWN | 20 | 12 | 1L - Lubricate | 1106265AG | STACKER AXIS SUPPORT |  |  |  |  | SUPPORT: LOC-0034 | DD | LUB | SERVICE |  |  |  | 168 | 5 |  |  | JDE |  | LUBRICATION | FROM LUBE IT | 11062-LUB-DD-84-LUBE 162 SHUTDOWN | 4660455
7767 | 11062-LUB-DD-84-LUBE | 162 SHUTDOWN | 20 | 12 | 1L - Lubricate | 1106265AG | INITIAL INFEED LONGITUDINAL ADJUSTMENT |  |  |  |  | SUPPORT: LOC-0037-0038 | DD | LUB | SERVICE |  |  |  | 168 | 5 |  |  | JDE |  | LUBRICATION | FROM LUBE IT | 11062-LUB-DD-84-LUBE 162 SHUTDOWN | 4660455
7768 | 11062-LUB-DD-84-LUBE | 162 SHUTDOWN | 20 | 12 | 1L - Lubricate | 1106265AB | UPPER CONTRAST WIDTH ADJUSTMENT |  |  |  |  | SUPPORT: LOC-0039-0046 | DD | LUB | SERVICE |  |  |  | 168 | 5 |  |  | JDE |  | LUBRICATION | FROM LUBE IT | 11062-LUB-DD-84-LUBE 162 SHUTDOWN | 4660455
7769 | 11062-LUB-DD-84-LUBE | 162 SHUTDOWN | 20 | 12 | 1L - Lubricate | 1106265AB | OVERHEAD FINGERS DISPLACEMENT ADJUSTMENT |  |  |  |  | SUPPORT: LOC-0047-0048 | DD | LUB | SERVICE |  |  |  | 168 | 5 |  |  | JDE |  | LUBRICATION | FROM LUBE IT | 11062-LUB-DD-84-LUBE 162 SHUTDOWN | 4660455
7770 | 11062-LUB-DD-84-LUBE | 162 SHUTDOWN | 20 | 12 | 1L - Lubricate | 1106265AC | FILM GROUP WIDTH ADJUSTMENT |  |  |  |  | SUPPORT: LOC-0049-0050 | DD | LUB | SERVICE |  |  |  | 168 | 5 |  |  | JDE |  | LUBRICATION | FROM LUBE IT | 11062-LUB-DD-84-LUBE 162 SHUTDOWN | 4660455
7771 | 11062-LUB-DD-84-LUBE | 162 SHUTDOWN | 20 | 12 | 1L - Lubricate | 1106265AC | FILM GUIDES WIDTH ADJUSTMENT |  |  |  |  | SUPPORT: LOC-0051-0054 | DD | LUB | SERVICE |  |  |  | 168 | 5 |  |  | JDE |  | LUBRICATION | FROM LUBE IT | 11062-LUB-DD-84-LUBE 162 SHUTDOWN | 4660455
7772 | 11062-LUB-DD-84-LUBE | 162 SHUTDOWN | 20 | 12 | 1L - Lubricate | 1106265AE | PACKS ROTATION CONVEYOR AXLE SUPPORT |  |  |  |  | SUPPORT: LOC-0055-0056 | DD | LUB | SERVICE |  |  |  | 168 | 5 |  |  | JDE |  | LUBRICATION | FROM LUBE IT | 11062-LUB-DD-84-LUBE 162 SHUTDOWN | 4660455
7773 | 11062-LUB-DD-84-LUBE | 162 SHUTDOWN | 20 | 12 | 1L - Lubricate | 1106265AE | PACKS ROTATION HEIGHT ADJUSTMENT |  |  |  |  | SUPPORT: LOC-0057-0058 | DD | LUB | SERVICE |  |  |  | 168 | 5 |  |  | JDE |  | LUBRICATION | FROM LUBE IT | 11062-LUB-DD-84-LUBE 162 SHUTDOWN | 4660455
7774 | 11062-LUB-DD-84-LUBE | 162 SHUTDOWN | 20 | 12 | 1L - Lubricate | 1106265AF | LAUNCHERS ADJUSTMENT |  |  |  |  | SUPPORT: LOC-0059-0066 | DD | LUB | SERVICE |  |  |  | 168 | 5 |  |  | JDE |  | LUBRICATION | FROM LUBE IT | 11062-LUB-DD-84-LUBE 162 SHUTDOWN | 4660455
7775 | 11062-LUB-DD-84-LUBE | 162 SHUTDOWN | 20 | 12 | 1L - Lubricate | 1106265AG | FINAL INFEED BARS GUIDE WIDTH ADJUSTMENT |  |  |  |  | SUPPORT: LOC-0070-0071 | DD | LUB | SERVICE |  |  |  | 168 | 5 |  |  | JDE |  | LUBRICATION | FROM LUBE IT | 11062-LUB-DD-84-LUBE 162 SHUTDOWN | 4660455
7776 | 11062-LUB-DD-84-LUBE | 162 SHUTDOWN | 20 | 12 | 1L - Lubricate | 1106265AA | LOWER FOLDER BELTS GUIDES |  |  |  |  | SUPPORT: LOC-0072-0073 | DD | LUB | SERVICE |  |  |  | 168 | 5 |  |  | JDE |  | LUBRICATION | FROM LUBE IT | 11062-LUB-DD-84-LUBE 162 SHUTDOWN | 4660455
7777 | 11062-LUB-DD-84-LUBE | 162 SHUTDOWN | 20 | 12 | 1L - Lubricate | 1106265AB | UPPER CONTRAST HEIGHT ADJUSTMENT |  |  |  |  | SUPPORT: LOC-0074-0075 | DD | LUB | SERVICE |  |  |  | 168 | 5 |  |  | JDE |  | LUBRICATION | FROM LUBE IT | 11062-LUB-DD-84-LUBE 162 SHUTDOWN | 4660455
7778 | 11062-LUB-DD-84-LUBE | 162 SHUTDOWN | 20 | 12 | 1L - Lubricate | 1106265AA | ELEVATOR GUIDES |  |  |  |  | SUPPORT: LOC-0076 | DD | LUB | SERVICE |  |  |  | 168 | 5 |  |  | JDE |  | LUBRICATION | FROM LUBE IT | 11062-LUB-DD-84-LUBE 162 SHUTDOWN | 4660455
7779 | 11062-LUB-DD-84-LUBE | 162 SHUTDOWN | 20 | 12 | 1L - Lubricate | 1106265AA | COUNTER FOLDER AXLE SUPPORT |  |  |  |  | SUPPORT: LOC-0077 | DD | LUB | SERVICE |  |  |  | 168 | 5 |  |  | JDE |  | LUBRICATION | FROM LUBE IT | 11062-LUB-DD-84-LUBE 162 SHUTDOWN | 4660455
7780 | 11062-LUB-DD-84-LUBE | 162 SHUTDOWN | 20 | 12 | 1L - Lubricate | 1106265AA | COUNTER FOLDER GUIDES |  |  |  |  | SUPPORT: LOC-0078-0079 | DD | LUB | SERVICE |  |  |  | 168 | 5 |  |  | JDE |  | LUBRICATION | FROM LUBE IT | 11062-LUB-DD-84-LUBE 162 SHUTDOWN | 4660455
7781 | 11062-LUB-DD-84-LUBE | 162 SHUTDOWN | 20 | 12 | 1L - Lubricate | 1106265AA | LOWER HOPPER WIDTH ADJUSTMENT |  |  |  |  | SUPPORT: LOC-0084-0087 | DD | LUB | SERVICE |  |  |  | 168 | 5 |  |  | JDE |  | LUBRICATION | FROM LUBE IT | 11062-LUB-DD-84-LUBE 162 SHUTDOWN | 4660455
7782 | 11062-LUB-DD-84-LUBE | 162 SHUTDOWN | 20 | 12 | 1L - Lubricate | 1106265AE | SEALING BELTS WIDTH ADJUSTMENT GUIDES |  |  |  |  | SUPPORT: LOC-0088-0089 | DD | LUB | SERVICE |  |  |  | 168 | 5 |  |  | JDE |  | LUBRICATION | FROM LUBE IT | 11062-LUB-DD-84-LUBE 162 SHUTDOWN | 4660455
7783 | 11062-LUB-DD-84-LUBE | 162 SHUTDOWN | 20 | 12 | 1L - Lubricate | 1106265AE | HEATING ELEMENTS OPENING GUIDES |  |  |  |  | SUPPORT: LOC-0090-0091 | DD | LUB | SERVICE |  |  |  | 168 | 5 |  |  | JDE |  | LUBRICATION | FROM LUBE IT | 11062-LUB-DD-84-LUBE 162 SHUTDOWN | 4660455
7784 | 11062-LUB-DD-84-LUBE | 162 SHUTDOWN | 20 | 12 | 1L - Lubricate | 1106265AE | SEALING BELTS HEIGHT ADJUSTMENT |  |  |  |  | SUPPORT: LOC-092-099 | DD | LUB | SERVICE |  |  |  | 168 | 5 |  |  | JDE |  | LUBRICATION | FROM LUBE IT | 11062-LUB-DD-84-LUBE 162 SHUTDOWN | 4660455
7785 | 11062-LUB-DD-84-LUBE | 162 SHUTDOWN | 20 | 12 | 1L - Lubricate | 1106265AE | OUTFEED ACCELERATOR BELTS |  |  |  |  | SUPPORT: LOC-093-094 | DD | LUB | SERVICE |  |  |  | 168 | 5 |  |  | JDE |  | LUBRICATION | FROM LUBE IT | 11062-LUB-DD-84-LUBE 162 SHUTDOWN | 4660455
7786 | 11062-LUB-DD-84-LUBE | 162 SHUTDOWN | 20 | 12 | 1L - Lubricate | 1106265AE | SPACE SAVER GUIDES |  |  |  |  | SUPPORT: LOC-0100 | DD | LUB | SERVICE |  |  |  | 168 | 5 |  |  | JDE |  | LUBRICATION | FROM LUBE IT | 11062-LUB-DD-84-LUBE 162 SHUTDOWN | 4660455
7787 | 11062-LUB-DD-84-LUBE | 162 SHUTDOWN | 20 | 12 | 1L - Lubricate | 1106265BD | REEL UNWIND DANCER AXLE SUPPORT |  |  |  |  | SUPPORT: LOC-0001-0002 | DD | LUB | SERVICE |  |  |  | 168 | 5 |  |  | JDE |  | LUBRICATION | FROM LUBE IT | 11062-LUB-DD-84-LUBE 162 SHUTDOWN | 4660455
7788 | 11062-LUB-DD-84-LUBE | 162 SHUTDOWN | 20 | 12 | 1L - Lubricate | 1106265BD | REEL UNWIND MOTOR ROLLER |  |  |  |  | SUPPORT: LOC-0003-0004 | DD | LUB | SERVICE |  |  |  | 168 | 5 |  |  | JDE |  | LUBRICATION | FROM LUBE IT | 11062-LUB-DD-84-LUBE 162 SHUTDOWN | 4660455
7789 | 11062-LUB-DD-84-LUBE | 162 SHUTDOWN | 20 | 12 | 1L - Lubricate | 1106265BD | REEL UNWIND CONDUCTED ROLLER |  |  |  |  | SUPPORT: LOC-0005-0006 | DD | LUB | SERVICE |  |  |  | 168 | 5 |  |  | JDE |  | LUBRICATION | FROM LUBE IT | 11062-LUB-DD-84-LUBE 162 SHUTDOWN | 4660455
7790 | 11062-LUB-DD-84-LUBE | 162 SHUTDOWN | 20 | 12 | 1L - Lubricate | 1106265BA | PRODUCT STOP PLATE ADJUSTMENT |  |  |  |  | SUPPORT: LOC-0013 | DD | LUB | SERVICE |  |  |  | 84 | 5 |  |  | JDE |  | LUBRICATION | FROM LUBE IT | 11062-LUB-DD-84-LUBE 162 SHUTDOWN | 4660455
7791 | 11062-LUB-DD-84-LUBE | 162 SHUTDOWN | 20 | 12 | 1L - Lubricate | 1106265BA | FIXED FOLDERS LONGITUDINAL ADJUSTMENT |  |  |  |  | SUPPORT: LOC-0015-0018 | DD | LUB | SERVICE |  |  |  | 84 | 5 |  |  | JDE |  | LUBRICATION | FROM LUBE IT | 11062-LUB-DD-84-LUBE 162 SHUTDOWN | 4660455
7792 | 11062-LUB-DD-84-LUBE | 162 SHUTDOWN | 20 | 12 | 1L - Lubricate | 1106265BA | FIXED FOLDERS HEIGHT ADJUSTMENT |  |  |  |  | SUPPORT: LOC-0019-0020 | DD | LUB | SERVICE |  |  |  | 84 | 5 |  |  | JDE |  | LUBRICATION | FROM LUBE IT | 11062-LUB-DD-84-LUBE 162 SHUTDOWN | 4660455
7793 | 11062-LUB-DD-84-LUBE | 162 SHUTDOWN | 20 | 12 | 1L - Lubricate | 1106265BG | FINAL INFEED BARS INTERMEDIATE LVL HGT ADJUSTMENT |  |  |  |  | SUPPORT: LOC-0023-0024 | DD | LUB | SERVICE |  |  |  | 84 | 5 |  |  | JDE |  | LUBRICATION | FROM LUBE IT | 11062-LUB-DD-84-LUBE 162 SHUTDOWN | 4660455
7794 | 11062-LUB-DD-84-LUBE | 162 SHUTDOWN | 20 | 12 | 1L - Lubricate | 1106265BG | FINAL INFEED BARS HEIGHT ADJUSTMENT |  |  |  |  | SUPPORT: LOC-0025-0028 | DD | LUB | SERVICE |  |  |  | 168 | 5 |  |  | JDE |  | LUBRICATION | FROM LUBE IT | 11062-LUB-DD-84-LUBE 162 SHUTDOWN | 4660455
7795 | 11062-LUB-DD-84-LUBE | 162 SHUTDOWN | 20 | 12 | 1L - Lubricate | 1106265BG | STACKER AXIS SUPPORT |  |  |  |  | SUPPORT: LOC-0034 | DD | LUB | SERVICE |  |  |  | 168 | 5 |  |  | JDE |  | LUBRICATION | FROM LUBE IT | 11062-LUB-DD-84-LUBE 162 SHUTDOWN | 4660455
7796 | 11062-LUB-DD-84-LUBE | 162 SHUTDOWN | 20 | 12 | 1L - Lubricate | 1106265BG | INITIAL INFEED LONGITUDINAL ADJUSTMENT |  |  |  |  | SUPPORT: LOC-0037-0038 | DD | LUB | SERVICE |  |  |  | 168 | 5 |  |  | JDE |  | LUBRICATION | FROM LUBE IT | 11062-LUB-DD-84-LUBE 162 SHUTDOWN | 4660455
7797 | 11062-LUB-DD-84-LUBE | 162 SHUTDOWN | 20 | 12 | 1L - Lubricate | 1106265BB | UPPER CONTRAST WIDTH ADJUSTMENT |  |  |  |  | SUPPORT: LOC-0039-0046 | DD | LUB | SERVICE |  |  |  | 168 | 5 |  |  | JDE |  | LUBRICATION | FROM LUBE IT | 11062-LUB-DD-84-LUBE 162 SHUTDOWN | 4660455
7798 | 11062-LUB-DD-84-LUBE | 162 SHUTDOWN | 20 | 12 | 1L - Lubricate | 1106265BB | OVERHEAD FINGERS DISPLACEMENT ADJUSTMENT |  |  |  |  | SUPPORT: LOC-0047-0048 | DD | LUB | SERVICE |  |  |  | 168 | 5 |  |  | JDE |  | LUBRICATION | FROM LUBE IT | 11062-LUB-DD-84-LUBE 162 SHUTDOWN | 4660455
7799 | 11062-LUB-DD-84-LUBE | 162 SHUTDOWN | 20 | 12 | 1L - Lubricate | 1106265BC | FILM GROUP WIDTH ADJUSTMENT |  |  |  |  | SUPPORT: LOC-0049-0050 | DD | LUB | SERVICE |  |  |  | 168 | 5 |  |  | JDE |  | LUBRICATION | FROM LUBE IT | 11062-LUB-DD-84-LUBE 162 SHUTDOWN | 4660455
7800 | 11062-LUB-DD-84-LUBE | 162 SHUTDOWN | 20 | 12 | 1L - Lubricate | 1106265BC | FILM GUIDES WIDTH ADJUSTMENT |  |  |  |  | SUPPORT: LOC-0051-0054 | DD | LUB | SERVICE |  |  |  | 168 | 5 |  |  | JDE |  | LUBRICATION | FROM LUBE IT | 11062-LUB-DD-84-LUBE 162 SHUTDOWN | 4660455
7801 | 11062-LUB-DD-84-LUBE | 162 SHUTDOWN | 20 | 12 | 1L - Lubricate | 1106265BE | PACKS ROTATION CONVEYOR AXLE SUPPORT |  |  |  |  | SUPPORT: LOC-0055-0056 | DD | LUB | SERVICE |  |  |  | 168 | 5 |  |  | JDE |  | LUBRICATION | FROM LUBE IT | 11062-LUB-DD-84-LUBE 162 SHUTDOWN | 4660455
7802 | 11062-LUB-DD-84-LUBE | 162 SHUTDOWN | 20 | 12 | 1L - Lubricate | 1106265BE | PACKS ROTATION HEIGHT ADJUSTMENT |  |  |  |  | SUPPORT: LOC-0057-0058 | DD | LUB | SERVICE |  |  |  | 168 | 5 |  |  | JDE |  | LUBRICATION | FROM LUBE IT | 11062-LUB-DD-84-LUBE 162 SHUTDOWN | 4660455
7803 | 11062-LUB-DD-84-LUBE | 162 SHUTDOWN | 20 | 12 | 1L - Lubricate | 1106265BF | LAUNCHERS ADJUSTMENT |  |  |  |  | SUPPORT: LOC-0059-0066 | DD | LUB | SERVICE |  |  |  | 168 | 5 |  |  | JDE |  | LUBRICATION | FROM LUBE IT | 11062-LUB-DD-84-LUBE 162 SHUTDOWN | 4660455
7804 | 11062-LUB-DD-84-LUBE | 162 SHUTDOWN | 20 | 12 | 1L - Lubricate | 1106265BG | FINAL INFEED BARS GUIDE WIDTH ADJUSTMENT |  |  |  |  | SUPPORT: LOC-0070-0071 | DD | LUB | SERVICE |  |  |  | 168 | 5 |  |  | JDE |  | LUBRICATION | FROM LUBE IT | 11062-LUB-DD-84-LUBE 162 SHUTDOWN | 4660455
7805 | 11062-LUB-DD-84-LUBE | 162 SHUTDOWN | 20 | 12 | 1L - Lubricate | 1106265BA | LOWER FOLDER BELTS GUIDES |  |  |  |  | SUPPORT: LOC-0072-0073 | DD | LUB | SERVICE |  |  |  | 168 | 5 |  |  | JDE |  | LUBRICATION | FROM LUBE IT | 11062-LUB-DD-84-LUBE 162 SHUTDOWN | 4660455
7806 | 11062-LUB-DD-84-LUBE | 162 SHUTDOWN | 20 | 12 | 1L - Lubricate | 1106265BB | UPPER CONTRAST HEIGHT ADJUSTMENT |  |  |  |  | SUPPORT: LOC-0074-0075 | DD | LUB | SERVICE |  |  |  | 168 | 5 |  |  | JDE |  | LUBRICATION | FROM LUBE IT | 11062-LUB-DD-84-LUBE 162 SHUTDOWN | 4660455
7807 | 11062-LUB-DD-84-LUBE | 162 SHUTDOWN | 20 | 12 | 1L - Lubricate | 1106265BA | ELEVATOR GUIDES |  |  |  |  | SUPPORT: LOC-0076 | DD | LUB | SERVICE |  |  |  | 168 | 5 |  |  | JDE |  | LUBRICATION | FROM LUBE IT | 11062-LUB-DD-84-LUBE 162 SHUTDOWN | 4660455
7808 | 11062-LUB-DD-84-LUBE | 162 SHUTDOWN | 20 | 12 | 1L - Lubricate | 1106265BA | COUNTER FOLDER AXLE SUPPORT |  |  |  |  | SUPPORT: LOC-0077 | DD | LUB | SERVICE |  |  |  | 168 | 5 |  |  | JDE |  | LUBRICATION | FROM LUBE IT | 11062-LUB-DD-84-LUBE 162 SHUTDOWN | 4660455
7809 | 11062-LUB-DD-84-LUBE | 162 SHUTDOWN | 20 | 12 | 1L - Lubricate | 1106265BA | COUNTER FOLDER GUIDES |  |  |  |  | SUPPORT: LOC-0078-0079 | DD | LUB | SERVICE |  |  |  | 168 | 5 |  |  | JDE |  | LUBRICATION | FROM LUBE IT | 11062-LUB-DD-84-LUBE 162 SHUTDOWN | 4660455
7810 | 11062-LUB-DD-84-LUBE | 162 SHUTDOWN | 20 | 12 | 1L - Lubricate | 1106265BA | LOWER HOPPER WIDTH ADJUSTMENT |  |  |  |  | LOC-0084-0087 | DD | LUB | SERVICE |  |  |  | 168 | 5 |  |  | JDE |  | LUBRICATION | FROM LUBE IT | 11062-LUB-DD-84-LUBE 162 SHUTDOWN | 4660455
7811 | 11062-LUB-DD-84-LUBE | 162 SHUTDOWN | 20 | 12 | 1L - Lubricate | 1106265BE | SEALING BELTS WIDTH ADJUSTMENT GUIDES |  |  |  |  | SUPPORT: LOC-0088-0089 | DD | LUB | SERVICE |  |  |  | 168 | 5 |  |  | JDE |  | LUBRICATION | FROM LUBE IT | 11062-LUB-DD-84-LUBE 162 SHUTDOWN | 4660455
7812 | 11062-LUB-DD-84-LUBE | 162 SHUTDOWN | 20 | 12 | 1L - Lubricate | 1106265BE | HEATING ELEMENTS OPENING GUIDES |  |  |  |  | SUPPORT: LOC-0090-0091 | DD | LUB | SERVICE |  |  |  | 168 | 5 |  |  | JDE |  | LUBRICATION | FROM LUBE IT | 11062-LUB-DD-84-LUBE 162 SHUTDOWN | 4660455
7813 | 11062-LUB-DD-84-LUBE | 162 SHUTDOWN | 20 | 12 | 1L - Lubricate | 1106265BE | SEALING BELTS HEIGHT ADJUSTMENT |  |  |  |  | SUPPORT: LOC-092-099 | DD | LUB | SERVICE |  |  |  | 168 | 5 |  |  | JDE |  | LUBRICATION | FROM LUBE IT | 11062-LUB-DD-84-LUBE 162 SHUTDOWN | 4660455
7814 | 11062-LUB-DD-84-LUBE | 162 SHUTDOWN | 20 | 12 | 1L - Lubricate | 1106265BE | OUTFEED ACCELERATOR BELTS |  |  |  |  | SUPPORT: LOC-093-094 | DD | LUB | SERVICE |  |  |  | 168 | 5 |  |  | JDE |  | LUBRICATION | FROM LUBE IT | 11062-LUB-DD-84-LUBE 162 SHUTDOWN | 4660455
7815 | 11062-LUB-DD-84-LUBE | 162 SHUTDOWN | 20 | 12 | 1L - Lubricate | 1106265BA | SPACE SAVER GUIDES |  |  |  |  | SUPPORT: LOC-0100 | DD | LUB | SERVICE |  |  |  | 168 | 15 |  |  | JDE |  | LUBRICATION | FROM LUBE IT | 11062-LUB-DD-84-LUBE 162 SHUTDOWN | 4660455
7816 | 11062-LUB-DD-84-LUBE | 162 SHUTDOWN | 20 | 12 | 1L - Lubricate | 1106265AB | OVERHEAD FLIGHT CAM FOLLOWERS INTERNAL |  |  |  |  | SUPPORT | DD | LUB | GREASING |  |  |  | 168 | 120 |  |  | JDE |  | LUBRICATION | FROM LUBE IT | 11062-LUB-DD-84-LUBE 162 SHUTDOWN | 4660455
7817 | 11062-LUB-DD-84-LUBE | 162 SHUTDOWN | 20 | 12 | 1L - Lubricate | 1106265BB | OVERHEAD FLIGHT CAM FOLLOWERS EXTERNAL |  |  |  |  | SUPPORT | DD | LUB | GREASING |  |  |  | 168 | 120 |  |  | JDE |  | LUBRICATION | FROM LUBE IT | 11062-LUB-DD-84-LUBE 162 SHUTDOWN | 4660455
7818 | 11061-LUB-DD-84-LUBE | 161 E-80 GREASE | 20 | 15 | 1L - Lubricate | 1106180AAL | PREPARATION LAYER |  |  |  |  | SUPPORT | DD | LUB | SERVICE |  |  |  | 168 | 35 |  |  | JDE |  | LUBRICATION | FROM LUBE IT | 11061-LUB-DD-84-LUBE 161 E-80 GREASE | 4660456
7819 | 11061-LUB-DD-84-LUBE | 161 E-80 GREASE | 20 | 15 | 1L - Lubricate | 1106180AAL | PREPARATION LAYER |  |  |  |  | LINEAR SUPPORT | DD | LUB | SERVICE |  |  |  | 168 | 30 |  |  | JDE |  | LUBRICATION | FROM LUBE IT | 11061-LUB-DD-84-LUBE 161 E-80 GREASE | 4660456
7820 | 11061-LUB-DD-84-LUBE | 161 E-80 GREASE | 20 | 15 | 1L - Lubricate | 1106180AAL | INLET CONVEYOR |  |  |  |  | SUPPORT | DD | LUB | SERVICE |  |  |  | 168 | 10 |  |  | JDE |  | LUBRICATION | FROM LUBE IT | 11061-LUB-DD-84-LUBE 161 E-80 GREASE | 4660456
7821 | 11061-LUB-DD-84-LUBE | 161 E-80 GREASE | 20 | 15 | 1L - Lubricate | 1106180AAI | INTER LAYER |  |  |  |  | SUPPORT | DD | LUB | SERVICE |  |  |  | 168 | 30 |  |  | JDE |  | LUBRICATION | FROM LUBE IT | 11061-LUB-DD-84-LUBE 161 E-80 GREASE | 4660456
7822 | 11061-LUB-DD-84-LUBE | 161 E-80 GREASE | 20 | 15 | 1L - Lubricate | 1106180AAI | INTERLAYER CONV |  |  |  |  | SUPPORT | DD | LUB | SERVICE |  |  |  | 168 | 10 |  |  | JDE |  | LUBRICATION | FROM LUBE IT | 11061-LUB-DD-84-LUBE 161 E-80 GREASE | 4660456
7823 | 11061-LUB-DD-84-LUBE | 161 E-80 GREASE | 20 | 15 | 1L - Lubricate | 1106180AAI | PALLET DISPENSER |  |  |  |  | SUPPORT | DD | LUB | SERVICE |  |  |  | 168 | 30 |  |  | JDE |  | LUBRICATION | FROM LUBE IT | 11061-LUB-DD-84-LUBE 161 E-80 GREASE | 4660456
7824 | 11061-LUB-DD-84-LUBE | 161 E-80 GREASE | 20 | 15 | 1L - Lubricate | 1106180AAJ | FORT PALLET STACKER |  |  |  |  | SUPPORT | DD | LUB | SERVICE |  |  |  | 168 | 15 |  |  | JDE |  | LUBRICATION | FROM LUBE IT | 11061-LUB-DD-84-LUBE 161 E-80 GREASE | 4660456
7825 | 11061-LUB-DD-84-LUBE | 161 E-80 GREASE | 20 | 15 | 1L - Lubricate | 1106180AB | BEMA TURNTABLE |  |  |  |  | AUTO | DD | LUB | CHECK |  |  |  | 84 | 30 |  |  | JDE |  | LUBRICATION | FROM LUBE IT | 11061-LUB-DD-84-LUBE 161 E-80 GREASE | 4660456
7826 | 11061-LUB-DD-84-LUBE | 161 E-80 GREASE | 20 | 15 | 1L - Lubricate | 1106180AB | BEMA CONV |  |  |  |  | SUPPORT | DD | LUB | SERVICE |  |  |  | 168 | 10 |  |  | JDE |  | LUBRICATION | FROM LUBE IT | 11061-LUB-DD-84-LUBE 161 E-80 GREASE | 4660456
7827 | 11061-LUB-DD-84-LUBE | 161 E-80 GREASE | 20 | 15 | 1L - Lubricate | 1106180AAD | PALLETIZER GRIPPER |  |  |  |  | SUPPORT | DD | LUB | SERVICE |  |  |  | 168 | 20 |  |  | JDE |  | LUBRICATION | FROM LUBE IT | 11061-LUB-DD-84-LUBE 161 E-80 GREASE | 4660456
7828 | 11061-LUB-DD-84-LUBE | 161 E-80 GREASE | 20 | 15 | 1L - Lubricate | 1106180AAG | PERFORMING GRIPPER |  |  |  |  | SUPPORT | DD | LUB | SERVICE |  |  |  | 168 | 30 |  |  | JDE |  | LUBRICATION | FROM LUBE IT | 11061-LUB-DD-84-LUBE 161 E-80 GREASE | 4660456
7829 | 11061-LUB-DD-84-LUBE | 161 E-80 GREASE | 20 | 15 | 1L - Lubricate | 1106180AAL | DISPATCHER |  |  |  |  | SUPPORT | DD | LUB | SERVICE |  |  |  | 168 | 30 |  |  | JDE |  | LUBRICATION | FROM LUBE IT | 11061-LUB-DD-84-LUBE 161 E-80 GREASE | 4660456
7830 | 11063-LUB-DD-84-LUBE | 163 SHUTDOWN | 20 | 12 | 1L - Lubricate | 1106315A | EXTERNAL UNWINDER REAR |  |  |  |  | REDUCER: ITI#200202 LOC. 2 STM | DD | LUB | SERVICE |  |  |  | 672 | 30 |  |  | JDE |  | LUBRICATION | FROM LUBE IT | 11063-LUB-DD-84-LUBE 163 SHUTDOWN | 4660457
7831 | 11063-LUB-DD-84-LUBE | 163 SHUTDOWN | 20 | 12 | 1L - Lubricate | 1106315B | EXTERNAL UNWINDER FRONT |  |  |  |  | REDUCER: ITI#200202 LOC. 2 STM | DD | LUB | SERVICE |  |  |  | 672 | 30 |  |  | JDE |  | LUBRICATION | FROM LUBE IT | 11063-LUB-DD-84-LUBE 163 SHUTDOWN | 4660457
7832 | 11063-LUB-DD-84-LUBE | 163 SHUTDOWN | 20 | 12 | 1L - Lubricate | 1106315C | INTERNAL UNWINDER REAR |  |  |  |  | REDUCER: ITI#200202 LOC. 2 STM | DD | LUB | SERVICE |  |  |  | 672 | 30 |  |  | JDE |  | LUBRICATION | FROM LUBE IT | 11063-LUB-DD-84-LUBE 163 SHUTDOWN | 4660457
7833 | 11063-LUB-DD-84-LUBE | 163 SHUTDOWN | 20 | 12 | 1L - Lubricate | 1106315D | INTERNAL UNWINDER FRONT |  |  |  |  | REDUCER: ITI#200202 LOC. 2 STM | DD | LUB | SERVICE |  |  |  | 672 | 30 |  |  | JDE |  | LUBRICATION | FROM LUBE IT | 11063-LUB-DD-84-LUBE 163 SHUTDOWN | 4660457
7834 | 11063-LUB-DD-84-LUBE | 163 SHUTDOWN | 20 | 12 | 1L - Lubricate | 1106310D | OVERHEAD CRANE SYSTEM |  |  |  |  | REDUCER | DD | LUB | SERVICE |  |  |  | 672 | 120 |  |  | JDE |  | LUBRICATION | FROM LUBE IT | 11063-LUB-DD-84-LUBE 163 SHUTDOWN | 4660457
7835 | 11063-LUB-DD-84-LUBE | 163 SHUTDOWN | 20 | 12 | 1L - Lubricate | 1106310AB | GLOBAL- DRIVEN ROLL |  |  |  |  | REDUCER | DD | LUB | SERVICE |  |  |  | 672 | 30 |  |  | JDE |  | LUBRICATION | FROM LUBE IT | 11063-LUB-DD-84-LUBE 163 SHUTDOWN | 4660457
7836 | 11063-LUB-DD-84-LUBE | 163 SHUTDOWN | 20 | 12 | 1L - Lubricate | 1106340A | INTERNAL LOG SAW |  |  |  |  | REDUCER: #1 LOGSAW STM | DD | LUB | SERVICE |  |  |  | 672 | 15 |  |  | JDE |  | LUBRICATION | FROM LUBE IT | 11063-LUB-DD-84-LUBE 163 SHUTDOWN | 4660457
7837 | 11063-LUB-DD-84-LUBE | 163 SHUTDOWN | 20 | 12 | 1L - Lubricate | 1106340B | EXTERNAL LOG SAW |  |  |  |  | REDUCER: #1 LOGSAW STM | DD | LUB | SERVICE |  |  |  | 672 | 15 |  |  | JDE |  | LUBRICATION | FROM LUBE IT | 11063-LUB-DD-84-LUBE 163 SHUTDOWN | 4660457
7838 | 11063-LUB-DD-84-LUBE | 163 SHUTDOWN | 20 | 12 | 1L - Lubricate | 1106335A | LOG ACCUMULATOR |  |  |  |  | REDUCER | DD | LUB | SERVICE |  |  |  | 672 | 15 |  |  | JDE |  | LUBRICATION | FROM LUBE IT | 11063-LUB-DD-84-LUBE 163 SHUTDOWN | 4660457
7839 | 11063-LUB-DD-84-LUBE | 163 SHUTDOWN | 20 | 12 | 1L - Lubricate | 1106335B | TRIMSAW |  |  |  |  | REDUCER: STM | DD | LUB | SERVICE |  |  |  | 672 | 15 |  |  | JDE |  | LUBRICATION | FROM LUBE IT | 11063-LUB-DD-84-LUBE 163 SHUTDOWN | 4660457
7840 | 11063-LUB-DD-84-LUBE | 163 SHUTDOWN | 20 | 12 | 1L - Lubricate | 1106335C | LOG LOADER |  |  |  |  | REDUCER: STM | DD | LUB | SERVICE |  |  |  | 672 | 15 |  |  | JDE |  | LUBRICATION | FROM LUBE IT | 11063-LUB-DD-84-LUBE 163 SHUTDOWN | 4660457
7841 | 11063-LUB-DD-84-LUBE | 163 SHUTDOWN | 20 | 12 | 1L - Lubricate | 1106335C | LOG LOADER |  |  |  |  | REDUCER - LOC. 34: LOC. 34 STM | DD | LUB | SERVICE |  |  |  | 672 | 15 |  |  | JDE |  | LUBRICATION | FROM LUBE IT | 11063-LUB-DD-84-LUBE 163 SHUTDOWN | 4660457
7842 | 11063-LUB-DD-84-LUBE | 163 SHUTDOWN | 20 | 12 | 1L - Lubricate | 1106320A | JOI EMBOSSER |  |  |  |  | REDUCER: BONFIGILIO LOC.8 | DD | LUB | SERVICE |  |  |  | 672 | 15 |  |  | JDE |  | LUBRICATION | FROM LUBE IT | 11063-LUB-DD-84-LUBE 163 SHUTDOWN | 4660457
7843 | 11063-LUB-DD-84-LUBE | 163 SHUTDOWN | 20 | 12 | 1L - Lubricate | 1106325A | REWINDER |  |  |  |  | REDUCER - LOC. 19: BONFIGILIO LOC. 19 | DD | LUB | SERVICE |  |  |  | 672 | 15 |  |  | JDE |  | LUBRICATION | FROM LUBE IT | 11063-LUB-DD-84-LUBE 163 SHUTDOWN | 4660457
7844 | 11063-LUB-DD-84-LUBE | 163 SHUTDOWN | 20 | 12 | 1L - Lubricate | 1106325A | REWINDER |  |  |  |  | REDUCER - LOC. 18: BONFIGILIO LOC.18 | DD | LUB | SERVICE |  |  |  | 672 | 30 |  |  | JDE |  | LUBRICATION | FROM LUBE IT | 11063-LUB-DD-84-LUBE 163 SHUTDOWN | 4660457
7845 | 11063-LUB-DD-84-LUBE | 163 SHUTDOWN | 20 | 12 | 1L - Lubricate | 1106320A | JOI EMBOSSER |  |  |  |  | ROLLER RAIL SYSTEM | DD | LUB | SERVICE |  |  |  | 672 | 5 |  |  | JDE |  | LUBRICATION | FROM LUBE IT | 11063-LUB-DD-84-LUBE 163 SHUTDOWN | 4660457
7846 | 11063-LUB-DD-84-LUBE | 163 SHUTDOWN | 20 | 12 | 1L - Lubricate | 1106325A | REWINDER |  |  |  |  | SUPPORT | DD | LUB | SERVICE |  |  |  | 168 | 5 |  |  | JDE |  | LUBRICATION | FROM LUBE IT | 11063-LUB-DD-84-LUBE 163 SHUTDOWN | 4660457
7847 | 11063-LUB-DD-84-LUBE | 163 SHUTDOWN | 20 | 12 | 1L - Lubricate | 1106315 | BACKSTAND PLATFORM 2 |  |  |  |  | HYDRAULIC OIL RESERVOIR | DD | LUB | SERVICE |  |  |  | 336 | 5 |  |  | JDE |  | LUBRICATION | FROM LUBE IT | 11063-LUB-DD-84-LUBE 163 SHUTDOWN | 4660457
7848 | 11063-LUB-DD-84-LUBE | 163 SHUTDOWN | 20 | 12 | 1L - Lubricate | 1106365AD | REEL UNWIND DANCER AXLE SUPPORT |  |  |  |  | SUPPORT: LOC-0001-0002 | DD | LUB | SERVICE |  |  |  | 168 | 5 |  |  | JDE |  | LUBRICATION | FROM LUBE IT | 11063-LUB-DD-84-LUBE 163 SHUTDOWN | 4660457
7849 | 11063-LUB-DD-84-LUBE | 163 SHUTDOWN | 20 | 12 | 1L - Lubricate | 1106365AD | REEL UNWIND MOTOR ROLLER |  |  |  |  | SUPPORT: LOC-0003-0004 | DD | LUB | SERVICE |  |  |  | 168 | 5 |  |  | JDE |  | LUBRICATION | FROM LUBE IT | 11063-LUB-DD-84-LUBE 163 SHUTDOWN | 4660457
7850 | 11063-LUB-DD-84-LUBE | 163 SHUTDOWN | 20 | 12 | 1L - Lubricate | 1106365AD | REEL UNWIND CONDUCTED ROLLER |  |  |  |  | SUPPORT: LOC-0005-0006 | DD | LUB | SERVICE |  |  |  | 168 | 5 |  |  | JDE |  | LUBRICATION | FROM LUBE IT | 11063-LUB-DD-84-LUBE 163 SHUTDOWN | 4660457
7851 | 11063-LUB-DD-84-LUBE | 163 SHUTDOWN | 20 | 12 | 1L - Lubricate | 1106365AA | PRODUCT STOP PLATE ADJUSTMENT |  |  |  |  | SUPPORT: LOC-0013 | DD | LUB | SERVICE |  |  |  | 84 | 5 |  |  | JDE |  | LUBRICATION | FROM LUBE IT | 11063-LUB-DD-84-LUBE 163 SHUTDOWN | 4660457
7852 | 11063-LUB-DD-84-LUBE | 163 SHUTDOWN | 20 | 12 | 1L - Lubricate | 1106365AA | FIXED FOLDERS LONGITUDINAL ADJUSTMENT |  |  |  |  | SUPPORT: LOC-0015-0018 | DD | LUB | SERVICE |  |  |  | 84 | 5 |  |  | JDE |  | LUBRICATION | FROM LUBE IT | 11063-LUB-DD-84-LUBE 163 SHUTDOWN | 4660457
7853 | 11063-LUB-DD-84-LUBE | 163 SHUTDOWN | 20 | 12 | 1L - Lubricate | 1106365AA | FIXED FOLDERS HEIGHT ADJUSTMENT |  |  |  |  | SUPPORT: LOC-0019-0020 | DD | LUB | SERVICE |  |  |  | 84 | 5 |  |  | JDE |  | LUBRICATION | FROM LUBE IT | 11063-LUB-DD-84-LUBE 163 SHUTDOWN | 4660457
7854 | 11063-LUB-DD-84-LUBE | 163 SHUTDOWN | 20 | 12 | 1L - Lubricate | 1106365AG | FINAL INFEED BARS INTERMEDIATE LVL HGT ADJUSTMENT |  |  |  |  | SUPPORT: LOC-0023-0024 | DD | LUB | SERVICE |  |  |  | 84 | 5 |  |  | JDE |  | LUBRICATION | FROM LUBE IT | 11063-LUB-DD-84-LUBE 163 SHUTDOWN | 4660457
7855 | 11063-LUB-DD-84-LUBE | 163 SHUTDOWN | 20 | 12 | 1L - Lubricate | 1106365AG | FINAL INFEED BARS HEIGHT ADJUSTMENT |  |  |  |  | SUPPORT: LOC-0025-0028 | DD | LUB | SERVICE |  |  |  | 168 | 5 |  |  | JDE |  | LUBRICATION | FROM LUBE IT | 11063-LUB-DD-84-LUBE 163 SHUTDOWN | 4660457
7856 | 11063-LUB-DD-84-LUBE | 163 SHUTDOWN | 20 | 12 | 1L - Lubricate | 1106365AG | STACKER AXIS SUPPORT |  |  |  |  | SUPPORT: LOC-0034 | DD | LUB | SERVICE |  |  |  | 168 | 5 |  |  | JDE |  | LUBRICATION | FROM LUBE IT | 11063-LUB-DD-84-LUBE 163 SHUTDOWN | 4660457
7857 | 11063-LUB-DD-84-LUBE | 163 SHUTDOWN | 20 | 12 | 1L - Lubricate | 1106365AG | INITIAL INFEED LONGITUDINAL ADJUSTMENT |  |  |  |  | SUPPORT: LOC-0037-0038 | DD | LUB | SERVICE |  |  |  | 168 | 5 |  |  | JDE |  | LUBRICATION | FROM LUBE IT | 11063-LUB-DD-84-LUBE 163 SHUTDOWN | 4660457
7858 | 11063-LUB-DD-84-LUBE | 163 SHUTDOWN | 20 | 12 | 1L - Lubricate | 1106365AB | UPPER CONTRAST WIDTH ADJUSTMENT |  |  |  |  | SUPPORT: LOC-0039-0046 | DD | LUB | SERVICE |  |  |  | 168 | 5 |  |  | JDE |  | LUBRICATION | FROM LUBE IT | 11063-LUB-DD-84-LUBE 163 SHUTDOWN | 4660457
7859 | 11063-LUB-DD-84-LUBE | 163 SHUTDOWN | 20 | 12 | 1L - Lubricate | 1106365AB | OVERHEAD FINGERS DISPLACEMENT ADJUSTMENT |  |  |  |  | SUPPORT: LOC-0047-0048 | DD | LUB | SERVICE |  |  |  | 168 | 5 |  |  | JDE |  | LUBRICATION | FROM LUBE IT | 11063-LUB-DD-84-LUBE 163 SHUTDOWN | 4660457
7860 | 11063-LUB-DD-84-LUBE | 163 SHUTDOWN | 20 | 12 | 1L - Lubricate | 1106365AC | FILM GROUP WIDTH ADJUSTMENT |  |  |  |  | SUPPORT: LOC-0049-0050 | DD | LUB | SERVICE |  |  |  | 168 | 5 |  |  | JDE |  | LUBRICATION | FROM LUBE IT | 11063-LUB-DD-84-LUBE 163 SHUTDOWN | 4660457
7861 | 11063-LUB-DD-84-LUBE | 163 SHUTDOWN | 20 | 12 | 1L - Lubricate | 1106365AC | FILM GUIDES WIDTH ADJUSTMENT |  |  |  |  | SUPPORT: LOC-0051-0054 | DD | LUB | SERVICE |  |  |  | 168 | 5 |  |  | JDE |  | LUBRICATION | FROM LUBE IT | 11063-LUB-DD-84-LUBE 163 SHUTDOWN | 4660457
7862 | 11063-LUB-DD-84-LUBE | 163 SHUTDOWN | 20 | 12 | 1L - Lubricate | 1106365AE | PACKS ROTATION CONVEYOR AXLE SUPPORT |  |  |  |  | SUPPORT: LOC-0055-0056 | DD | LUB | SERVICE |  |  |  | 168 | 5 |  |  | JDE |  | LUBRICATION | FROM LUBE IT | 11063-LUB-DD-84-LUBE 163 SHUTDOWN | 4660457
7863 | 11063-LUB-DD-84-LUBE | 163 SHUTDOWN | 20 | 12 | 1L - Lubricate | 1106365AE | PACKS ROTATION HEIGHT ADJUSTMENT |  |  |  |  | SUPPORT: LOC-0057-0058 | DD | LUB | SERVICE |  |  |  | 168 | 5 |  |  | JDE |  | LUBRICATION | FROM LUBE IT | 11063-LUB-DD-84-LUBE 163 SHUTDOWN | 4660457
7864 | 11063-LUB-DD-84-LUBE | 163 SHUTDOWN | 20 | 12 | 1L - Lubricate | 1106365AF | LAUNCHERS ADJUSTMENT |  |  |  |  | SUPPORT: LOC-0059-0066 | DD | LUB | SERVICE |  |  |  | 168 | 5 |  |  | JDE |  | LUBRICATION | FROM LUBE IT | 11063-LUB-DD-84-LUBE 163 SHUTDOWN | 4660457
7865 | 11063-LUB-DD-84-LUBE | 163 SHUTDOWN | 20 | 12 | 1L - Lubricate | 1106365AG | FINAL INFEED BARS GUIDE WIDTH ADJUSTMENT |  |  |  |  | SUPPORT: LOC-0070-0071 | DD | LUB | SERVICE |  |  |  | 168 | 5 |  |  | JDE |  | LUBRICATION | FROM LUBE IT | 11063-LUB-DD-84-LUBE 163 SHUTDOWN | 4660457
7866 | 11063-LUB-DD-84-LUBE | 163 SHUTDOWN | 20 | 12 | 1L - Lubricate | 1106365AA | LOWER FOLDER BELTS GUIDES |  |  |  |  | SUPPORT: LOC-0072-0073 | DD | LUB | SERVICE |  |  |  | 168 | 5 |  |  | JDE |  | LUBRICATION | FROM LUBE IT | 11063-LUB-DD-84-LUBE 163 SHUTDOWN | 4660457
7867 | 11063-LUB-DD-84-LUBE | 163 SHUTDOWN | 20 | 12 | 1L - Lubricate | 1106365AB | UPPER CONTRAST HEIGHT ADJUSTMENT |  |  |  |  | SUPPORT: LOC-0074-0075 | DD | LUB | SERVICE |  |  |  | 168 | 5 |  |  | JDE |  | LUBRICATION | FROM LUBE IT | 11063-LUB-DD-84-LUBE 163 SHUTDOWN | 4660457
7868 | 11063-LUB-DD-84-LUBE | 163 SHUTDOWN | 20 | 12 | 1L - Lubricate | 1106365AA | ELEVATOR GUIDES |  |  |  |  | SUPPORT: LOC-0076 | DD | LUB | SERVICE |  |  |  | 168 | 5 |  |  | JDE |  | LUBRICATION | FROM LUBE IT | 11063-LUB-DD-84-LUBE 163 SHUTDOWN | 4660457
7869 | 11063-LUB-DD-84-LUBE | 163 SHUTDOWN | 20 | 12 | 1L - Lubricate | 1106365AA | COUNTER FOLDER AXLE SUPPORT |  |  |  |  | SUPPORT: LOC-0077 | DD | LUB | SERVICE |  |  |  | 168 | 5 |  |  | JDE |  | LUBRICATION | FROM LUBE IT | 11063-LUB-DD-84-LUBE 163 SHUTDOWN | 4660457
7870 | 11063-LUB-DD-84-LUBE | 163 SHUTDOWN | 20 | 12 | 1L - Lubricate | 1106365AA | COUNTER FOLDER GUIDES |  |  |  |  | SUPPORT: LOC-0078-0079 | DD | LUB | SERVICE |  |  |  | 168 | 5 |  |  | JDE |  | LUBRICATION | FROM LUBE IT | 11063-LUB-DD-84-LUBE 163 SHUTDOWN | 4660457
7871 | 11063-LUB-DD-84-LUBE | 163 SHUTDOWN | 20 | 12 | 1L - Lubricate | 1106365AA | LOWER HOPPER WIDTH ADJUSTMENT |  |  |  |  | SUPPORT: LOC-0084-0087 | DD | LUB | SERVICE |  |  |  | 168 | 5 |  |  | JDE |  | LUBRICATION | FROM LUBE IT | 11063-LUB-DD-84-LUBE 163 SHUTDOWN | 4660457
7872 | 11063-LUB-DD-84-LUBE | 163 SHUTDOWN | 20 | 12 | 1L - Lubricate | 1106365AE | SEALING BELTS WIDTH ADJUSTMENT GUIDES |  |  |  |  | SUPPORT: LOC-0088-0089 | DD | LUB | SERVICE |  |  |  | 168 | 5 |  |  | JDE |  | LUBRICATION | FROM LUBE IT | 11063-LUB-DD-84-LUBE 163 SHUTDOWN | 4660457
7873 | 11063-LUB-DD-84-LUBE | 163 SHUTDOWN | 20 | 12 | 1L - Lubricate | 1106365AE | HEATING ELEMENTS OPENING GUIDES |  |  |  |  | SUPPORT: LOC-0090-0091 | DD | LUB | SERVICE |  |  |  | 168 | 5 |  |  | JDE |  | LUBRICATION | FROM LUBE IT | 11063-LUB-DD-84-LUBE 163 SHUTDOWN | 4660457
7874 | 11063-LUB-DD-84-LUBE | 163 SHUTDOWN | 20 | 12 | 1L - Lubricate | 1106365AE | SEALING BELTS HEIGHT ADJUSTMENT |  |  |  |  | SUPPORT: LOC-092-099 | DD | LUB | SERVICE |  |  |  | 168 | 5 |  |  | JDE |  | LUBRICATION | FROM LUBE IT | 11063-LUB-DD-84-LUBE 163 SHUTDOWN | 4660457
7875 | 11063-LUB-DD-84-LUBE | 163 SHUTDOWN | 20 | 12 | 1L - Lubricate | 1106365AE | OUTFEED ACCELERATOR BELTS |  |  |  |  | SUPPORT: LOC-093-094 | DD | LUB | SERVICE |  |  |  | 168 | 5 |  |  | JDE |  | LUBRICATION | FROM LUBE IT | 11063-LUB-DD-84-LUBE 163 SHUTDOWN | 4660457
7876 | 11063-LUB-DD-84-LUBE | 163 SHUTDOWN | 20 | 12 | 1L - Lubricate | 1106365AE | SPACE SAVER GUIDES |  |  |  |  | SUPPORT: LOC-0100 | DD | LUB | SERVICE |  |  |  | 168 | 5 |  |  | JDE |  | LUBRICATION | FROM LUBE IT | 11063-LUB-DD-84-LUBE 163 SHUTDOWN | 4660457
7877 | 11063-LUB-DD-84-LUBE | 163 SHUTDOWN | 20 | 12 | 1L - Lubricate | 1106365BD | REEL UNWIND DANCER AXLE SUPPORT |  |  |  |  | SUPPORT: LOC-0001-0002 | DD | LUB | SERVICE |  |  |  | 168 | 5 |  |  | JDE |  | LUBRICATION | FROM LUBE IT | 11063-LUB-DD-84-LUBE 163 SHUTDOWN | 4660457
7878 | 11063-LUB-DD-84-LUBE | 163 SHUTDOWN | 20 | 12 | 1L - Lubricate | 1106365BD | REEL UNWIND MOTOR ROLLER |  |  |  |  | SUPPORT: LOC-0003-0004 | DD | LUB | SERVICE |  |  |  | 168 | 5 |  |  | JDE |  | LUBRICATION | FROM LUBE IT | 11063-LUB-DD-84-LUBE 163 SHUTDOWN | 4660457
7879 | 11063-LUB-DD-84-LUBE | 163 SHUTDOWN | 20 | 12 | 1L - Lubricate | 1106365BD | REEL UNWIND CONDUCTED ROLLER |  |  |  |  | SUPPORT: LOC-0005-0006 | DD | LUB | SERVICE |  |  |  | 168 | 5 |  |  | JDE |  | LUBRICATION | FROM LUBE IT | 11063-LUB-DD-84-LUBE 163 SHUTDOWN | 4660457
7880 | 11063-LUB-DD-84-LUBE | 163 SHUTDOWN | 20 | 12 | 1L - Lubricate | 1106365BA | PRODUCT STOP PLATE ADJUSTMENT |  |  |  |  | SUPPORT: LOC-0013 | DD | LUB | SERVICE |  |  |  | 84 | 5 |  |  | JDE |  | LUBRICATION | FROM LUBE IT | 11063-LUB-DD-84-LUBE 163 SHUTDOWN | 4660457
7881 | 11063-LUB-DD-84-LUBE | 163 SHUTDOWN | 20 | 12 | 1L - Lubricate | 1106365BA | FIXED FOLDERS LONGITUDINAL ADJUSTMENT |  |  |  |  | SUPPORT: LOC-0015-0018 | DD | LUB | SERVICE |  |  |  | 84 | 5 |  |  | JDE |  | LUBRICATION | FROM LUBE IT | 11063-LUB-DD-84-LUBE 163 SHUTDOWN | 4660457
7882 | 11063-LUB-DD-84-LUBE | 163 SHUTDOWN | 20 | 12 | 1L - Lubricate | 1106365BA | FIXED FOLDERS HEIGHT ADJUSTMENT |  |  |  |  | SUPPORT: LOC-0019-0020 | DD | LUB | SERVICE |  |  |  | 84 | 5 |  |  | JDE |  | LUBRICATION | FROM LUBE IT | 11063-LUB-DD-84-LUBE 163 SHUTDOWN | 4660457
7883 | 11063-LUB-DD-84-LUBE | 163 SHUTDOWN | 20 | 12 | 1L - Lubricate | 1106365BG | FINAL INFEED BARS INTERMEDIATE LVL HGT ADJUSTMENT |  |  |  |  | SUPPORT: LOC-0023-0024 | DD | LUB | SERVICE |  |  |  | 84 | 5 |  |  | JDE |  | LUBRICATION | FROM LUBE IT | 11063-LUB-DD-84-LUBE 163 SHUTDOWN | 4660457
7884 | 11063-LUB-DD-84-LUBE | 163 SHUTDOWN | 20 | 12 | 1L - Lubricate | 1106365BG | FINAL INFEED BARS HEIGHT ADJUSTMENT |  |  |  |  | SUPPORT: LOC-0025-0028 | DD | LUB | SERVICE |  |  |  | 168 | 5 |  |  | JDE |  | LUBRICATION | FROM LUBE IT | 11063-LUB-DD-84-LUBE 163 SHUTDOWN | 4660457
7885 | 11063-LUB-DD-84-LUBE | 163 SHUTDOWN | 20 | 12 | 1L - Lubricate | 1106365BG | STACKER AXIS SUPPORT |  |  |  |  | SUPPORT: LOC-0034 | DD | LUB | SERVICE |  |  |  | 168 | 5 |  |  | JDE |  | LUBRICATION | FROM LUBE IT | 11063-LUB-DD-84-LUBE 163 SHUTDOWN | 4660457
7886 | 11063-LUB-DD-84-LUBE | 163 SHUTDOWN | 20 | 12 | 1L - Lubricate | 1106365BG | INITIAL INFEED LONGITUDINAL ADJUSTMENT |  |  |  |  | SUPPORT: LOC-0037-0038 | DD | LUB | SERVICE |  |  |  | 168 | 5 |  |  | JDE |  | LUBRICATION | FROM LUBE IT | 11063-LUB-DD-84-LUBE 163 SHUTDOWN | 4660457
7887 | 11063-LUB-DD-84-LUBE | 163 SHUTDOWN | 20 | 12 | 1L - Lubricate | 1106365BB | UPPER CONTRAST WIDTH ADJUSTMENT |  |  |  |  | SUPPORT: LOC-0039-0046 | DD | LUB | SERVICE |  |  |  | 168 | 5 |  |  | JDE |  | LUBRICATION | FROM LUBE IT | 11063-LUB-DD-84-LUBE 163 SHUTDOWN | 4660457
7888 | 11063-LUB-DD-84-LUBE | 163 SHUTDOWN | 20 | 12 | 1L - Lubricate | 1106365BB | OVERHEAD FINGERS DISPLACEMENT ADJUSTMENT |  |  |  |  | SUPPORT: LOC-0047-0048 | DD | LUB | SERVICE |  |  |  | 168 | 5 |  |  | JDE |  | LUBRICATION | FROM LUBE IT | 11063-LUB-DD-84-LUBE 163 SHUTDOWN | 4660457
7889 | 11063-LUB-DD-84-LUBE | 163 SHUTDOWN | 20 | 12 | 1L - Lubricate | 1106365BC | FILM GROUP WIDTH ADJUSTMENT |  |  |  |  | SUPPORT: LOC-0049-0050 | DD | LUB | SERVICE |  |  |  | 168 | 5 |  |  | JDE |  | LUBRICATION | FROM LUBE IT | 11063-LUB-DD-84-LUBE 163 SHUTDOWN | 4660457
7890 | 11063-LUB-DD-84-LUBE | 163 SHUTDOWN | 20 | 12 | 1L - Lubricate | 1106365BC | FILM GUIDES WIDTH ADJUSTMENT |  |  |  |  | SUPPORT: LOC-0051-0054 | DD | LUB | SERVICE |  |  |  | 168 | 5 |  |  | JDE |  | LUBRICATION | FROM LUBE IT | 11063-LUB-DD-84-LUBE 163 SHUTDOWN | 4660457
7891 | 11063-LUB-DD-84-LUBE | 163 SHUTDOWN | 20 | 12 | 1L - Lubricate | 1106365BE | PACKS ROTATION CONVEYOR AXLE SUPPORT |  |  |  |  | SUPPORT: LOC-0055-0056 | DD | LUB | SERVICE |  |  |  | 168 | 5 |  |  | JDE |  | LUBRICATION | FROM LUBE IT | 11063-LUB-DD-84-LUBE 163 SHUTDOWN | 4660457
7892 | 11063-LUB-DD-84-LUBE | 163 SHUTDOWN | 20 | 12 | 1L - Lubricate | 1106365BE | PACKS ROTATION HEIGHT ADJUSTMENT |  |  |  |  | SUPPORT: LOC-0057-0058 | DD | LUB | SERVICE |  |  |  | 168 | 5 |  |  | JDE |  | LUBRICATION | FROM LUBE IT | 11063-LUB-DD-84-LUBE 163 SHUTDOWN | 4660457
7893 | 11063-LUB-DD-84-LUBE | 163 SHUTDOWN | 20 | 12 | 1L - Lubricate | 1106365BF | LAUNCHERS ADJUSTMENT |  |  |  |  | SUPPORT: LOC-0059-0066 | DD | LUB | SERVICE |  |  |  | 168 | 5 |  |  | JDE |  | LUBRICATION | FROM LUBE IT | 11063-LUB-DD-84-LUBE 163 SHUTDOWN | 4660457
7894 | 11063-LUB-DD-84-LUBE | 163 SHUTDOWN | 20 | 12 | 1L - Lubricate | 1106365BG | FINAL INFEED BARS GUIDE WIDTH ADJUSTMENT |  |  |  |  | SUPPORT: LOC-0070-0071 | DD | LUB | SERVICE |  |  |  | 168 | 5 |  |  | JDE |  | LUBRICATION | FROM LUBE IT | 11063-LUB-DD-84-LUBE 163 SHUTDOWN | 4660457
7895 | 11063-LUB-DD-84-LUBE | 163 SHUTDOWN | 20 | 12 | 1L - Lubricate | 1106365BA | LOWER FOLDER BELTS GUIDES |  |  |  |  | SUPPORT: LOC-0072-0073 | DD | LUB | SERVICE |  |  |  | 168 | 5 |  |  | JDE |  | LUBRICATION | FROM LUBE IT | 11063-LUB-DD-84-LUBE 163 SHUTDOWN | 4660457
7896 | 11063-LUB-DD-84-LUBE | 163 SHUTDOWN | 20 | 12 | 1L - Lubricate | 1106365BB | UPPER CONTRAST HEIGHT ADJUSTMENT |  |  |  |  | SUPPORT: LOC-0074-0075 | DD | LUB | SERVICE |  |  |  | 168 | 5 |  |  | JDE |  | LUBRICATION | FROM LUBE IT | 11063-LUB-DD-84-LUBE 163 SHUTDOWN | 4660457
7897 | 11063-LUB-DD-84-LUBE | 163 SHUTDOWN | 20 | 12 | 1L - Lubricate | 1106365BA | ELEVATOR GUIDES |  |  |  |  | SUPPORT: LOC-0076 | DD | LUB | SERVICE |  |  |  | 168 | 5 |  |  | JDE |  | LUBRICATION | FROM LUBE IT | 11063-LUB-DD-84-LUBE 163 SHUTDOWN | 4660457
7898 | 11063-LUB-DD-84-LUBE | 163 SHUTDOWN | 20 | 12 | 1L - Lubricate | 1106365BA | COUNTER FOLDER AXLE SUPPORT |  |  |  |  | SUPPORT: LOC-0077 | DD | LUB | SERVICE |  |  |  | 168 | 5 |  |  | JDE |  | LUBRICATION | FROM LUBE IT | 11063-LUB-DD-84-LUBE 163 SHUTDOWN | 4660457
7899 | 11063-LUB-DD-84-LUBE | 163 SHUTDOWN | 20 | 12 | 1L - Lubricate | 1106365BA | COUNTER FOLDER GUIDES |  |  |  |  | SUPPORT: LOC-0078-0079 | DD | LUB | SERVICE |  |  |  | 168 | 5 |  |  | JDE |  | LUBRICATION | FROM LUBE IT | 11063-LUB-DD-84-LUBE 163 SHUTDOWN | 4660457
7900 | 11063-LUB-DD-84-LUBE | 163 SHUTDOWN | 20 | 12 | 1L - Lubricate | 1106365BA | LOWER HOPPER WIDTH ADJUSTMENT |  |  |  |  | LOC-0084-0087 | DD | LUB | SERVICE |  |  |  | 168 | 5 |  |  | JDE |  | LUBRICATION | FROM LUBE IT | 11063-LUB-DD-84-LUBE 163 SHUTDOWN | 4660457
7901 | 11063-LUB-DD-84-LUBE | 163 SHUTDOWN | 20 | 12 | 1L - Lubricate | 1106365BE | SEALING BELTS WIDTH ADJUSTMENT GUIDES |  |  |  |  | SUPPORT: LOC-0088-0089 | DD | LUB | SERVICE |  |  |  | 168 | 5 |  |  | JDE |  | LUBRICATION | FROM LUBE IT | 11063-LUB-DD-84-LUBE 163 SHUTDOWN | 4660457
7902 | 11063-LUB-DD-84-LUBE | 163 SHUTDOWN | 20 | 12 | 1L - Lubricate | 1106365BE | HEATING ELEMENTS OPENING GUIDES |  |  |  |  | SUPPORT: LOC-0090-0091 | DD | LUB | SERVICE |  |  |  | 168 | 5 |  |  | JDE |  | LUBRICATION | FROM LUBE IT | 11063-LUB-DD-84-LUBE 163 SHUTDOWN | 4660457
7903 | 11063-LUB-DD-84-LUBE | 163 SHUTDOWN | 20 | 12 | 1L - Lubricate | 1106365BE | SEALING BELTS HEIGHT ADJUSTMENT |  |  |  |  | SUPPORT: LOC-092-099 | DD | LUB | SERVICE |  |  |  | 168 | 5 |  |  | JDE |  | LUBRICATION | FROM LUBE IT | 11063-LUB-DD-84-LUBE 163 SHUTDOWN | 4660457
7904 | 11063-LUB-DD-84-LUBE | 163 SHUTDOWN | 20 | 12 | 1L - Lubricate | 1106365BE | OUTFEED ACCELERATOR BELTS |  |  |  |  | SUPPORT: LOC-093-094 | DD | LUB | SERVICE |  |  |  | 168 | 5 |  |  | JDE |  | LUBRICATION | FROM LUBE IT | 11063-LUB-DD-84-LUBE 163 SHUTDOWN | 4660457
7905 | 11063-LUB-DD-84-LUBE | 163 SHUTDOWN | 20 | 12 | 1L - Lubricate | 1106365BA | SPACE SAVER GUIDES |  |  |  |  | SUPPORT: LOC-0100 | DD | LUB | SERVICE |  |  |  | 168 | 15 |  |  | JDE |  | LUBRICATION | FROM LUBE IT | 11063-LUB-DD-84-LUBE 163 SHUTDOWN | 4660457
7906 | 11064-LUB-DD-84-LUBE | 164 SHUTDOWN | 20 | 12 | 1L - Lubricate | 1106415A | EXTERNAL UNWINDER REAR |  |  |  |  | REDUCER: ITI#200202 LOC. 2 STM | DD | LUB | SERVICE |  |  |  | 672 | 30 |  |  | JDE |  | LUBRICATION | FROM LUBE IT | 11064-LUB-DD-84-LUBE 164 SHUTDOWN | 4660458
7907 | 11064-LUB-DD-84-LUBE | 164 SHUTDOWN | 20 | 12 | 1L - Lubricate | 1106415B | EXTERNAL UNWINDER FRONT |  |  |  |  | REDUCER: ITI#200202 LOC. 2 STM | DD | LUB | SERVICE |  |  |  | 672 | 30 |  |  | JDE |  | LUBRICATION | FROM LUBE IT | 11064-LUB-DD-84-LUBE 164 SHUTDOWN | 4660458
7908 | 11064-LUB-DD-84-LUBE | 164 SHUTDOWN | 20 | 12 | 1L - Lubricate | 1106415C | INTERNAL UNWINDER REAR |  |  |  |  | REDUCER: ITI#200202 LOC. 2 STM | DD | LUB | SERVICE |  |  |  | 672 | 30 |  |  | JDE |  | LUBRICATION | FROM LUBE IT | 11064-LUB-DD-84-LUBE 164 SHUTDOWN | 4660458
7909 | 11064-LUB-DD-84-LUBE | 164 SHUTDOWN | 20 | 12 | 1L - Lubricate | 1106415D | INTERNAL UNWINDER FRONT |  |  |  |  | REDUCER: ITI#200202 LOC. 2 STM | DD | LUB | SERVICE |  |  |  | 672 | 30 |  |  | JDE |  | LUBRICATION | FROM LUBE IT | 11064-LUB-DD-84-LUBE 164 SHUTDOWN | 4660458
7910 | 11064-LUB-DD-84-LUBE | 164 SHUTDOWN | 20 | 12 | 1L - Lubricate | 1106410D | OVERHEAD CRANE SYSTEM |  |  |  |  | REDUCER | DD | LUB | SERVICE |  |  |  | 672 | 120 |  |  | JDE |  | LUBRICATION | FROM LUBE IT | 11064-LUB-DD-84-LUBE 164 SHUTDOWN | 4660458
7911 | 11064-LUB-DD-84-LUBE | 164 SHUTDOWN | 20 | 12 | 1L - Lubricate | 1106410AB | GLOBAL- DRIVEN ROLL |  |  |  |  | REDUCER | DD | LUB | SERVICE |  |  |  | 672 | 30 |  |  | JDE |  | LUBRICATION | FROM LUBE IT | 11064-LUB-DD-84-LUBE 164 SHUTDOWN | 4660458
7912 | 11064-LUB-DD-84-LUBE | 164 SHUTDOWN | 20 | 12 | 1L - Lubricate | 1106440A | INTERNAL LOG SAW |  |  |  |  | REDUCER: #1 LOGSAW STM | DD | LUB | SERVICE |  |  |  | 672 | 15 |  |  | JDE |  | LUBRICATION | FROM LUBE IT | 11064-LUB-DD-84-LUBE 164 SHUTDOWN | 4660458
7913 | 11064-LUB-DD-84-LUBE | 164 SHUTDOWN | 20 | 12 | 1L - Lubricate | 1106435A | LOG ACCUMULATOR |  |  |  |  | REDUCER | DD | LUB | SERVICE |  |  |  | 672 | 15 |  |  | JDE |  | LUBRICATION | FROM LUBE IT | 11064-LUB-DD-84-LUBE 164 SHUTDOWN | 4660458
7914 | 11064-LUB-DD-84-LUBE | 164 SHUTDOWN | 20 | 12 | 1L - Lubricate | 1106435B | TRIMSAW |  |  |  |  | REDUCER: STM | DD | LUB | SERVICE |  |  |  | 672 | 15 |  |  | JDE |  | LUBRICATION | FROM LUBE IT | 11064-LUB-DD-84-LUBE 164 SHUTDOWN | 4660458
7915 | 11064-LUB-DD-84-LUBE | 164 SHUTDOWN | 20 | 12 | 1L - Lubricate | 1106435C | LOG LOADER |  |  |  |  | REDUCER: STM | DD | LUB | SERVICE |  |  |  | 672 | 15 |  |  | JDE |  | LUBRICATION | FROM LUBE IT | 11064-LUB-DD-84-LUBE 164 SHUTDOWN | 4660458
7916 | 11064-LUB-DD-84-LUBE | 164 SHUTDOWN | 20 | 12 | 1L - Lubricate | 1106435C | LOG LOADER |  |  |  |  | REDUCER - LOC. 34: LOC. 34 STM | DD | LUB | SERVICE |  |  |  | 672 | 15 |  |  | JDE |  | LUBRICATION | FROM LUBE IT | 11064-LUB-DD-84-LUBE 164 SHUTDOWN | 4660458
7917 | 11064-LUB-DD-84-LUBE | 164 SHUTDOWN | 20 | 12 | 1L - Lubricate | 1106420A | JOI EMBOSSER |  |  |  |  | REDUCER: BONFIGILIO LOC.8 | DD | LUB | SERVICE |  |  |  | 672 | 15 |  |  | JDE |  | LUBRICATION | FROM LUBE IT | 11064-LUB-DD-84-LUBE 164 SHUTDOWN | 4660458
7918 | 11064-LUB-DD-84-LUBE | 164 SHUTDOWN | 20 | 12 | 1L - Lubricate | 1106425A | REWINDER |  |  |  |  | REDUCER - LOC. 19: BONFIGILIO LOC. 19 | DD | LUB | SERVICE |  |  |  | 672 | 15 |  |  | JDE |  | LUBRICATION | FROM LUBE IT | 11064-LUB-DD-84-LUBE 164 SHUTDOWN | 4660458
7919 | 11064-LUB-DD-84-LUBE | 164 SHUTDOWN | 20 | 12 | 1L - Lubricate | 1106425A | REWINDER |  |  |  |  | REDUCER - LOC. 18: BONFIGILIO LOC.18 | DD | LUB | SERVICE |  |  |  | 672 | 30 |  |  | JDE |  | LUBRICATION | FROM LUBE IT | 11064-LUB-DD-84-LUBE 164 SHUTDOWN | 4660458
7920 | 11064-LUB-DD-84-LUBE | 164 SHUTDOWN | 20 | 12 | 1L - Lubricate | 1106420A | JOI EMBOSSER |  |  |  |  | ROLLER RAIL SYSTEM | DD | LUB | SERVICE |  |  |  | 672 | 5 |  |  | JDE |  | LUBRICATION | FROM LUBE IT | 11064-LUB-DD-84-LUBE 164 SHUTDOWN | 4660458
7921 | 11064-LUB-DD-84-LUBE | 164 SHUTDOWN | 20 | 12 | 1L - Lubricate | 1106425A | REWINDER |  |  |  |  | SUPPORT | DD | LUB | SERVICE |  |  |  | 168 | 5 |  |  | JDE |  | LUBRICATION | FROM LUBE IT | 11064-LUB-DD-84-LUBE 164 SHUTDOWN | 4660458
7922 | 11064-LUB-DD-84-LUBE | 164 SHUTDOWN | 20 | 12 | 1L - Lubricate | 1106415 | BACKSTAND PLATFORM 1 |  |  |  |  | HYDRAULIC OIL RESERVOIR | DD | LUB | SERVICE |  |  |  | 336 | 5 |  |  | JDE |  | LUBRICATION | FROM LUBE IT | 11064-LUB-DD-84-LUBE 164 SHUTDOWN | 4660458
7923 | 11064-LUB-DD-84-LUBE | 164 SHUTDOWN | 20 | 12 | 1L - Lubricate | 1106475 | DRIVE ROLLER |  |  |  |  | REDUCER (BOM 010) | DD | LUB |  |  |  |  | 84 | 5 |  |  | JDE |  | LUBRICATION | FROM LUBE IT | 11064-LUB-DD-84-LUBE 164 SHUTDOWN | 4660458
7924 | 11064-LUB-DD-84-LUBE | 164 SHUTDOWN | 20 | 12 | 1L - Lubricate | 1106465AD | REEL UNWIND DANCER AXLE SUPPORT |  |  |  |  | SUPPORT: LOC-0001-0002 | DD | LUB | SERVICE |  |  |  | 168 | 5 |  |  | JDE |  | LUBRICATION | FROM LUBE IT | 11064-LUB-DD-84-LUBE 164 SHUTDOWN | 4660458
7925 | 11064-LUB-DD-84-LUBE | 164 SHUTDOWN | 20 | 12 | 1L - Lubricate | 1106465AD | REEL UNWIND MOTOR ROLLER |  |  |  |  | SUPPORT: LOC-0003-0004 | DD | LUB | SERVICE |  |  |  | 168 | 5 |  |  | JDE |  | LUBRICATION | FROM LUBE IT | 11064-LUB-DD-84-LUBE 164 SHUTDOWN | 4660458
7926 | 11064-LUB-DD-84-LUBE | 164 SHUTDOWN | 20 | 12 | 1L - Lubricate | 1106465AD | REEL UNWIND CONDUCTED ROLLER |  |  |  |  | SUPPORT: LOC-0005-0006 | DD | LUB | SERVICE |  |  |  | 168 | 5 |  |  | JDE |  | LUBRICATION | FROM LUBE IT | 11064-LUB-DD-84-LUBE 164 SHUTDOWN | 4660458
7927 | 11064-LUB-DD-84-LUBE | 164 SHUTDOWN | 20 | 12 | 1L - Lubricate | 1106465AA | PRODUCT STOP PLATE ADJUSTMENT |  |  |  |  | SUPPORT: LOC-0013 | DD | LUB | SERVICE |  |  |  | 84 | 5 |  |  | JDE |  | LUBRICATION | FROM LUBE IT | 11064-LUB-DD-84-LUBE 164 SHUTDOWN | 4660458
7928 | 11064-LUB-DD-84-LUBE | 164 SHUTDOWN | 20 | 12 | 1L - Lubricate | 1106465AA | FIXED FOLDERS LONGITUDINAL ADJUSTMENT |  |  |  |  | SUPPORT: LOC-0015-0018 | DD | LUB | SERVICE |  |  |  | 84 | 5 |  |  | JDE |  | LUBRICATION | FROM LUBE IT | 11064-LUB-DD-84-LUBE 164 SHUTDOWN | 4660458
7929 | 11064-LUB-DD-84-LUBE | 164 SHUTDOWN | 20 | 12 | 1L - Lubricate | 1106465AA | FIXED FOLDERS HEIGHT ADJUSTMENT |  |  |  |  | SUPPORT: LOC-0019-0020 | DD | LUB | SERVICE |  |  |  | 84 | 5 |  |  | JDE |  | LUBRICATION | FROM LUBE IT | 11064-LUB-DD-84-LUBE 164 SHUTDOWN | 4660458
7930 | 11064-LUB-DD-84-LUBE | 164 SHUTDOWN | 20 | 12 | 1L - Lubricate | 1106465AG | FINAL INFEED BARS INTERMEDIATE LVL HGT ADJUSTMENT |  |  |  |  | SUPPORT: LOC-0023-0024 | DD | LUB | SERVICE |  |  |  | 84 | 5 |  |  | JDE |  | LUBRICATION | FROM LUBE IT | 11064-LUB-DD-84-LUBE 164 SHUTDOWN | 4660458
7931 | 11064-LUB-DD-84-LUBE | 164 SHUTDOWN | 20 | 12 | 1L - Lubricate | 1106465AG | FINAL INFEED BARS HEIGHT ADJUSTMENT |  |  |  |  | SUPPORT: LOC-0025-0028 | DD | LUB | SERVICE |  |  |  | 168 | 5 |  |  | JDE |  | LUBRICATION | FROM LUBE IT | 11064-LUB-DD-84-LUBE 164 SHUTDOWN | 4660458
7932 | 11064-LUB-DD-84-LUBE | 164 SHUTDOWN | 20 | 12 | 1L - Lubricate | 1106465AG | STACKER AXIS SUPPORT |  |  |  |  | SUPPORT: LOC-0034 | DD | LUB | SERVICE |  |  |  | 168 | 5 |  |  | JDE |  | LUBRICATION | FROM LUBE IT | 11064-LUB-DD-84-LUBE 164 SHUTDOWN | 4660458
7933 | 11064-LUB-DD-84-LUBE | 164 SHUTDOWN | 20 | 12 | 1L - Lubricate | 1106465AG | INITIAL INFEED LONGITUDINAL ADJUSTMENT |  |  |  |  | SUPPORT: LOC-0037-0038 | DD | LUB | SERVICE |  |  |  | 168 | 5 |  |  | JDE |  | LUBRICATION | FROM LUBE IT | 11064-LUB-DD-84-LUBE 164 SHUTDOWN | 4660458
7934 | 11064-LUB-DD-84-LUBE | 164 SHUTDOWN | 20 | 12 | 1L - Lubricate | 1106465AB | UPPER CONTRAST WIDTH ADJUSTMENT |  |  |  |  | SUPPORT: LOC-0039-0046 | DD | LUB | SERVICE |  |  |  | 168 | 5 |  |  | JDE |  | LUBRICATION | FROM LUBE IT | 11064-LUB-DD-84-LUBE 164 SHUTDOWN | 4660458
7935 | 11064-LUB-DD-84-LUBE | 164 SHUTDOWN | 20 | 12 | 1L - Lubricate | 1106465AB | OVERHEAD FINGERS DISPLACEMENT ADJUSTMENT |  |  |  |  | SUPPORT: LOC-0047-0048 | DD | LUB | SERVICE |  |  |  | 168 | 5 |  |  | JDE |  | LUBRICATION | FROM LUBE IT | 11064-LUB-DD-84-LUBE 164 SHUTDOWN | 4660458
7936 | 11064-LUB-DD-84-LUBE | 164 SHUTDOWN | 20 | 12 | 1L - Lubricate | 1106465AC | FILM GROUP WIDTH ADJUSTMENT |  |  |  |  | SUPPORT: LOC-0049-0050 | DD | LUB | SERVICE |  |  |  | 168 | 5 |  |  | JDE |  | LUBRICATION | FROM LUBE IT | 11064-LUB-DD-84-LUBE 164 SHUTDOWN | 4660458
7937 | 11064-LUB-DD-84-LUBE | 164 SHUTDOWN | 20 | 12 | 1L - Lubricate | 1106465AC | FILM GUIDES WIDTH ADJUSTMENT |  |  |  |  | SUPPORT: LOC-0051-0054 | DD | LUB | SERVICE |  |  |  | 168 | 5 |  |  | JDE |  | LUBRICATION | FROM LUBE IT | 11064-LUB-DD-84-LUBE 164 SHUTDOWN | 4660458
7938 | 11064-LUB-DD-84-LUBE | 164 SHUTDOWN | 20 | 12 | 1L - Lubricate | 1106465AE | PACKS ROTATION CONVEYOR AXLE SUPPORT |  |  |  |  | SUPPORT: LOC-0055-0056 | DD | LUB | SERVICE |  |  |  | 168 | 5 |  |  | JDE |  | LUBRICATION | FROM LUBE IT | 11064-LUB-DD-84-LUBE 164 SHUTDOWN | 4660458
7939 | 11064-LUB-DD-84-LUBE | 164 SHUTDOWN | 20 | 12 | 1L - Lubricate | 1106465AE | PACKS ROTATION HEIGHT ADJUSTMENT |  |  |  |  | SUPPORT: LOC-0057-0058 | DD | LUB | SERVICE |  |  |  | 168 | 5 |  |  | JDE |  | LUBRICATION | FROM LUBE IT | 11064-LUB-DD-84-LUBE 164 SHUTDOWN | 4660458
7940 | 11064-LUB-DD-84-LUBE | 164 SHUTDOWN | 20 | 12 | 1L - Lubricate | 1106465AF | LAUNCHERS ADJUSTMENT |  |  |  |  | SUPPORT: LOC-0059-0066 | DD | LUB | SERVICE |  |  |  | 168 | 5 |  |  | JDE |  | LUBRICATION | FROM LUBE IT | 11064-LUB-DD-84-LUBE 164 SHUTDOWN | 4660458
7941 | 11064-LUB-DD-84-LUBE | 164 SHUTDOWN | 20 | 12 | 1L - Lubricate | 1106465AG | FINAL INFEED BARS GUIDE WIDTH ADJUSTMENT |  |  |  |  | SUPPORT: LOC-0070-0071 | DD | LUB | SERVICE |  |  |  | 168 | 5 |  |  | JDE |  | LUBRICATION | FROM LUBE IT | 11064-LUB-DD-84-LUBE 164 SHUTDOWN | 4660458
7942 | 11064-LUB-DD-84-LUBE | 164 SHUTDOWN | 20 | 12 | 1L - Lubricate | 1106465AA | LOWER FOLDER BELTS GUIDES |  |  |  |  | SUPPORT: LOC-0072-0073 | DD | LUB | SERVICE |  |  |  | 168 | 5 |  |  | JDE |  | LUBRICATION | FROM LUBE IT | 11064-LUB-DD-84-LUBE 164 SHUTDOWN | 4660458
7943 | 11064-LUB-DD-84-LUBE | 164 SHUTDOWN | 20 | 12 | 1L - Lubricate | 1106465AB | UPPER CONTRAST HEIGHT ADJUSTMENT |  |  |  |  | SUPPORT: LOC-0074-0075 | DD | LUB | SERVICE |  |  |  | 168 | 5 |  |  | JDE |  | LUBRICATION | FROM LUBE IT | 11064-LUB-DD-84-LUBE 164 SHUTDOWN | 4660458
7944 | 11064-LUB-DD-84-LUBE | 164 SHUTDOWN | 20 | 12 | 1L - Lubricate | 1106465AA | ELEVATOR GUIDES |  |  |  |  | SUPPORT: LOC-0076 | DD | LUB | SERVICE |  |  |  | 168 | 5 |  |  | JDE |  | LUBRICATION | FROM LUBE IT | 11064-LUB-DD-84-LUBE 164 SHUTDOWN | 4660458
7945 | 11064-LUB-DD-84-LUBE | 164 SHUTDOWN | 20 | 12 | 1L - Lubricate | 1106465AA | COUNTER FOLDER AXLE SUPPORT |  |  |  |  | SUPPORT: LOC-0077 | DD | LUB | SERVICE |  |  |  | 168 | 5 |  |  | JDE |  | LUBRICATION | FROM LUBE IT | 11064-LUB-DD-84-LUBE 164 SHUTDOWN | 4660458
7946 | 11064-LUB-DD-84-LUBE | 164 SHUTDOWN | 20 | 12 | 1L - Lubricate | 1106465AA | COUNTER FOLDER GUIDES |  |  |  |  | SUPPORT: LOC-0078-0079 | DD | LUB | SERVICE |  |  |  | 168 | 5 |  |  | JDE |  | LUBRICATION | FROM LUBE IT | 11064-LUB-DD-84-LUBE 164 SHUTDOWN | 4660458
7947 | 11064-LUB-DD-84-LUBE | 164 SHUTDOWN | 20 | 12 | 1L - Lubricate | 1106465AA | LOWER HOPPER WIDTH ADJUSTMENT |  |  |  |  | SUPPORT: LOC-0084-0087 | DD | LUB | SERVICE |  |  |  | 168 | 5 |  |  | JDE |  | LUBRICATION | FROM LUBE IT | 11064-LUB-DD-84-LUBE 164 SHUTDOWN | 4660458
7948 | 11064-LUB-DD-84-LUBE | 164 SHUTDOWN | 20 | 12 | 1L - Lubricate | 1106465AE | SEALING BELTS WIDTH ADJUSTMENT GUIDES |  |  |  |  | SUPPORT: LOC-0088-0089 | DD | LUB | SERVICE |  |  |  | 168 | 5 |  |  | JDE |  | LUBRICATION | FROM LUBE IT | 11064-LUB-DD-84-LUBE 164 SHUTDOWN | 4660458
7949 | 11064-LUB-DD-84-LUBE | 164 SHUTDOWN | 20 | 12 | 1L - Lubricate | 1106465AE | HEATING ELEMENTS OPENING GUIDES |  |  |  |  | SUPPORT: LOC-0090-0091 | DD | LUB | SERVICE |  |  |  | 168 | 5 |  |  | JDE |  | LUBRICATION | FROM LUBE IT | 11064-LUB-DD-84-LUBE 164 SHUTDOWN | 4660458
7950 | 11064-LUB-DD-84-LUBE | 164 SHUTDOWN | 20 | 12 | 1L - Lubricate | 1106465AE | SEALING BELTS HEIGHT ADJUSTMENT |  |  |  |  | SUPPORT: LOC-092-099 | DD | LUB | SERVICE |  |  |  | 168 | 5 |  |  | JDE |  | LUBRICATION | FROM LUBE IT | 11064-LUB-DD-84-LUBE 164 SHUTDOWN | 4660458
7951 | 11064-LUB-DD-84-LUBE | 164 SHUTDOWN | 20 | 12 | 1L - Lubricate | 1106465AE | OUTFEED ACCELERATOR BELTS |  |  |  |  | SUPPORT: LOC-093-094 | DD | LUB | SERVICE |  |  |  | 168 | 5 |  |  | JDE |  | LUBRICATION | FROM LUBE IT | 11064-LUB-DD-84-LUBE 164 SHUTDOWN | 4660458
7952 | 11064-LUB-DD-84-LUBE | 164 SHUTDOWN | 20 | 12 | 1L - Lubricate | 1106465AE | SPACE SAVER GUIDES |  |  |  |  | SUPPORT: LOC-0100 | DD | LUB | SERVICE |  |  |  | 168 | 5 |  |  | JDE |  | LUBRICATION | FROM LUBE IT | 11064-LUB-DD-84-LUBE 164 SHUTDOWN | 4660458
7953 | 11064-LUB-DD-84-LUBE | 164 SHUTDOWN | 20 | 12 | 1L - Lubricate | 1106465BD | REEL UNWIND DANCER AXLE SUPPORT |  |  |  |  | SUPPORT: LOC-0001-0002 | DD | LUB | SERVICE |  |  |  | 168 | 5 |  |  | JDE |  | LUBRICATION | FROM LUBE IT | 11064-LUB-DD-84-LUBE 164 SHUTDOWN | 4660458
7954 | 11064-LUB-DD-84-LUBE | 164 SHUTDOWN | 20 | 12 | 1L - Lubricate | 1106465BD | REEL UNWIND MOTOR ROLLER |  |  |  |  | SUPPORT: LOC-0003-0004 | DD | LUB | SERVICE |  |  |  | 168 | 5 |  |  | JDE |  | LUBRICATION | FROM LUBE IT | 11064-LUB-DD-84-LUBE 164 SHUTDOWN | 4660458
7955 | 11064-LUB-DD-84-LUBE | 164 SHUTDOWN | 20 | 12 | 1L - Lubricate | 1106465BD | REEL UNWIND CONDUCTED ROLLER |  |  |  |  | SUPPORT: LOC-0005-0006 | DD | LUB | SERVICE |  |  |  | 168 | 5 |  |  | JDE |  | LUBRICATION | FROM LUBE IT | 11064-LUB-DD-84-LUBE 164 SHUTDOWN | 4660458
7956 | 11064-LUB-DD-84-LUBE | 164 SHUTDOWN | 20 | 12 | 1L - Lubricate | 1106465BA | PRODUCT STOP PLATE ADJUSTMENT |  |  |  |  | SUPPORT: LOC-0013 | DD | LUB | SERVICE |  |  |  | 84 | 5 |  |  | JDE |  | LUBRICATION | FROM LUBE IT | 11064-LUB-DD-84-LUBE 164 SHUTDOWN | 4660458
7957 | 11064-LUB-DD-84-LUBE | 164 SHUTDOWN | 20 | 12 | 1L - Lubricate | 1106465BA | FIXED FOLDERS LONGITUDINAL ADJUSTMENT |  |  |  |  | SUPPORT: LOC-0015-0018 | DD | LUB | SERVICE |  |  |  | 84 | 5 |  |  | JDE |  | LUBRICATION | FROM LUBE IT | 11064-LUB-DD-84-LUBE 164 SHUTDOWN | 4660458
7958 | 11064-LUB-DD-84-LUBE | 164 SHUTDOWN | 20 | 12 | 1L - Lubricate | 1106465BA | FIXED FOLDERS HEIGHT ADJUSTMENT |  |  |  |  | SUPPORT: LOC-0019-0020 | DD | LUB | SERVICE |  |  |  | 84 | 5 |  |  | JDE |  | LUBRICATION | FROM LUBE IT | 11064-LUB-DD-84-LUBE 164 SHUTDOWN | 4660458
7959 | 11064-LUB-DD-84-LUBE | 164 SHUTDOWN | 20 | 12 | 1L - Lubricate | 1106465BG | FINAL INFEED BARS INTERMEDIATE LVL HGT ADJUSTMENT |  |  |  |  | SUPPORT: LOC-0023-0024 | DD | LUB | SERVICE |  |  |  | 84 | 5 |  |  | JDE |  | LUBRICATION | FROM LUBE IT | 11064-LUB-DD-84-LUBE 164 SHUTDOWN | 4660458
7960 | 11064-LUB-DD-84-LUBE | 164 SHUTDOWN | 20 | 12 | 1L - Lubricate | 1106465BG | FINAL INFEED BARS HEIGHT ADJUSTMENT |  |  |  |  | SUPPORT: LOC-0025-0028 | DD | LUB | SERVICE |  |  |  | 168 | 5 |  |  | JDE |  | LUBRICATION | FROM LUBE IT | 11064-LUB-DD-84-LUBE 164 SHUTDOWN | 4660458
7961 | 11064-LUB-DD-84-LUBE | 164 SHUTDOWN | 20 | 12 | 1L - Lubricate | 1106465BG | STACKER AXIS SUPPORT |  |  |  |  | SUPPORT: LOC-0034 | DD | LUB | SERVICE |  |  |  | 168 | 5 |  |  | JDE |  | LUBRICATION | FROM LUBE IT | 11064-LUB-DD-84-LUBE 164 SHUTDOWN | 4660458
7962 | 11064-LUB-DD-84-LUBE | 164 SHUTDOWN | 20 | 12 | 1L - Lubricate | 1106465BG | INITIAL INFEED LONGITUDINAL ADJUSTMENT |  |  |  |  | SUPPORT: LOC-0037-0038 | DD | LUB | SERVICE |  |  |  | 168 | 5 |  |  | JDE |  | LUBRICATION | FROM LUBE IT | 11064-LUB-DD-84-LUBE 164 SHUTDOWN | 4660458
7963 | 11064-LUB-DD-84-LUBE | 164 SHUTDOWN | 20 | 12 | 1L - Lubricate | 1106465BB | UPPER CONTRAST WIDTH ADJUSTMENT |  |  |  |  | SUPPORT: LOC-0039-0046 | DD | LUB | SERVICE |  |  |  | 168 | 5 |  |  | JDE |  | LUBRICATION | FROM LUBE IT | 11064-LUB-DD-84-LUBE 164 SHUTDOWN | 4660458
7964 | 11064-LUB-DD-84-LUBE | 164 SHUTDOWN | 20 | 12 | 1L - Lubricate | 1106465BB | OVERHEAD FINGERS DISPLACEMENT ADJUSTMENT |  |  |  |  | SUPPORT: LOC-0047-0048 | DD | LUB | SERVICE |  |  |  | 168 | 5 |  |  | JDE |  | LUBRICATION | FROM LUBE IT | 11064-LUB-DD-84-LUBE 164 SHUTDOWN | 4660458
7965 | 11064-LUB-DD-84-LUBE | 164 SHUTDOWN | 20 | 12 | 1L - Lubricate | 1106465BC | FILM GROUP WIDTH ADJUSTMENT |  |  |  |  | SUPPORT: LOC-0049-0050 | DD | LUB | SERVICE |  |  |  | 168 | 5 |  |  | JDE |  | LUBRICATION | FROM LUBE IT | 11064-LUB-DD-84-LUBE 164 SHUTDOWN | 4660458
7966 | 11064-LUB-DD-84-LUBE | 164 SHUTDOWN | 20 | 12 | 1L - Lubricate | 1106465BC | FILM GUIDES WIDTH ADJUSTMENT |  |  |  |  | SUPPORT: LOC-0051-0054 | DD | LUB | SERVICE |  |  |  | 168 | 5 |  |  | JDE |  | LUBRICATION | FROM LUBE IT | 11064-LUB-DD-84-LUBE 164 SHUTDOWN | 4660458
7967 | 11064-LUB-DD-84-LUBE | 164 SHUTDOWN | 20 | 12 | 1L - Lubricate | 1106465BE | PACKS ROTATION CONVEYOR AXLE SUPPORT |  |  |  |  | SUPPORT: LOC-0055-0056 | DD | LUB | SERVICE |  |  |  | 168 | 5 |  |  | JDE |  | LUBRICATION | FROM LUBE IT | 11064-LUB-DD-84-LUBE 164 SHUTDOWN | 4660458
7968 | 11064-LUB-DD-84-LUBE | 164 SHUTDOWN | 20 | 12 | 1L - Lubricate | 1106465BE | PACKS ROTATION HEIGHT ADJUSTMENT |  |  |  |  | SUPPORT: LOC-0057-0058 | DD | LUB | SERVICE |  |  |  | 168 | 5 |  |  | JDE |  | LUBRICATION | FROM LUBE IT | 11064-LUB-DD-84-LUBE 164 SHUTDOWN | 4660458
7969 | 11064-LUB-DD-84-LUBE | 164 SHUTDOWN | 20 | 12 | 1L - Lubricate | 1106465BF | LAUNCHERS ADJUSTMENT |  |  |  |  | SUPPORT: LOC-0059-0066 | DD | LUB | SERVICE |  |  |  | 168 | 5 |  |  | JDE |  | LUBRICATION | FROM LUBE IT | 11064-LUB-DD-84-LUBE 164 SHUTDOWN | 4660458
7970 | 11064-LUB-DD-84-LUBE | 164 SHUTDOWN | 20 | 12 | 1L - Lubricate | 1106465BG | FINAL INFEED BARS GUIDE WIDTH ADJUSTMENT |  |  |  |  | SUPPORT: LOC-0070-0071 | DD | LUB | SERVICE |  |  |  | 168 | 5 |  |  | JDE |  | LUBRICATION | FROM LUBE IT | 11064-LUB-DD-84-LUBE 164 SHUTDOWN | 4660458
7971 | 11064-LUB-DD-84-LUBE | 164 SHUTDOWN | 20 | 12 | 1L - Lubricate | 1106465BA | LOWER FOLDER BELTS GUIDES |  |  |  |  | SUPPORT: LOC-0072-0073 | DD | LUB | SERVICE |  |  |  | 168 | 5 |  |  | JDE |  | LUBRICATION | FROM LUBE IT | 11064-LUB-DD-84-LUBE 164 SHUTDOWN | 4660458
7972 | 11064-LUB-DD-84-LUBE | 164 SHUTDOWN | 20 | 12 | 1L - Lubricate | 1106465BB | UPPER CONTRAST HEIGHT ADJUSTMENT |  |  |  |  | SUPPORT: LOC-0074-0075 | DD | LUB | SERVICE |  |  |  | 168 | 5 |  |  | JDE |  | LUBRICATION | FROM LUBE IT | 11064-LUB-DD-84-LUBE 164 SHUTDOWN | 4660458
7973 | 11064-LUB-DD-84-LUBE | 164 SHUTDOWN | 20 | 12 | 1L - Lubricate | 1106465BA | ELEVATOR GUIDES |  |  |  |  | SUPPORT: LOC-0076 | DD | LUB | SERVICE |  |  |  | 168 | 5 |  |  | JDE |  | LUBRICATION | FROM LUBE IT | 11064-LUB-DD-84-LUBE 164 SHUTDOWN | 4660458
7974 | 11064-LUB-DD-84-LUBE | 164 SHUTDOWN | 20 | 12 | 1L - Lubricate | 1106465BA | COUNTER FOLDER AXLE SUPPORT |  |  |  |  | SUPPORT: LOC-0077 | DD | LUB | SERVICE |  |  |  | 168 | 5 |  |  | JDE |  | LUBRICATION | FROM LUBE IT | 11064-LUB-DD-84-LUBE 164 SHUTDOWN | 4660458
7975 | 11064-LUB-DD-84-LUBE | 164 SHUTDOWN | 20 | 12 | 1L - Lubricate | 1106465BA | COUNTER FOLDER GUIDES |  |  |  |  | SUPPORT: LOC-0078-0079 | DD | LUB | SERVICE |  |  |  | 168 | 5 |  |  | JDE |  | LUBRICATION | FROM LUBE IT | 11064-LUB-DD-84-LUBE 164 SHUTDOWN | 4660458
7976 | 11064-LUB-DD-84-LUBE | 164 SHUTDOWN | 20 | 12 | 1L - Lubricate | 1106465BA | LOWER HOPPER WIDTH ADJUSTMENT |  |  |  |  | LOC-0084-0087 | DD | LUB | SERVICE |  |  |  | 168 | 5 |  |  | JDE |  | LUBRICATION | FROM LUBE IT | 11064-LUB-DD-84-LUBE 164 SHUTDOWN | 4660458
7977 | 11064-LUB-DD-84-LUBE | 164 SHUTDOWN | 20 | 12 | 1L - Lubricate | 1106465BE | SEALING BELTS WIDTH ADJUSTMENT GUIDES |  |  |  |  | SUPPORT: LOC-0088-0089 | DD | LUB | SERVICE |  |  |  | 168 | 5 |  |  | JDE |  | LUBRICATION | FROM LUBE IT | 11064-LUB-DD-84-LUBE 164 SHUTDOWN | 4660458
7978 | 11064-LUB-DD-84-LUBE | 164 SHUTDOWN | 20 | 12 | 1L - Lubricate | 1106465BE | HEATING ELEMENTS OPENING GUIDES |  |  |  |  | SUPPORT: LOC-0090-0091 | DD | LUB | SERVICE |  |  |  | 168 | 5 |  |  | JDE |  | LUBRICATION | FROM LUBE IT | 11064-LUB-DD-84-LUBE 164 SHUTDOWN | 4660458
7979 | 11064-LUB-DD-84-LUBE | 164 SHUTDOWN | 20 | 12 | 1L - Lubricate | 1106465BE | SEALING BELTS HEIGHT ADJUSTMENT |  |  |  |  | SUPPORT: LOC-092-099 | DD | LUB | SERVICE |  |  |  | 168 | 5 |  |  | JDE |  | LUBRICATION | FROM LUBE IT | 11064-LUB-DD-84-LUBE 164 SHUTDOWN | 4660458
7980 | 11064-LUB-DD-84-LUBE | 164 SHUTDOWN | 20 | 12 | 1L - Lubricate | 1106465BE | OUTFEED ACCELERATOR BELTS |  |  |  |  | SUPPORT: LOC-093-094 | DD | LUB | SERVICE |  |  |  | 168 | 5 |  |  | JDE |  | LUBRICATION | FROM LUBE IT | 11064-LUB-DD-84-LUBE 164 SHUTDOWN | 4660458
7981 | 11064-LUB-DD-84-LUBE | 164 SHUTDOWN | 20 | 12 | 1L - Lubricate | 1106465BA | SPACE SAVER GUIDES |  |  |  |  | SUPPORT: LOC-0100 | DD | LUB | SERVICE |  |  |  | 168 | 15 |  |  | JDE |  | LUBRICATION | FROM LUBE IT | 11064-LUB-DD-84-LUBE 164 SHUTDOWN | 4660458
7982 | MA110-LUB-IRD-14-CONVERTING | E80 - INSPECTION | 27 | 16 | 3 - Obj Inspection | 1106180A | PALLETIZER |  |  |  |  | HYDRAULIC OIL TANK (ROLLER CONVEYOR D60): PALLET ROLLER CONVEYOR D60 | IRD | LUB | LEVEL CHK |  |  |  | 14 | 5 |  |  | JDE |  | LUBRICATION | FROM LUBE IT | MA110-LUB-IRD-14-CONVERTING E80 - INSPECTION | 4660459
7983 | MA110-LUB-IRD-14-CONVERTING | E80 - INSPECTION | 27 | 16 | 3 - Obj Inspection | 1106180A | PALLETIZER |  |  |  |  | HYDRAULIC OIL TANK (ROLLER CONVEYOR LR1400): PALLET ROLLER CONVEYOR LR1400 | IRD | LUB | LEVEL CHK |  |  |  | 14 | 5 |  |  | JDE |  | LUBRICATION | FROM LUBE IT | MA110-LUB-IRD-14-CONVERTING E80 - INSPECTION | 4660459
7984 | MA110-LUB-IRD-14-CONVERTING | E80 - INSPECTION | 27 | 16 | 3 - Obj Inspection | 1106280A | PALLETIZER |  |  |  |  | HYDRAULIC OIL TANK (ROLLER CONVEYOR D60): PALLET ROLLER CONVEYOR D60 | IRD | LUB | LEVEL CHK |  |  |  | 14 | 5 |  |  | JDE |  | LUBRICATION | FROM LUBE IT | MA110-LUB-IRD-14-CONVERTING E80 - INSPECTION | 4660459
7985 | MA110-LUB-IRD-14-CONVERTING | E80 - INSPECTION | 27 | 16 | 3 - Obj Inspection | 1106280A | PALLETIZER |  |  |  |  | HYDRAULIC OIL TANK (ROLLER CONVEYOR LR1400): PALLET ROLLER CONVEYOR LR1400 | IRD | LUB | LEVEL CHK |  |  |  | 14 | 5 |  |  | JDE |  | LUBRICATION | FROM LUBE IT | MA110-LUB-IRD-14-CONVERTING E80 - INSPECTION | 4660459
7986 | MA110-LUB-IRD-14-CONVERTING | E80 - INSPECTION | 27 | 16 | 3 - Obj Inspection | 1106280A | PALLETIZER |  |  |  |  | CHAIN (LIFTING): MAGNETIC PALET ARMS | IRD | LUB | LUBRICATE |  |  |  | 168 | 30 |  |  | JDE |  | LUBRICATION | FROM LUBE IT | MA110-LUB-IRD-14-CONVERTING E80 - INSPECTION | 4660459
7987 | MA110-LUB-IRD-14-CONVERTING | E80 - INSPECTION | 27 | 16 | 3 - Obj Inspection | 1106380A | PALLETIZER |  |  |  |  | HYDRAULIC OIL TANK (ROLLER CONVEYOR D60): PALLET ROLLER CONVEYOR D60 | IRD | LUB | LEVEL CHK |  |  |  | 14 | 5 |  |  | JDE |  | LUBRICATION | FROM LUBE IT | MA110-LUB-IRD-14-CONVERTING E80 - INSPECTION | 4660459
7988 | MA110-LUB-IRD-14-CONVERTING | E80 - INSPECTION | 27 | 16 | 3 - Obj Inspection | 1106380A | PALLETIZER |  |  |  |  | HYDRAULIC OIL TANK (ROLLER CONVEYOR LR1400): PALLET ROLLER CONVEYOR LR1400 | IRD | LUB | LEVEL CHK |  |  |  | 14 | 5 |  |  | JDE |  | LUBRICATION | FROM LUBE IT | MA110-LUB-IRD-14-CONVERTING E80 - INSPECTION | 4660459
7989 | MA110-LUB-IRD-14-CONVERTING | E80 - INSPECTION | 27 | 16 | 3 - Obj Inspection | 1106480A | PALLETIZER |  |  |  |  | HYDRAULIC OIL TANK (ROLLER CONVEYOR D60): PALLET ROLLER CONVEYOR D60 | IRD | LUB | LEVEL CHK |  |  |  | 14 | 5 |  |  | JDE |  | LUBRICATION | FROM LUBE IT | MA110-LUB-IRD-14-CONVERTING E80 - INSPECTION | 4660459
7990 | MA110-LUB-IRD-14-CONVERTING | E80 - INSPECTION | 27 | 16 | 3 - Obj Inspection | 1106480A | PALLETIZER |  |  |  |  | HYDRAULIC OIL TANK (ROLLER CONVEYOR LR1400): PALLET ROLLER CONVEYOR LR1400 | IRD | LUB | LEVEL CHK |  |  |  | 14 | 5 |  |  | JDE |  | LUBRICATION | FROM LUBE IT | MA110-LUB-IRD-14-CONVERTING E80 - INSPECTION | 4660459
7991 | MA110-LUB-IRD-28-CONVERTING | DUST COLLECTOR - REGREASING | 27 | 27 | 1L - Lubricate | 1106150A | DUST COLLECTOR |  |  |  |  | BEARING (FE FAN MOTOR): DRUM FILTER GROUP | IRD | LUB | GREASING |  |  |  | 168 | 5 |  |  | JDE |  | LUBRICATION | FROM LUBE IT | MA110-LUB-IRD-28-CONVERTING DUST COLLECTOR - REGREASING | 4660460
7992 | MA110-LUB-IRD-28-CONVERTING | DUST COLLECTOR - REGREASING | 27 | 27 | 1L - Lubricate | 1106150A | DUST COLLECTOR |  |  |  |  | BEARING (FQ FAN MOTOR): DRUM FILTER GROUP | IRD | LUB | GREASING |  |  |  | 168 | 5 |  |  | JDE |  | LUBRICATION | FROM LUBE IT | MA110-LUB-IRD-28-CONVERTING DUST COLLECTOR - REGREASING | 4660460
7993 | MA110-LUB-IRD-28-CONVERTING | DUST COLLECTOR - REGREASING | 27 | 27 | 1L - Lubricate | 1106150A | DUST COLLECTOR |  |  |  |  | BEARING (FE FAN SUPPORT): DRUM FILTER GROUP | IRD | LUB | GREASING |  |  |  | 28 | 5 |  |  | JDE |  | LUBRICATION | FROM LUBE IT | MA110-LUB-IRD-28-CONVERTING DUST COLLECTOR - REGREASING | 4660460
7994 | MA110-LUB-IRD-28-CONVERTING | DUST COLLECTOR - REGREASING | 27 | 27 | 1L - Lubricate | 1106150A | DUST COLLECTOR |  |  |  |  | BEARING (FQ FAN SUPPORT): DRUM FILTER GROUP | IRD | LUB | GREASING |  |  |  | 28 | 5 |  |  | JDE |  | LUBRICATION | FROM LUBE IT | MA110-LUB-IRD-28-CONVERTING DUST COLLECTOR - REGREASING | 4660460
7995 | MA110-LUB-IRD-28-CONVERTING | DUST COLLECTOR - REGREASING | 27 | 27 | 1L - Lubricate | 1106150A | DUST COLLECTOR |  |  |  |  | BEARING (SUPPORT): DRUM FILTER GROUP | IRD | LUB | GREASING |  |  |  | 84 | 5 |  |  | JDE |  | LUBRICATION | FROM LUBE IT | MA110-LUB-IRD-28-CONVERTING DUST COLLECTOR - REGREASING | 4660460
7996 | MA110-LUB-IRD-28-CONVERTING | DUST COLLECTOR - REGREASING | 27 | 27 | 1L - Lubricate | 1106150A | FAN BELT ASSM |  |  |  |  | SUPPORT | IRD | LUB | SERVICE |  |  |  | 28 | 5 |  |  | JDE |  | LUBRICATION | FROM LUBE IT | MA110-LUB-IRD-28-CONVERTING DUST COLLECTOR - REGREASING | 4660460
7997 | MA110-LUB-IRD-28-CONVERTING | DUST COLLECTOR - REGREASING | 27 | 27 | 1L - Lubricate | 1106150A | DRUM FILTER |  |  |  |  | SUPPORT | IRD | LUB | SERVICE |  |  |  | 84 | 5 |  |  | JDE |  | LUBRICATION | FROM LUBE IT | MA110-LUB-IRD-28-CONVERTING DUST COLLECTOR - REGREASING | 4660460
7998 | MA110-LUB-IRD-28-CONVERTING | DUST COLLECTOR - REGREASING | 27 | 27 | 1L - Lubricate | 1106150AF | DRUM FILTER |  |  |  |  | REDUCER | IRD | LUB | GREASING |  |  |  | 336 | 5 |  |  | JDE |  | LUBRICATION | FROM LUBE IT | MA110-LUB-IRD-28-CONVERTING DUST COLLECTOR - REGREASING | 4660460
7999 | MA110-LUB-IRD-28-CONVERTING | DUST COLLECTOR - REGREASING | 27 | 27 | 1L - Lubricate | 1106150AC | PAPER TRAP |  |  |  |  | SUPPORT | IRD | LUB | SERVICE |  |  |  | 336 | 30 |  |  | JDE |  | LUBRICATION | FROM LUBE IT | MA110-LUB-IRD-28-CONVERTING DUST COLLECTOR - REGREASING | 4660460
8000 | MA110-LUB-IRD-28-CONVERTING | DUST COLLECTOR - REGREASING | 27 | 27 | 1L - Lubricate | 1106150AD | BYPASS |  |  |  |  | SUPPORT | IRD | LUB | SERVICE |  |  |  | 336 | 5 |  |  | JDE |  | LUBRICATION | FROM LUBE IT | MA110-LUB-IRD-28-CONVERTING DUST COLLECTOR - REGREASING | 4660460
8001 | MA110-LUB-IRD-28-CONVERTING | DUST COLLECTOR - REGREASING | 27 | 27 | 1L - Lubricate | 1106150AF | DRUM FILTER |  |  |  |  | REDUCER | IRD | LUB | SERVICE |  |  |  | 112 | 60 |  |  | JDE |  | LUBRICATION | FROM LUBE IT | MA110-LUB-IRD-28-CONVERTING DUST COLLECTOR - REGREASING | 4660460
8002 | MA110-LUB-IRD-28-CONVERTING | DUST COLLECTOR - REGREASING | 27 | 27 | 1L - Lubricate | 1106250A | DUST COLLECTOR |  |  |  |  | BEARING (FE FAN MOTOR): DRUM FILTER GROUP | IRD | LUB | GREASING |  |  |  | 168 | 5 |  |  | JDE |  | LUBRICATION | FROM LUBE IT | MA110-LUB-IRD-28-CONVERTING DUST COLLECTOR - REGREASING | 4660460
8003 | MA110-LUB-IRD-28-CONVERTING | DUST COLLECTOR - REGREASING | 27 | 27 | 1L - Lubricate | 1106250A | DUST COLLECTOR |  |  |  |  | BEARING (FQ FAN MOTOR): DRUM FILTER GROUP | IRD | LUB | GREASING |  |  |  | 168 | 5 |  |  | JDE |  | LUBRICATION | FROM LUBE IT | MA110-LUB-IRD-28-CONVERTING DUST COLLECTOR - REGREASING | 4660460
8004 | MA110-LUB-IRD-28-CONVERTING | DUST COLLECTOR - REGREASING | 27 | 27 | 1L - Lubricate | 1106250A | DUST COLLECTOR |  |  |  |  | BEARING (FE FAN SUPPORT): DRUM FILTER GROUP | IRD | LUB | GREASING |  |  |  | 28 | 5 |  |  | JDE |  | LUBRICATION | FROM LUBE IT | MA110-LUB-IRD-28-CONVERTING DUST COLLECTOR - REGREASING | 4660460
8005 | MA110-LUB-IRD-28-CONVERTING | DUST COLLECTOR - REGREASING | 27 | 27 | 1L - Lubricate | 1106250A | DUST COLLECTOR |  |  |  |  | BEARING (FQ FAN SUPPORT): DRUM FILTER GROUP | IRD | LUB | GREASING |  |  |  | 28 | 5 |  |  | JDE |  | LUBRICATION | FROM LUBE IT | MA110-LUB-IRD-28-CONVERTING DUST COLLECTOR - REGREASING | 4660460
8006 | MA110-LUB-IRD-28-CONVERTING | DUST COLLECTOR - REGREASING | 27 | 27 | 1L - Lubricate | 1106250A | DUST COLLECTOR |  |  |  |  | BEARING (SUPPORT): DRUM FILTER GROUP | IRD | LUB | GREASING |  |  |  | 84 | 5 |  |  | JDE |  | LUBRICATION | FROM LUBE IT | MA110-LUB-IRD-28-CONVERTING DUST COLLECTOR - REGREASING | 4660460
8007 | MA110-LUB-IRD-28-CONVERTING | DUST COLLECTOR - REGREASING | 27 | 27 | 1L - Lubricate | 1106250A | FAN BELT ASSM |  |  |  |  | SUPPORT | IRD | LUB | SERVICE |  |  |  | 28 | 5 |  |  | JDE |  | LUBRICATION | FROM LUBE IT | MA110-LUB-IRD-28-CONVERTING DUST COLLECTOR - REGREASING | 4660460
8008 | MA110-LUB-IRD-28-CONVERTING | DUST COLLECTOR - REGREASING | 27 | 27 | 1L - Lubricate | 1106250A | BRIQUETTING MACHINE |  |  |  |  | SUPPORT | IRD | LUB | SERVICE |  |  |  | 336 | 5 |  |  | JDE |  | LUBRICATION | FROM LUBE IT | MA110-LUB-IRD-28-CONVERTING DUST COLLECTOR - REGREASING | 4660460
8009 | MA110-LUB-IRD-28-CONVERTING | DUST COLLECTOR - REGREASING | 27 | 27 | 1L - Lubricate | 1106250A | DRUM FILTER |  |  |  |  | SUPPORT | IRD | LUB | SERVICE |  |  |  | 84 | 5 |  |  | JDE |  | LUBRICATION | FROM LUBE IT | MA110-LUB-IRD-28-CONVERTING DUST COLLECTOR - REGREASING | 4660460
8010 | MA110-LUB-IRD-28-CONVERTING | DUST COLLECTOR - REGREASING | 27 | 27 | 1L - Lubricate | 1106250AF | DRUM FILTER |  |  |  |  | REDUCER | IRD | LUB | GREASING |  |  |  | 336 | 5 |  |  | JDE |  | LUBRICATION | FROM LUBE IT | MA110-LUB-IRD-28-CONVERTING DUST COLLECTOR - REGREASING | 4660460
8011 | MA110-LUB-IRD-28-CONVERTING | DUST COLLECTOR - REGREASING | 27 | 27 | 1L - Lubricate | 1106250AC | PAPER TRAP |  |  |  |  | SUPPORT | IRD | LUB | SERVICE |  |  |  | 336 | 30 |  |  | JDE |  | LUBRICATION | FROM LUBE IT | MA110-LUB-IRD-28-CONVERTING DUST COLLECTOR - REGREASING | 4660460
8012 | MA110-LUB-IRD-28-CONVERTING | DUST COLLECTOR - REGREASING | 27 | 27 | 1L - Lubricate | 1106250AD | BYPASS |  |  |  |  | SUPPORT | IRD | LUB | SERVICE |  |  |  | 336 | 5 |  |  | JDE |  | LUBRICATION | FROM LUBE IT | MA110-LUB-IRD-28-CONVERTING DUST COLLECTOR - REGREASING | 4660460
8013 | MA110-LUB-IRD-28-CONVERTING | DUST COLLECTOR - REGREASING | 27 | 27 | 1L - Lubricate | 1106250AF | DRUM FILTER |  |  |  |  | REDUCER | IRD | LUB | SERVICE |  |  |  | 112 | 60 |  |  | JDE |  | LUBRICATION | FROM LUBE IT | MA110-LUB-IRD-28-CONVERTING DUST COLLECTOR - REGREASING | 4660460
8014 | MA110-LUB-IRD-28-CONVERTING | DUST COLLECTOR - REGREASING | 27 | 27 | 1L - Lubricate | 1106350A | DUST COLLECTOR |  |  |  |  | BEARING (FE FAN MOTOR): DRUM FILTER GROUP | IRD | LUB | GREASING |  |  |  | 168 | 5 |  |  | JDE |  | LUBRICATION | FROM LUBE IT | MA110-LUB-IRD-28-CONVERTING DUST COLLECTOR - REGREASING | 4660460
8015 | MA110-LUB-IRD-28-CONVERTING | DUST COLLECTOR - REGREASING | 27 | 27 | 1L - Lubricate | 1106350A | DUST COLLECTOR |  |  |  |  | BEARING (FQ FAN MOTOR): DRUM FILTER GROUP | IRD | LUB | GREASING |  |  |  | 168 | 5 |  |  | JDE |  | LUBRICATION | FROM LUBE IT | MA110-LUB-IRD-28-CONVERTING DUST COLLECTOR - REGREASING | 4660460
8016 | MA110-LUB-IRD-28-CONVERTING | DUST COLLECTOR - REGREASING | 27 | 27 | 1L - Lubricate | 1106350A | DUST COLLECTOR |  |  |  |  | BEARING (FE FAN SUPPORT): DRUM FILTER GROUP | IRD | LUB | GREASING |  |  |  | 28 | 5 |  |  | JDE |  | LUBRICATION | FROM LUBE IT | MA110-LUB-IRD-28-CONVERTING DUST COLLECTOR - REGREASING | 4660460
8017 | MA110-LUB-IRD-28-CONVERTING | DUST COLLECTOR - REGREASING | 27 | 27 | 1L - Lubricate | 1106350A | DUST COLLECTOR |  |  |  |  | BEARING (FQ FAN SUPPORT): DRUM FILTER GROUP | IRD | LUB | GREASING |  |  |  | 28 | 5 |  |  | JDE |  | LUBRICATION | FROM LUBE IT | MA110-LUB-IRD-28-CONVERTING DUST COLLECTOR - REGREASING | 4660460
8018 | MA110-LUB-IRD-28-CONVERTING | DUST COLLECTOR - REGREASING | 27 | 27 | 1L - Lubricate | 1106350A | DUST COLLECTOR |  |  |  |  | BEARING (SUPPORT): DRUM FILTER GROUP | IRD | LUB | GREASING |  |  |  | 84 | 5 |  |  | JDE |  | LUBRICATION | FROM LUBE IT | MA110-LUB-IRD-28-CONVERTING DUST COLLECTOR - REGREASING | 4660460
8019 | MA110-LUB-IRD-28-CONVERTING | DUST COLLECTOR - REGREASING | 27 | 27 | 1L - Lubricate | 1106350A | FAN BELT ASSM |  |  |  |  | SUPPORT | IRD | LUB | SERVICE |  |  |  | 28 | 5 |  |  | JDE |  | LUBRICATION | FROM LUBE IT | MA110-LUB-IRD-28-CONVERTING DUST COLLECTOR - REGREASING | 4660460
8020 | MA110-LUB-IRD-28-CONVERTING | DUST COLLECTOR - REGREASING | 27 | 27 | 1L - Lubricate | 1106350A | BRIQUETTING MACHINE |  |  |  |  | SUPPORT | IRD | LUB | SERVICE |  |  |  | 336 | 5 |  |  | JDE |  | LUBRICATION | FROM LUBE IT | MA110-LUB-IRD-28-CONVERTING DUST COLLECTOR - REGREASING | 4660460
8021 | MA110-LUB-IRD-28-CONVERTING | DUST COLLECTOR - REGREASING | 27 | 27 | 1L - Lubricate | 1106350A | DRUM FILTER |  |  |  |  | SUPPORT | IRD | LUB | SERVICE |  |  |  | 84 | 5 |  |  | JDE |  | LUBRICATION | FROM LUBE IT | MA110-LUB-IRD-28-CONVERTING DUST COLLECTOR - REGREASING | 4660460
8022 | MA110-LUB-IRD-28-CONVERTING | DUST COLLECTOR - REGREASING | 27 | 27 | 1L - Lubricate | 1106350AF | DRUM FILTER |  |  |  |  | REDUCER | IRD | LUB | GREASING |  |  |  | 336 | 5 |  |  | JDE |  | LUBRICATION | FROM LUBE IT | MA110-LUB-IRD-28-CONVERTING DUST COLLECTOR - REGREASING | 4660460
8023 | MA110-LUB-IRD-28-CONVERTING | DUST COLLECTOR - REGREASING | 27 | 27 | 1L - Lubricate | 1106350AC | PAPER TRAP |  |  |  |  | SUPPORT | IRD | LUB | SERVICE |  |  |  | 336 | 30 |  |  | JDE |  | LUBRICATION | FROM LUBE IT | MA110-LUB-IRD-28-CONVERTING DUST COLLECTOR - REGREASING | 4660460
8024 | MA110-LUB-IRD-28-CONVERTING | DUST COLLECTOR - REGREASING | 27 | 27 | 1L - Lubricate | 1106350AD | BYPASS |  |  |  |  | SUPPORT | IRD | LUB | SERVICE |  |  |  | 336 | 5 |  |  | JDE |  | LUBRICATION | FROM LUBE IT | MA110-LUB-IRD-28-CONVERTING DUST COLLECTOR - REGREASING | 4660460
8025 | MA110-LUB-IRD-28-CONVERTING | DUST COLLECTOR - REGREASING | 27 | 27 | 1L - Lubricate | 1106350AF | DRUM FILTER |  |  |  |  | REDUCER | IRD | LUB | SERVICE |  |  |  | 112 | 60 |  |  | JDE |  | LUBRICATION | FROM LUBE IT | MA110-LUB-IRD-28-CONVERTING DUST COLLECTOR - REGREASING | 4660460
8026 | MA110-LUB-IRD-28-CONVERTING | DUST COLLECTOR - REGREASING | 27 | 27 | 1L - Lubricate | 1106450A | DUST COLLECTOR |  |  |  |  | BEARING (FE FAN MOTOR): DRUM FILTER GROUP | IRD | LUB | GREASING |  |  |  | 168 | 5 |  |  | JDE |  | LUBRICATION | FROM LUBE IT | MA110-LUB-IRD-28-CONVERTING DUST COLLECTOR - REGREASING | 4660460
8027 | MA110-LUB-IRD-28-CONVERTING | DUST COLLECTOR - REGREASING | 27 | 27 | 1L - Lubricate | 1106450A | DUST COLLECTOR |  |  |  |  | BEARING (FQ FAN MOTOR): DRUM FILTER GROUP | IRD | LUB | GREASING |  |  |  | 168 | 5 |  |  | JDE |  | LUBRICATION | FROM LUBE IT | MA110-LUB-IRD-28-CONVERTING DUST COLLECTOR - REGREASING | 4660460
8028 | MA110-LUB-IRD-28-CONVERTING | DUST COLLECTOR - REGREASING | 27 | 27 | 1L - Lubricate | 1106450A | DUST COLLECTOR |  |  |  |  | BEARING (FE FAN SUPPORT): DRUM FILTER GROUP | IRD | LUB | GREASING |  |  |  | 28 | 5 |  |  | JDE |  | LUBRICATION | FROM LUBE IT | MA110-LUB-IRD-28-CONVERTING DUST COLLECTOR - REGREASING | 4660460
8029 | MA110-LUB-IRD-28-CONVERTING | DUST COLLECTOR - REGREASING | 27 | 27 | 1L - Lubricate | 1106450A | DUST COLLECTOR |  |  |  |  | BEARING (FQ FAN SUPPORT): DRUM FILTER GROUP | IRD | LUB | GREASING |  |  |  | 28 | 5 |  |  | JDE |  | LUBRICATION | FROM LUBE IT | MA110-LUB-IRD-28-CONVERTING DUST COLLECTOR - REGREASING | 4660460
8030 | MA110-LUB-IRD-28-CONVERTING | DUST COLLECTOR - REGREASING | 27 | 27 | 1L - Lubricate | 1106450A | DUST COLLECTOR |  |  |  |  | BEARING (SUPPORT): DRUM FILTER GROUP | IRD | LUB | GREASING |  |  |  | 84 | 5 |  |  | JDE |  | LUBRICATION | FROM LUBE IT | MA110-LUB-IRD-28-CONVERTING DUST COLLECTOR - REGREASING | 4660460
8031 | MA110-LUB-IRD-28-CONVERTING | DUST COLLECTOR - REGREASING | 27 | 27 | 1L - Lubricate | 1106450A | FAN BELT ASSM |  |  |  |  | SUPPORT | IRD | LUB | SERVICE |  |  |  | 28 | 5 |  |  | JDE |  | LUBRICATION | FROM LUBE IT | MA110-LUB-IRD-28-CONVERTING DUST COLLECTOR - REGREASING | 4660460
8032 | MA110-LUB-IRD-28-CONVERTING | DUST COLLECTOR - REGREASING | 27 | 27 | 1L - Lubricate | 1106450A | BRIQUETTING MACHINE |  |  |  |  | SUPPORT | IRD | LUB | SERVICE |  |  |  | 336 | 5 |  |  | JDE |  | LUBRICATION | FROM LUBE IT | MA110-LUB-IRD-28-CONVERTING DUST COLLECTOR - REGREASING | 4660460
8033 | MA110-LUB-IRD-28-CONVERTING | DUST COLLECTOR - REGREASING | 27 | 27 | 1L - Lubricate | 1106450A | DRUM FILTER |  |  |  |  | SUPPORT | IRD | LUB | SERVICE |  |  |  | 84 | 5 |  |  | JDE |  | LUBRICATION | FROM LUBE IT | MA110-LUB-IRD-28-CONVERTING DUST COLLECTOR - REGREASING | 4660460
8034 | MA110-LUB-IRD-28-CONVERTING | DUST COLLECTOR - REGREASING | 27 | 27 | 1L - Lubricate | 1106450AF | DRUM FILTER |  |  |  |  | REDUCER | IRD | LUB | GREASING |  |  |  | 336 | 5 |  |  | JDE |  | LUBRICATION | FROM LUBE IT | MA110-LUB-IRD-28-CONVERTING DUST COLLECTOR - REGREASING | 4660460
8035 | MA110-LUB-IRD-28-CONVERTING | DUST COLLECTOR - REGREASING | 27 | 27 | 1L - Lubricate | 1106450AC | PAPER TRAP |  |  |  |  | SUPPORT | IRD | LUB | SERVICE |  |  |  | 336 | 30 |  |  | JDE |  | LUBRICATION | FROM LUBE IT | MA110-LUB-IRD-28-CONVERTING DUST COLLECTOR - REGREASING | 4660460
8036 | MA110-LUB-IRD-28-CONVERTING | DUST COLLECTOR - REGREASING | 27 | 27 | 1L - Lubricate | 1106450AD | BYPASS |  |  |  |  | SUPPORT | IRD | LUB | SERVICE |  |  |  | 336 | 5 |  |  | JDE |  | LUBRICATION | FROM LUBE IT | MA110-LUB-IRD-28-CONVERTING DUST COLLECTOR - REGREASING | 4660460
8037 | MA110-LUB-IRD-28-CONVERTING | DUST COLLECTOR - REGREASING | 27 | 27 | 1L - Lubricate | 1106450AF | DRUM FILTER |  |  |  |  | REDUCER | IRD | LUB | SERVICE |  |  |  | 112 | 60 |  |  | JDE |  | LUBRICATION | FROM LUBE IT | MA110-LUB-IRD-28-CONVERTING DUST COLLECTOR - REGREASING | 4660460
8038 | MA110-LUB-IRD-168-LUBE | PM | 22 | 2 | 1L - Lubricate | 1106145A | CORE ACCUMULATOR |  |  |  |  | SUPPORT | IRD | LUB | SERVICE |  |  |  | 168 | 5 |  |  | JDE |  | LUBRICATION | FROM LUBE IT | MA110-LUB-IRD-168-LUBE PM | 4660461
8039 | MA110-LUB-IRD-168-LUBE | PM | 22 | 2 | 1L - Lubricate | 1106145A | CORE ACCUMULATOR |  |  |  |  | SUPPORT - CORE CONVEYOR: CORE CONVEYER | IRD | LUB | SERVICE |  |  |  | 168 | 5 |  |  | JDE |  | LUBRICATION | FROM LUBE IT | MA110-LUB-IRD-168-LUBE PM | 4660461
8040 | MA110-LUB-IRD-168-LUBE | PM | 22 | 2 | 1L - Lubricate | 1106110AE | LOG MOVEMENT ASSY |  |  |  |  | SUPPORT | IRD | LUB | SERVICE |  |  |  | 168 | 5 |  |  | JDE |  | LUBRICATION | FROM LUBE IT | MA110-LUB-IRD-168-LUBE PM | 4660461
8041 | MA110-LUB-IRD-168-LUBE | PM | 22 | 2 | 1L - Lubricate | 1106245A | CORE ACCUMULATOR |  |  |  |  | SUPPORT | IRD | LUB | SERVICE |  |  |  | 168 | 5 |  |  | JDE |  | LUBRICATION | FROM LUBE IT | MA110-LUB-IRD-168-LUBE PM | 4660461
8042 | MA110-LUB-IRD-168-LUBE | PM | 22 | 2 | 1L - Lubricate | 1106245A | CORE ACCUMULATOR |  |  |  |  | SUPPORT - CORE CONVEYOR: CORE CONVEYER | IRD | LUB | SERVICE |  |  |  | 168 | 5 |  |  | JDE |  | LUBRICATION | FROM LUBE IT | MA110-LUB-IRD-168-LUBE PM | 4660461
8043 | MA110-LUB-IRD-168-LUBE | PM | 22 | 2 | 1L - Lubricate | 1106210AE | LOG MOVEMENT ASSY |  |  |  |  | SUPPORT | IRD | LUB | SERVICE |  |  |  | 168 | 5 |  |  | JDE |  | LUBRICATION | FROM LUBE IT | MA110-LUB-IRD-168-LUBE PM | 4660461
8044 | MA110-LUB-IRD-168-LUBE | PM | 22 | 2 | 1L - Lubricate | 1106345A | CORE ACCUMULATOR |  |  |  |  | SUPPORT | IRD | LUB | SERVICE |  |  |  | 168 | 5 |  |  | JDE |  | LUBRICATION | FROM LUBE IT | MA110-LUB-IRD-168-LUBE PM | 4660461
8045 | MA110-LUB-IRD-168-LUBE | PM | 22 | 2 | 1L - Lubricate | 1106345A | CORE ACCUMULATOR |  |  |  |  | SUPPORT - CORE CONVEYOR: CORE CONVEYER | IRD | LUB | SERVICE |  |  |  | 168 | 5 |  |  | JDE |  | LUBRICATION | FROM LUBE IT | MA110-LUB-IRD-168-LUBE PM | 4660461
8046 | MA110-LUB-IRD-168-LUBE | PM | 22 | 2 | 1L - Lubricate | 1106310AE | LOG MOVEMENT ASSY |  |  |  |  | SUPPORT | IRD | LUB | SERVICE |  |  |  | 168 | 5 |  |  | JDE |  | LUBRICATION | FROM LUBE IT | MA110-LUB-IRD-168-LUBE PM | 4660461
8047 | MA110-LUB-IRD-168-LUBE | PM | 22 | 2 | 1L - Lubricate | 1106445A | CORE ACCUMULATOR |  |  |  |  | SUPPORT | IRD | LUB | SERVICE |  |  |  | 168 | 5 |  |  | JDE |  | LUBRICATION | FROM LUBE IT | MA110-LUB-IRD-168-LUBE PM | 4660461
8048 | MA110-LUB-IRD-168-LUBE | PM | 22 | 2 | 1L - Lubricate | 1106445A | CORE ACCUMULATOR |  |  |  |  | SUPPORT - CORE CONVEYOR: CORE CONVEYER | IRD | LUB | SERVICE |  |  |  | 168 | 5 |  |  | JDE |  | LUBRICATION | FROM LUBE IT | MA110-LUB-IRD-168-LUBE PM | 4660461
8049 | MA110-LUB-IRD-168-LUBE | PM | 22 | 2 | 1L - Lubricate | 1106410AE | LOG MOVEMENT ASSY |  |  |  |  | SUPPORT | IRD | LUB | SERVICE |  |  |  | 168 | 5 |  |  | JDE |  | LUBRICATION | FROM LUBE IT | MA110-LUB-IRD-168-LUBE PM | 4660461
8050 | MA110-LUB-IRD-168-LUBE | PM | 22 | 2 | 1L - Lubricate | 1106150A | FAN MOTOR |  |  |  |  | MOTOR | IRD | LUB | SERVICE |  |  |  | 252 | 30 |  |  | JDE |  | LUBRICATION | FROM LUBE IT | MA110-LUB-IRD-168-LUBE PM | 4660461
8051 | MA110-LUB-IRD-168-LUBE | PM | 22 | 2 | 1L - Lubricate | 1106180AAI | PALLETIZER TABLE |  |  |  |  | HYDRAULIC UNIT | IRD | LUB | SERVICE |  |  |  | 336 | 20 |  |  | JDE |  | LUBRICATION | FROM LUBE IT | MA110-LUB-IRD-168-LUBE PM | 4660461
8052 | MA110-LUB-IRD-168-LUBE | PM | 22 | 2 | 1L - Lubricate | 1106180AAI | INTER LAYER |  |  |  |  | HYDRAULIC UNIT | IRD | LUB | SERVICE |  |  |  | 336 | 20 |  |  | JDE |  | LUBRICATION | FROM LUBE IT | MA110-LUB-IRD-168-LUBE PM | 4660461
8053 | MA110-LUB-IRD-168-LUBE | PM | 22 | 2 | 1L - Lubricate | 1106180AB | BEMA TURNTABLE |  |  |  |  | AUTO | IRD | LUB | SERVICE |  |  |  | 336 | 10 |  |  | JDE |  | LUBRICATION | FROM LUBE IT | MA110-LUB-IRD-168-LUBE PM | 4660461
8054 | MA110-LUB-IRD-168-LUBE | PM | 22 | 2 | 1L - Lubricate | 1106180AB | BEMA PRESS |  |  |  |  | LINEAR SUPPORT | IRD | LUB | SERVICE |  |  |  | 336 | 15 |  |  | JDE |  | LUBRICATION | FROM LUBE IT | MA110-LUB-IRD-168-LUBE PM | 4660461
8055 | MA110-LUB-IRD-168-LUBE | PM | 22 | 2 | 1L - Lubricate | 1106280AAL | PREPARATION LAYER |  |  |  |  | SUPPORT | IRD | LUB | SERVICE |  |  |  | 168 | 10 |  |  | JDE |  | LUBRICATION | FROM LUBE IT | MA110-LUB-IRD-168-LUBE PM | 4660461
8056 | MA110-LUB-IRD-168-LUBE | PM | 22 | 2 | 1L - Lubricate | 1106280AAL | INLET CONVEYOR |  |  |  |  | SUPPORT | IRD | LUB | SERVICE |  |  |  | 168 | 10 |  |  | JDE |  | LUBRICATION | FROM LUBE IT | MA110-LUB-IRD-168-LUBE PM | 4660461
8057 | MA110-LUB-IRD-168-LUBE | PM | 22 | 2 | 1L - Lubricate | 1106280AAL | PREPARATION LAYER |  |  |  |  | LINEAR SUPPORT | IRD | LUB | SERVICE |  |  |  | 168 | 10 |  |  | JDE |  | LUBRICATION | FROM LUBE IT | MA110-LUB-IRD-168-LUBE PM | 4660461
8058 | MA110-LUB-IRD-168-LUBE | PM | 22 | 2 | 1L - Lubricate | 1106280AAI | PALLETIZER TABLE |  |  |  |  | HYDRAULIC UNIT | IRD | LUB | SERVICE |  |  |  | 336 | 20 |  |  | JDE |  | LUBRICATION | FROM LUBE IT | MA110-LUB-IRD-168-LUBE PM | 4660461
8059 | MA110-LUB-IRD-168-LUBE | PM | 22 | 2 | 1L - Lubricate | 1106280AAI | INTER LAYER |  |  |  |  | HYDRAULIC UNIT | IRD | LUB | SERVICE |  |  |  | 336 | 20 |  |  | JDE |  | LUBRICATION | FROM LUBE IT | MA110-LUB-IRD-168-LUBE PM | 4660461
8060 | MA110-LUB-IRD-168-LUBE | PM | 22 | 2 | 1L - Lubricate | 1106280AAI | INTER LAYER CONV |  |  |  |  | SUPPORT | IRD | LUB | SERVICE |  |  |  | 168 | 10 |  |  | JDE |  | LUBRICATION | FROM LUBE IT | MA110-LUB-IRD-168-LUBE PM | 4660461
8061 | MA110-LUB-IRD-168-LUBE | PM | 22 | 2 | 1L - Lubricate | 1106280AAI | INTER LAYER |  |  |  |  | SUPPORT | IRD | LUB | SERVICE |  |  |  | 168 | 10 |  |  | JDE |  | LUBRICATION | FROM LUBE IT | MA110-LUB-IRD-168-LUBE PM | 4660461
8062 | MA110-LUB-IRD-168-LUBE | PM | 22 | 2 | 1L - Lubricate | 1106280AAI | PALLET DISPENSER |  |  |  |  | SUPPORT | IRD | LUB | SERVICE |  |  |  | 168 | 10 |  |  | JDE |  | LUBRICATION | FROM LUBE IT | MA110-LUB-IRD-168-LUBE PM | 4660461
8063 | MA110-LUB-IRD-168-LUBE | PM | 22 | 2 | 1L - Lubricate | 1106280AB | BEMA TURNTABLE |  |  |  |  | AUTO | IRD | LUB | SERVICE |  |  |  | 336 | 10 |  |  | JDE |  | LUBRICATION | FROM LUBE IT | MA110-LUB-IRD-168-LUBE PM | 4660461
8064 | MA110-LUB-IRD-168-LUBE | PM | 22 | 2 | 1L - Lubricate | 1106280AB | BEMA PRESS |  |  |  |  | LINEAR SUPPORT | IRD | LUB | SERVICE |  |  |  | 336 | 15 |  |  | JDE |  | LUBRICATION | FROM LUBE IT | MA110-LUB-IRD-168-LUBE PM | 4660461
8065 | MA110-LUB-IRD-168-LUBE | PM | 22 | 2 | 1L - Lubricate | 1106280AAJ | FORK PALLET STACKER |  |  |  |  | SUPPORT | IRD | LUB | SERVICE |  |  |  | 168 | 15 |  |  | JDE |  | LUBRICATION | FROM LUBE IT | MA110-LUB-IRD-168-LUBE PM | 4660461
8066 | MA110-LUB-IRD-168-LUBE | PM | 22 | 2 | 1L - Lubricate | 1106280AB | BEMA CONV |  |  |  |  | SUPPORT | IRD | LUB | SERVICE |  |  |  | 168 | 10 |  |  | JDE |  | LUBRICATION | FROM LUBE IT | MA110-LUB-IRD-168-LUBE PM | 4660461
8067 | MA110-LUB-IRD-168-LUBE | PM | 22 | 2 | 1L - Lubricate | 1106280AAD | PALLETIZER GRIPPER |  |  |  |  | SUPPORT | IRD | LUB | SERVICE |  |  |  | 168 | 20 |  |  | JDE |  | LUBRICATION | FROM LUBE IT | MA110-LUB-IRD-168-LUBE PM | 4660461
8068 | MA110-LUB-IRD-168-LUBE | PM | 22 | 2 | 1L - Lubricate | 1106280AAG | PERFORMING GRIPPER |  |  |  |  | SUPPORT | IRD | LUB | SERVICE |  |  |  | 168 | 10 |  |  | JDE |  | LUBRICATION | FROM LUBE IT | MA110-LUB-IRD-168-LUBE PM | 4660461
8069 | MA110-LUB-IRD-168-LUBE | PM | 22 | 2 | 1L - Lubricate | 1106280AAL | DISPATCHER |  |  |  |  | SUPPORT | IRD | LUB | SERVICE |  |  |  | 168 | 10 |  |  | JDE |  | LUBRICATION | FROM LUBE IT | MA110-LUB-IRD-168-LUBE PM | 4660461
8070 | MA110-LUB-IRD-168-LUBE | PM | 22 | 2 | 1L - Lubricate | 1106380AAL | PREPARATION LAYER |  |  |  |  | SUPPORT | IRD | LUB | SERVICE |  |  |  | 168 | 10 |  |  | JDE |  | LUBRICATION | FROM LUBE IT | MA110-LUB-IRD-168-LUBE PM | 4660461
8071 | MA110-LUB-IRD-168-LUBE | PM | 22 | 2 | 1L - Lubricate | 1106380AAL | INLET CONVEYOR |  |  |  |  | SUPPORT | IRD | LUB | SERVICE |  |  |  | 168 | 10 |  |  | JDE |  | LUBRICATION | FROM LUBE IT | MA110-LUB-IRD-168-LUBE PM | 4660461
8072 | MA110-LUB-IRD-168-LUBE | PM | 22 | 2 | 1L - Lubricate | 1106380AAL | PREPARATION LAYER |  |  |  |  | LINEAR SUPPORT | IRD | LUB | SERVICE |  |  |  | 168 | 10 |  |  | JDE |  | LUBRICATION | FROM LUBE IT | MA110-LUB-IRD-168-LUBE PM | 4660461
8073 | MA110-LUB-IRD-168-LUBE | PM | 22 | 2 | 1L - Lubricate | 1106380AAI | PALLETIZER TABLE |  |  |  |  | HYDRAULIC UNIT | IRD | LUB | SERVICE |  |  |  | 336 | 20 |  |  | JDE |  | LUBRICATION | FROM LUBE IT | MA110-LUB-IRD-168-LUBE PM | 4660461
8074 | MA110-LUB-IRD-168-LUBE | PM | 22 | 2 | 1L - Lubricate | 1106380AAI | INTER LAYER |  |  |  |  | HYDRAULIC UNIT | IRD | LUB | SERVICE |  |  |  | 336 | 20 |  |  | JDE |  | LUBRICATION | FROM LUBE IT | MA110-LUB-IRD-168-LUBE PM | 4660461
8075 | MA110-LUB-IRD-168-LUBE | PM | 22 | 2 | 1L - Lubricate | 1106380AAI | INTER LAYER CONV |  |  |  |  | SUPPORT | IRD | LUB | SERVICE |  |  |  | 168 | 10 |  |  | JDE |  | LUBRICATION | FROM LUBE IT | MA110-LUB-IRD-168-LUBE PM | 4660461
8076 | MA110-LUB-IRD-168-LUBE | PM | 22 | 2 | 1L - Lubricate | 1106380AAI | INTER LAYER |  |  |  |  | SUPPORT | IRD | LUB | SERVICE |  |  |  | 168 | 10 |  |  | JDE |  | LUBRICATION | FROM LUBE IT | MA110-LUB-IRD-168-LUBE PM | 4660461
8077 | MA110-LUB-IRD-168-LUBE | PM | 22 | 2 | 1L - Lubricate | 1106380AAI | PALLET DISPENSER |  |  |  |  | SUPPORT | IRD | LUB | SERVICE |  |  |  | 168 | 10 |  |  | JDE |  | LUBRICATION | FROM LUBE IT | MA110-LUB-IRD-168-LUBE PM | 4660461
8078 | MA110-LUB-IRD-168-LUBE | PM | 22 | 2 | 1L - Lubricate | 1106380AB | BEMA TURNTABLE |  |  |  |  | AUTO | IRD | LUB | SERVICE |  |  |  | 336 | 10 |  |  | JDE |  | LUBRICATION | FROM LUBE IT | MA110-LUB-IRD-168-LUBE PM | 4660461
8079 | MA110-LUB-IRD-168-LUBE | PM | 22 | 2 | 1L - Lubricate | 1106380AB | BEMA PRESS |  |  |  |  | LINEAR SUPPORT | IRD | LUB | SERVICE |  |  |  | 336 | 15 |  |  | JDE |  | LUBRICATION | FROM LUBE IT | MA110-LUB-IRD-168-LUBE PM | 4660461
8080 | MA110-LUB-IRD-168-LUBE | PM | 22 | 2 | 1L - Lubricate | 1106380AAJ | FORK PALLET STACKER |  |  |  |  | SUPPORT | IRD | LUB | SERVICE |  |  |  | 168 | 15 |  |  | JDE |  | LUBRICATION | FROM LUBE IT | MA110-LUB-IRD-168-LUBE PM | 4660461
8081 | MA110-LUB-IRD-168-LUBE | PM | 22 | 2 | 1L - Lubricate | 1106380AB | BEMA CONV |  |  |  |  | SUPPORT | IRD | LUB | SERVICE |  |  |  | 168 | 10 |  |  | JDE |  | LUBRICATION | FROM LUBE IT | MA110-LUB-IRD-168-LUBE PM | 4660461
8082 | MA110-LUB-IRD-168-LUBE | PM | 22 | 2 | 1L - Lubricate | 1106380AAD | PALLETIZER GRIPPER |  |  |  |  | SUPPORT | IRD | LUB | SERVICE |  |  |  | 168 | 20 |  |  | JDE |  | LUBRICATION | FROM LUBE IT | MA110-LUB-IRD-168-LUBE PM | 4660461
8083 | MA110-LUB-IRD-168-LUBE | PM | 22 | 2 | 1L - Lubricate | 1106380AAG | PERFORMING GRIPPER |  |  |  |  | SUPPORT | IRD | LUB | SERVICE |  |  |  | 168 | 10 |  |  | JDE |  | LUBRICATION | FROM LUBE IT | MA110-LUB-IRD-168-LUBE PM | 4660461
8084 | MA110-LUB-IRD-168-LUBE | PM | 22 | 2 | 1L - Lubricate | 1106380AAL | DISPATCHER |  |  |  |  | SUPPORT | IRD | LUB | SERVICE |  |  |  | 168 | 10 |  |  | JDE |  | LUBRICATION | FROM LUBE IT | MA110-LUB-IRD-168-LUBE PM | 4660461
8085 | MA110-LUB-IRD-168-LUBE | PM | 22 | 2 | 1L - Lubricate | 1106480AAL | PREPARATION LAYER |  |  |  |  | SUPPORT | IRD | LUB | SERVICE |  |  |  | 168 | 10 |  |  | JDE |  | LUBRICATION | FROM LUBE IT | MA110-LUB-IRD-168-LUBE PM | 4660461
8086 | MA110-LUB-IRD-168-LUBE | PM | 22 | 2 | 1L - Lubricate | 1106480AAL | INLET CONVEYOR |  |  |  |  | SUPPORT | IRD | LUB | SERVICE |  |  |  | 168 | 10 |  |  | JDE |  | LUBRICATION | FROM LUBE IT | MA110-LUB-IRD-168-LUBE PM | 4660461
8087 | MA110-LUB-IRD-168-LUBE | PM | 22 | 2 | 1L - Lubricate | 1106480AAL | PREPARATION LAYER |  |  |  |  | LINEAR SUPPORT | IRD | LUB | SERVICE |  |  |  | 168 | 10 |  |  | JDE |  | LUBRICATION | FROM LUBE IT | MA110-LUB-IRD-168-LUBE PM | 4660461
8088 | MA110-LUB-IRD-168-LUBE | PM | 22 | 2 | 1L - Lubricate | 1106480AAI | PALLETIZER TABLE |  |  |  |  | HYDRAULIC UNIT | IRD | LUB | SERVICE |  |  |  | 336 | 20 |  |  | JDE |  | LUBRICATION | FROM LUBE IT | MA110-LUB-IRD-168-LUBE PM | 4660461
8089 | MA110-LUB-IRD-168-LUBE | PM | 22 | 2 | 1L - Lubricate | 1106480AAI | INTER LAYER |  |  |  |  | HYDRAULIC UNIT | IRD | LUB | SERVICE |  |  |  | 336 | 20 |  |  | JDE |  | LUBRICATION | FROM LUBE IT | MA110-LUB-IRD-168-LUBE PM | 4660461
8090 | MA110-LUB-IRD-168-LUBE | PM | 22 | 2 | 1L - Lubricate | 1106480AAI | INTER LAYER CONV |  |  |  |  | SUPPORT | IRD | LUB | SERVICE |  |  |  | 168 | 10 |  |  | JDE |  | LUBRICATION | FROM LUBE IT | MA110-LUB-IRD-168-LUBE PM | 4660461
8091 | MA110-LUB-IRD-168-LUBE | PM | 22 | 2 | 1L - Lubricate | 1106480AAI | INTER LAYER |  |  |  |  | SUPPORT | IRD | LUB | SERVICE |  |  |  | 168 | 10 |  |  | JDE |  | LUBRICATION | FROM LUBE IT | MA110-LUB-IRD-168-LUBE PM | 4660461
8092 | MA110-LUB-IRD-168-LUBE | PM | 22 | 2 | 1L - Lubricate | 1106480AAI | PALLET DISPENSER |  |  |  |  | SUPPORT | IRD | LUB | SERVICE |  |  |  | 168 | 10 |  |  | JDE |  | LUBRICATION | FROM LUBE IT | MA110-LUB-IRD-168-LUBE PM | 4660461
8093 | MA110-LUB-IRD-168-LUBE | PM | 22 | 2 | 1L - Lubricate | 1106480AB | BEMA TURNTABLE |  |  |  |  | AUTO | IRD | LUB | SERVICE |  |  |  | 336 | 10 |  |  | JDE |  | LUBRICATION | FROM LUBE IT | MA110-LUB-IRD-168-LUBE PM | 4660461
8094 | MA110-LUB-IRD-168-LUBE | PM | 22 | 2 | 1L - Lubricate | 1106480AB | BEMA PRESS |  |  |  |  | LINEAR SUPPORT | IRD | LUB | SERVICE |  |  |  | 336 | 15 |  |  | JDE |  | LUBRICATION | FROM LUBE IT | MA110-LUB-IRD-168-LUBE PM | 4660461
8095 | MA110-LUB-IRD-168-LUBE | PM | 22 | 2 | 1L - Lubricate | 1106480AAJ | FORK PALLET STACKER |  |  |  |  | SUPPORT | IRD | LUB | SERVICE |  |  |  | 168 | 15 |  |  | JDE |  | LUBRICATION | FROM LUBE IT | MA110-LUB-IRD-168-LUBE PM | 4660461
8096 | MA110-LUB-IRD-168-LUBE | PM | 22 | 2 | 1L - Lubricate | 1106480AB | BEMA CONV |  |  |  |  | SUPPORT | IRD | LUB | SERVICE |  |  |  | 168 | 10 |  |  | JDE |  | LUBRICATION | FROM LUBE IT | MA110-LUB-IRD-168-LUBE PM | 4660461
8097 | MA110-LUB-IRD-168-LUBE | PM | 22 | 2 | 1L - Lubricate | 1106480AAD | PALLETIZER GRIPPER |  |  |  |  | SUPPORT | IRD | LUB | SERVICE |  |  |  | 168 | 20 |  |  | JDE |  | LUBRICATION | FROM LUBE IT | MA110-LUB-IRD-168-LUBE PM | 4660461
8098 | MA110-LUB-IRD-168-LUBE | PM | 22 | 2 | 1L - Lubricate | 1106480AAG | PERFORMING GRIPPER |  |  |  |  | SUPPORT | IRD | LUB | SERVICE |  |  |  | 168 | 10 |  |  | JDE |  | LUBRICATION | FROM LUBE IT | MA110-LUB-IRD-168-LUBE PM | 4660461
8099 | MA110-LUB-IRD-168-LUBE | PM | 22 | 2 | 1L - Lubricate | 1106480AAL | DISPATCHER |  |  |  |  | SUPPORT | IRD | LUB | SERVICE |  |  |  | 168 | 10 |  |  | JDE |  | LUBRICATION | FROM LUBE IT | MA110-LUB-IRD-168-LUBE PM | 4660461
8100 | MA110-LUB-IRD-168-LUBE | PM | 22 | 2 | 1L - Lubricate | 1106250A | FAN MOTOR |  |  |  |  | MOTOR | IRD | LUB | SERVICE |  |  |  | 252 | 5 |  |  | JDE |  | LUBRICATION | FROM LUBE IT | MA110-LUB-IRD-168-LUBE PM | 4660461
8101 | MA110-LUB-IRD-168-LUBE | PM | 22 | 2 | 1L - Lubricate | 1106350A | FAN MOTOR |  |  |  |  | MOTOR | IRD | LUB | SERVICE |  |  |  | 252 | 5 |  |  | JDE |  | LUBRICATION | FROM LUBE IT | MA110-LUB-IRD-168-LUBE PM | 4660461
8102 | MA110-LUB-IRD-168-LUBE | PM | 22 | 2 | 1L - Lubricate | 1106450A | FAN MOTOR |  |  |  |  | MOTOR | IRD | LUB | SERVICE |  |  |  | 252 | 5 |  |  | JDE |  | LUBRICATION | FROM LUBE IT | MA110-LUB-IRD-168-LUBE PM | 4660461
8103 | MA110-LUB-IRD-28-LUBE | SAMPLE - CONVERTING | 21 | 19 | 1L - Lubricate | 1106120A | JOI EMBOSSER |  |  |  |  | CIRCULATION SYSTEM | IRD | LUB | SAMPLE |  |  |  | 28 | 30 |  |  | JDE |  | LUBRICATION | FROM LUBE IT | MA110-LUB-IRD-28-LUBE SAMPLE - CONVERTING | 4660462
8104 | MA110-LUB-IRD-28-LUBE | SAMPLE - CONVERTING | 21 | 19 | 1L - Lubricate | 1106115 | BACKSTAND PLATFORM 1 |  |  |  |  | HYDRAULIC OIL RESERVOIR | IRD | LUB | SAMPLE |  |  |  | 28 | 30 |  |  | JDE |  | LUBRICATION | FROM LUBE IT | MA110-LUB-IRD-28-LUBE SAMPLE - CONVERTING | 4660462
8105 | MA110-LUB-IRD-28-LUBE | SAMPLE - CONVERTING | 21 | 19 | 1L - Lubricate | 1106115 | BACKSTAND PLATFORM 2 |  |  |  |  | HYDRAULIC OIL RESERVOIR | IRD | LUB | SAMPLE |  |  |  | 28 | 30 |  |  | JDE |  | LUBRICATION | FROM LUBE IT | MA110-LUB-IRD-28-LUBE SAMPLE - CONVERTING | 4660462
8106 | MA110-LUB-IRD-28-LUBE | SAMPLE - CONVERTING | 21 | 19 | 1L - Lubricate | 1106320A | JOI EMBOSSER |  |  |  |  | CIRCULATION SYSTEM | IRD | LUB | SAMPLE |  |  |  | 28 | 30 |  |  | JDE |  | LUBRICATION | FROM LUBE IT | MA110-LUB-IRD-28-LUBE SAMPLE - CONVERTING | 4660462
8107 | MA110-LUB-IRD-28-LUBE | SAMPLE - CONVERTING | 21 | 19 | 1L - Lubricate | 1106215 | BACKSTAND PLATFORM 1 |  |  |  |  | HYDRAULIC OIL RESERVOIR | IRD | LUB | SAMPLE |  |  |  | 28 | 30 |  |  | JDE |  | LUBRICATION | FROM LUBE IT | MA110-LUB-IRD-28-LUBE SAMPLE - CONVERTING | 4660462
8108 | MA110-LUB-IRD-28-LUBE | SAMPLE - CONVERTING | 21 | 19 | 1L - Lubricate | 1106215 | BACKSTAND PLATFORM 2 |  |  |  |  | HYDRAULIC OIL RESERVOIR | IRD | LUB | SAMPLE |  |  |  | 28 | 30 |  |  | JDE |  | LUBRICATION | FROM LUBE IT | MA110-LUB-IRD-28-LUBE SAMPLE - CONVERTING | 4660462
8109 | MA110-LUB-IRD-28-LUBE | SAMPLE - CONVERTING | 21 | 19 | 1L - Lubricate | 1106420A | JOI EMBOSSER |  |  |  |  | CIRCULATION SYSTEM | IRD | LUB | SAMPLE |  |  |  | 28 | 30 |  |  | JDE |  | LUBRICATION | FROM LUBE IT | MA110-LUB-IRD-28-LUBE SAMPLE - CONVERTING | 4660462
8110 | MA110-LUB-IRD-28-LUBE | SAMPLE - CONVERTING | 21 | 19 | 1L - Lubricate | 1106315 | BACKSTAND PLATFORM 1 |  |  |  |  | HYDRAULIC OIL RESERVOIR | IRD | LUB | SAMPLE |  |  |  | 28 | 30 |  |  | JDE |  | LUBRICATION | FROM LUBE IT | MA110-LUB-IRD-28-LUBE SAMPLE - CONVERTING | 4660462
8111 | MA110-LUB-IRD-28-LUBE | SAMPLE - CONVERTING | 21 | 19 | 1L - Lubricate | 1106315 | BACKSTAND PLATFORM 2 |  |  |  |  | HYDRAULIC OIL RESERVOIR | IRD | LUB | SAMPLE |  |  |  | 28 | 30 |  |  | JDE |  | LUBRICATION | FROM LUBE IT | MA110-LUB-IRD-28-LUBE SAMPLE - CONVERTING | 4660462
8112 | MA110-LUB-IRD-28-LUBE | SAMPLE - CONVERTING | 21 | 19 | 1L - Lubricate | 1106415 | BACKSTAND PLATFORM 1 |  |  |  |  | HYDRAULIC OIL RESERVOIR | IRD | LUB | SAMPLE |  |  |  | 28 | 30 |  |  | JDE |  | LUBRICATION | FROM LUBE IT | MA110-LUB-IRD-28-LUBE SAMPLE - CONVERTING | 4660462
8113 | MA110-LUB-IRD-28-LUBE | SAMPLE - CONVERTING | 21 | 19 | 1L - Lubricate | 1106415 | BACKSTAND PLATFORM 2 |  |  |  |  | HYDRAULIC OIL RESERVOIR | IRD | LUB | SAMPLE |  |  |  | 28 | 30 |  |  | JDE |  | LUBRICATION | FROM LUBE IT | MA110-LUB-IRD-28-LUBE SAMPLE - CONVERTING | 4660462
8114 | MA110-LUB-IRD-28-LUBE | SAMPLE - CONVERTING | 21 | 19 | 1L - Lubricate | 1106220A | JOI EMBOSSER |  |  |  |  | CIRCULATION SYSTEM | IRD | LUB | SAMPLE |  |  |  | 28 | 30 |  |  | JDE |  | LUBRICATION | FROM LUBE IT | MA110-LUB-IRD-28-LUBE SAMPLE - CONVERTING | 4660462
8115 | MA110-LUB-IRD-7-CONVERTING | CASE PACKER GREASING | 26 | 20 | 1L - Lubricate | 1106170A | CASE PACKER |  |  |  |  | CHAIN (DRIVE): AUXILIARY MAGAZINE | IRD | LUB | LUBRICATE |  |  |  | 168 | 30 |  |  | JDE |  | LUBRICATION | FROM LUBE IT | MA110-LUB-IRD-7-CONVERTING CASE PACKER GREASING | 4660463
8116 | MA110-LUB-IRD-7-CONVERTING | CASE PACKER GREASING | 26 | 20 | 1L - Lubricate | 1106170A | CASE PACKER |  |  |  |  | CHAIN (DRIVEN): AUXILIARY MAGAZINE | IRD | LUB | LUBRICATE |  |  |  | 168 | 30 |  |  | JDE |  | LUBRICATION | FROM LUBE IT | MA110-LUB-IRD-7-CONVERTING CASE PACKER GREASING | 4660463
8117 | MA110-LUB-IRD-7-CONVERTING | CASE PACKER GREASING | 26 | 20 | 1L - Lubricate | 1106170A | CASE PACKER |  |  |  |  | AIR LUBRICATOR: PNEUMATIC SYSTEM | IRD | LUB | LEVEL CHK |  |  |  | 7 | 10 |  |  | JDE |  | LUBRICATION | FROM LUBE IT | MA110-LUB-IRD-7-CONVERTING CASE PACKER GREASING | 4660463
8118 | MA110-LUB-IRD-7-CONVERTING | CASE PACKER GREASING | 26 | 20 | 1L - Lubricate | 1106270A | CASE PACKER |  |  |  |  | LINEAR BEARING BLOCKS: AUXILIARY MAGAZINE | IRD | LUB | GREASING |  |  |  | 84 | 4 |  |  | JDE |  | LUBRICATION | FROM LUBE IT | MA110-LUB-IRD-7-CONVERTING CASE PACKER GREASING | 4660463
8119 | MA110-LUB-IRD-7-CONVERTING | CASE PACKER GREASING | 26 | 20 | 1L - Lubricate | 1106270A | CASE PACKER |  |  |  |  | LINEAR BEARING BLOCKS: OPENER | IRD | LUB | GREASING |  |  |  | 84 | 4 |  |  | JDE |  | LUBRICATION | FROM LUBE IT | MA110-LUB-IRD-7-CONVERTING CASE PACKER GREASING | 4660463
8120 | MA110-LUB-IRD-7-CONVERTING | CASE PACKER GREASING | 26 | 20 | 1L - Lubricate | 1106270A | CASE PACKER |  |  |  |  | THOMSON ROUND RAIL BEARINGS: OPENER | IRD | LUB | LUBRICATE |  |  |  | 84 | 4 |  |  | JDE |  | LUBRICATION | FROM LUBE IT | MA110-LUB-IRD-7-CONVERTING CASE PACKER GREASING | 4660463
8121 | MA110-LUB-IRD-7-CONVERTING | CASE PACKER GREASING | 26 | 20 | 1L - Lubricate | 1106270A | CASE PACKER |  |  |  |  | CHAIN (DRIVE): AUXILIARY MAGAZINE | IRD | LUB | LUBRICATE |  |  |  | 168 | 30 |  |  | JDE |  | LUBRICATION | FROM LUBE IT | MA110-LUB-IRD-7-CONVERTING CASE PACKER GREASING | 4660463
8122 | MA110-LUB-IRD-7-CONVERTING | CASE PACKER GREASING | 26 | 20 | 1L - Lubricate | 1106270A | CASE PACKER |  |  |  |  | CHAIN (DRIVEN): AUXILIARY MAGAZINE | IRD | LUB | LUBRICATE |  |  |  | 168 | 30 |  |  | JDE |  | LUBRICATION | FROM LUBE IT | MA110-LUB-IRD-7-CONVERTING CASE PACKER GREASING | 4660463
8123 | MA110-LUB-IRD-7-CONVERTING | CASE PACKER GREASING | 26 | 20 | 1L - Lubricate | 1106270A | CASE PACKER |  |  |  |  | LIFTER LINEAR BEARING BLOCKS: PACKER | IRD | LUB | GREASING |  |  |  | 84 | 4 |  |  | JDE |  | LUBRICATION | FROM LUBE IT | MA110-LUB-IRD-7-CONVERTING CASE PACKER GREASING | 4660463
8124 | MA110-LUB-IRD-7-CONVERTING | CASE PACKER GREASING | 26 | 20 | 1L - Lubricate | 1106270A | CASE PACKER |  |  |  |  | PUSHER LINEAR BEARING BLOCKS: PACKER | IRD | LUB | GREASING |  |  |  | 84 | 4 |  |  | JDE |  | LUBRICATION | FROM LUBE IT | MA110-LUB-IRD-7-CONVERTING CASE PACKER GREASING | 4660463
8125 | MA110-LUB-IRD-7-CONVERTING | CASE PACKER GREASING | 26 | 20 | 1L - Lubricate | 1106270A | CASE PACKER |  |  |  |  | LINEAR BEARING BLOCKS: SEALER | IRD | LUB | GREASING |  |  |  | 84 | 4 |  |  | JDE |  | LUBRICATION | FROM LUBE IT | MA110-LUB-IRD-7-CONVERTING CASE PACKER GREASING | 4660463
8126 | MA110-LUB-IRD-7-CONVERTING | CASE PACKER GREASING | 26 | 20 | 1L - Lubricate | 1106270A | CASE PACKER |  |  |  |  | AIR LUBRICATOR: PNEUMATIC SYSTEM | IRD | LUB | LEVEL CHK |  |  |  | 7 | 10 |  |  | JDE |  | LUBRICATION | FROM LUBE IT | MA110-LUB-IRD-7-CONVERTING CASE PACKER GREASING | 4660463
8127 | MA110-LUB-IRD-7-CONVERTING | CASE PACKER GREASING | 26 | 20 | 1L - Lubricate | 1106370A | CASE PACKER |  |  |  |  | LINEAR BEARING BLOCKS: AUXILIARY MAGAZINE | IRD | LUB | GREASING |  |  |  | 84 | 4 |  |  | JDE |  | LUBRICATION | FROM LUBE IT | MA110-LUB-IRD-7-CONVERTING CASE PACKER GREASING | 4660463
8128 | MA110-LUB-IRD-7-CONVERTING | CASE PACKER GREASING | 26 | 20 | 1L - Lubricate | 1106370A | CASE PACKER |  |  |  |  | LINEAR BEARING BLOCKS: OPENER | IRD | LUB | GREASING |  |  |  | 84 | 4 |  |  | JDE |  | LUBRICATION | FROM LUBE IT | MA110-LUB-IRD-7-CONVERTING CASE PACKER GREASING | 4660463
8129 | MA110-LUB-IRD-7-CONVERTING | CASE PACKER GREASING | 26 | 20 | 1L - Lubricate | 1106370A | CASE PACKER |  |  |  |  | THOMSON ROUND RAIL BEARINGS: OPENER | IRD | LUB | LUBRICATE |  |  |  | 84 | 4 |  |  | JDE |  | LUBRICATION | FROM LUBE IT | MA110-LUB-IRD-7-CONVERTING CASE PACKER GREASING | 4660463
8130 | MA110-LUB-IRD-7-CONVERTING | CASE PACKER GREASING | 26 | 20 | 1L - Lubricate | 1106370A | CASE PACKER |  |  |  |  | LIFTER LINEAR BEARING BLOCKS: PACKER | IRD | LUB | GREASING |  |  |  | 84 | 4 |  |  | JDE |  | LUBRICATION | FROM LUBE IT | MA110-LUB-IRD-7-CONVERTING CASE PACKER GREASING | 4660463
8131 | MA110-LUB-IRD-7-CONVERTING | CASE PACKER GREASING | 26 | 20 | 1L - Lubricate | 1106370A | CASE PACKER |  |  |  |  | PUSHER LINEAR BEARING BLOCKS: PACKER | IRD | LUB | GREASING |  |  |  | 84 | 4 |  |  | JDE |  | LUBRICATION | FROM LUBE IT | MA110-LUB-IRD-7-CONVERTING CASE PACKER GREASING | 4660463
8132 | MA110-LUB-IRD-7-CONVERTING | CASE PACKER GREASING | 26 | 20 | 1L - Lubricate | 1106370A | CASE PACKER |  |  |  |  | CHAIN (DRIVE): AUXILIARY MAGAZINE | IRD | LUB | LUBRICATE |  |  |  | 168 | 30 |  |  | JDE |  | LUBRICATION | FROM LUBE IT | MA110-LUB-IRD-7-CONVERTING CASE PACKER GREASING | 4660463
8133 | MA110-LUB-IRD-7-CONVERTING | CASE PACKER GREASING | 26 | 20 | 1L - Lubricate | 1106370A | CASE PACKER |  |  |  |  | CHAIN (DRIVEN): AUXILIARY MAGAZINE | IRD | LUB | LUBRICATE |  |  |  | 168 | 30 |  |  | JDE |  | LUBRICATION | FROM LUBE IT | MA110-LUB-IRD-7-CONVERTING CASE PACKER GREASING | 4660463
8134 | MA110-LUB-IRD-7-CONVERTING | CASE PACKER GREASING | 26 | 20 | 1L - Lubricate | 1106370A | CASE PACKER |  |  |  |  | LINEAR BEARING BLOCKS: SEALER | IRD | LUB | GREASING |  |  |  | 84 | 4 |  |  | JDE |  | LUBRICATION | FROM LUBE IT | MA110-LUB-IRD-7-CONVERTING CASE PACKER GREASING | 4660463
8135 | MA110-LUB-IRD-7-CONVERTING | CASE PACKER GREASING | 26 | 20 | 1L - Lubricate | 1106370A | CASE PACKER |  |  |  |  | AIR LUBRICATOR: PNEUMATIC SYSTEM | IRD | LUB | LEVEL CHK |  |  |  | 7 | 10 |  |  | JDE |  | LUBRICATION | FROM LUBE IT | MA110-LUB-IRD-7-CONVERTING CASE PACKER GREASING | 4660463
8136 | MA110-LUB-IRD-7-CONVERTING | CASE PACKER GREASING | 26 | 20 | 1L - Lubricate | 1106470A | CASE PACKER |  |  |  |  | LINEAR BEARING BLOCKS: AUXILIARY MAGAZINE | IRD | LUB | GREASING |  |  |  | 84 | 4 |  |  | JDE |  | LUBRICATION | FROM LUBE IT | MA110-LUB-IRD-7-CONVERTING CASE PACKER GREASING | 4660463
8137 | MA110-LUB-IRD-7-CONVERTING | CASE PACKER GREASING | 26 | 20 | 1L - Lubricate | 1106470A | CASE PACKER |  |  |  |  | LINEAR BEARING BLOCKS: OPENER | IRD | LUB | GREASING |  |  |  | 84 | 4 |  |  | JDE |  | LUBRICATION | FROM LUBE IT | MA110-LUB-IRD-7-CONVERTING CASE PACKER GREASING | 4660463
8138 | MA110-LUB-IRD-7-CONVERTING | CASE PACKER GREASING | 26 | 20 | 1L - Lubricate | 1106470A | CASE PACKER |  |  |  |  | THOMSON ROUND RAIL BEARINGS: OPENER | IRD | LUB | LUBRICATE |  |  |  | 84 | 4 |  |  | JDE |  | LUBRICATION | FROM LUBE IT | MA110-LUB-IRD-7-CONVERTING CASE PACKER GREASING | 4660463
8139 | MA110-LUB-IRD-7-CONVERTING | CASE PACKER GREASING | 26 | 20 | 1L - Lubricate | 1106470A | CASE PACKER |  |  |  |  | LIFTER LINEAR BEARING BLOCKS: PACKER | IRD | LUB | GREASING |  |  |  | 84 | 4 |  |  | JDE |  | LUBRICATION | FROM LUBE IT | MA110-LUB-IRD-7-CONVERTING CASE PACKER GREASING | 4660463
8140 | MA110-LUB-IRD-7-CONVERTING | CASE PACKER GREASING | 26 | 20 | 1L - Lubricate | 1106470A | CASE PACKER |  |  |  |  | PUSHER LINEAR BEARING BLOCKS: PACKER | IRD | LUB | GREASING |  |  |  | 84 | 4 |  |  | JDE |  | LUBRICATION | FROM LUBE IT | MA110-LUB-IRD-7-CONVERTING CASE PACKER GREASING | 4660463
8141 | MA110-LUB-IRD-7-CONVERTING | CASE PACKER GREASING | 26 | 20 | 1L - Lubricate | 1106470A | CASE PACKER |  |  |  |  | LINEAR BEARING BLOCKS: SEALER | IRD | LUB | GREASING |  |  |  | 84 | 4 |  |  | JDE |  | LUBRICATION | FROM LUBE IT | MA110-LUB-IRD-7-CONVERTING CASE PACKER GREASING | 4660463
8142 | MA110-LUB-IRD-7-CONVERTING | CASE PACKER GREASING | 26 | 20 | 1L - Lubricate | 1106470A | CASE PACKER |  |  |  |  | CHAIN (DRIVE): AUXILIARY MAGAZINE | IRD | LUB | LUBRICATE |  |  |  | 168 | 30 |  |  | JDE |  | LUBRICATION | FROM LUBE IT | MA110-LUB-IRD-7-CONVERTING CASE PACKER GREASING | 4660463
8143 | MA110-LUB-IRD-7-CONVERTING | CASE PACKER GREASING | 26 | 20 | 1L - Lubricate | 1106470A | CASE PACKER |  |  |  |  | CHAIN (DRIVEN): AUXILIARY MAGAZINE | IRD | LUB | LUBRICATE |  |  |  | 168 | 30 |  |  | JDE |  | LUBRICATION | FROM LUBE IT | MA110-LUB-IRD-7-CONVERTING CASE PACKER GREASING | 4660463
8144 | MA110-LUB-IRD-7-CONVERTING | CASE PACKER GREASING | 26 | 20 | 1L - Lubricate | 1106470A | CASE PACKER |  |  |  |  | REDUCER (WORM) | IRD | LUB | GREASING |  |  |  | 28 |  |  |  | JDE |  | LUBRICATION | FROM LUBE IT | MA110-LUB-IRD-7-CONVERTING CASE PACKER GREASING | 4660463
8145 | MA110-LUB-IRD-7-CONVERTING | CASE PACKER GREASING | 26 | 20 | 1L - Lubricate | 1106470A | CASE PACKER |  |  |  |  | SCREW | IRD | LUB | GREASING |  |  |  | 28 |  |  |  | JDE |  | LUBRICATION | FROM LUBE IT | MA110-LUB-IRD-7-CONVERTING CASE PACKER GREASING | 4660463
8146 | 2050040-LUB-IRD-28-AGVS LUBE | SAMPLE - LGV | 28 | 12 | 1L - Lubricate | 2050040A | CB-20-1 |  |  |  |  | RESERVOIR | IRD | LUB | SAMPLE |  |  |  | 28 | 30 |  |  | JDE |  | LUBRICATION | FROM LUBE IT | 2050040-LUB-IRD-28-AGVS LUBE SAMPLE - LGV | 4660464
8147 | 2050040-LUB-IRD-28-AGVS LUBE | SAMPLE - LGV | 28 | 12 | 1L - Lubricate | 2050040B | CB-20-2 |  |  |  |  | RESERVOIR | IRD | LUB | SAMPLE |  |  |  | 28 | 30 |  |  | JDE |  | LUBRICATION | FROM LUBE IT | 2050040-LUB-IRD-28-AGVS LUBE SAMPLE - LGV | 4660464
8148 | 2050040-LUB-IRD-28-AGVS LUBE | SAMPLE - LGV | 28 | 12 | 1L - Lubricate | 2050040C | CB-20-3 |  |  |  |  | RESERVOIR | IRD | LUB | SAMPLE |  |  |  | 28 | 30 |  |  | JDE |  | LUBRICATION | FROM LUBE IT | 2050040-LUB-IRD-28-AGVS LUBE SAMPLE - LGV | 4660464
8149 | 2050040-LUB-IRD-28-AGVS LUBE | SAMPLE - LGV | 28 | 12 | 1L - Lubricate | 2050040D | CB-20-4 |  |  |  |  | RESERVOIR | IRD | LUB | SAMPLE |  |  |  | 28 | 30 |  |  | JDE |  | LUBRICATION | FROM LUBE IT | 2050040-LUB-IRD-28-AGVS LUBE SAMPLE - LGV | 4660464
8150 | 2050040-LUB-IRD-28-AGVS LUBE | SAMPLE - LGV | 28 | 12 | 1L - Lubricate | 2050040E | CB-20-5 |  |  |  |  | RESERVOIR | IRD | LUB | SAMPLE |  |  |  | 28 | 30 |  |  | JDE |  | LUBRICATION | FROM LUBE IT | 2050040-LUB-IRD-28-AGVS LUBE SAMPLE - LGV | 4660464
8151 | 2050040-LUB-IRD-28-AGVS LUBE | SAMPLE - LGV | 28 | 12 | 1L - Lubricate | 2050040F | CB-20-6 |  |  |  |  | RESERVOIR | IRD | LUB | SAMPLE |  |  |  | 28 | 30 |  |  | JDE |  | LUBRICATION | FROM LUBE IT | 2050040-LUB-IRD-28-AGVS LUBE SAMPLE - LGV | 4660464
8152 | 2050040-LUB-IRD-28-AGVS LUBE | SAMPLE - LGV | 28 | 12 | 1L - Lubricate | 2050040G | CB-20-7 |  |  |  |  | RESERVOIR | IRD | LUB | SAMPLE |  |  |  | 28 | 30 |  |  | JDE |  | LUBRICATION | FROM LUBE IT | 2050040-LUB-IRD-28-AGVS LUBE SAMPLE - LGV | 4660464
8153 | 2050040-LUB-IRD-28-AGVS LUBE | SAMPLE - LGV | 28 | 12 | 1L - Lubricate | 2050040H | CB-20-8 |  |  |  |  | RESERVOIR | IRD | LUB | SAMPLE |  |  |  | 28 | 30 |  |  | JDE |  | LUBRICATION | FROM LUBE IT | 2050040-LUB-IRD-28-AGVS LUBE SAMPLE - LGV | 4660464
8154 | 2050040-LUB-IRD-28-AGVS LUBE | SAMPLE - LGV | 28 | 12 | 1L - Lubricate | 2050040I | CB-20-9 |  |  |  |  | RESERVOIR | IRD | LUB | SAMPLE |  |  |  | 28 | 30 |  |  | JDE |  | LUBRICATION | FROM LUBE IT | 2050040-LUB-IRD-28-AGVS LUBE SAMPLE - LGV | 4660464
8155 | 2050040-LUB-IRD-28-AGVS LUBE | SAMPLE - LGV | 28 | 12 | 1L - Lubricate | 2050040J | CB-20-10 |  |  |  |  | RESERVOIR | IRD | LUB | SAMPLE |  |  |  | 28 | 30 |  |  | JDE |  | LUBRICATION | FROM LUBE IT | 2050040-LUB-IRD-28-AGVS LUBE SAMPLE - LGV | 4660464
8156 | 2050040-LUB-IRD-28-AGVS LUBE | SAMPLE - LGV | 28 | 12 | 1L - Lubricate | 2050040K | LGV ELEPHANT #1 |  |  |  |  | RESERVOIR | IRD | LUB | SAMPLE |  |  |  | 28 | 30 |  |  | JDE |  | LUBRICATION | FROM LUBE IT | 2050040-LUB-IRD-28-AGVS LUBE SAMPLE - LGV | 4660464
8157 | 2050040-LUB-IRD-28-AGVS LUBE | SAMPLE - LGV | 28 | 12 | 1L - Lubricate | 2050040L | LGV ELEPHANT #2 |  |  |  |  | RESERVOIR | IRD | LUB | SAMPLE |  |  |  | 28 | 30 |  |  | JDE |  | LUBRICATION | FROM LUBE IT | 2050040-LUB-IRD-28-AGVS LUBE SAMPLE - LGV | 4660464
8158 | 2050040-LUB-IRD-28-AGVS LUBE | SAMPLE - LGV | 28 | 12 | 1L - Lubricate | 2050040M | LGV ELEPHANT #3 |  |  |  |  | RESERVOIR | IRD | LUB | SAMPLE |  |  |  | 28 | 30 |  |  | JDE |  | LUBRICATION | FROM LUBE IT | 2050040-LUB-IRD-28-AGVS LUBE SAMPLE - LGV | 4660464
8159 | 2050040-LUB-IRD-28-AGVS LUBE | SAMPLE - LGV | 28 | 12 | 1L - Lubricate | 2050040N | LGV ELEPHANT #4 |  |  |  |  | RESERVOIR | IRD | LUB | SAMPLE |  |  |  | 28 | 30 |  |  | JDE |  | LUBRICATION | FROM LUBE IT | 2050040-LUB-IRD-28-AGVS LUBE SAMPLE - LGV | 4660464
8160 | 6180A-LUB-DD-21-LUBE | E80 - 161 - REGREASING | 20 | 22 | 1L - Lubricate | 1106180A | PALLETIZER |  |  |  |  | GEARING (LIFTING): MAGNETIC PALET ARMS | DD | LUB | OIL CHANGE |  |  |  | 1008 | 90 |  |  | JDE |  | LUBRICATION | FROM LUBE IT | 6180A-LUB-DD-21-LUBE E80 - 161 - REGREASING | 4660465
8161 | 6180A-LUB-DD-21-LUBE | E80 - 161 - REGREASING | 20 | 22 | 1L - Lubricate | 1106180A | PALLETIZER |  |  |  |  | LINEAR ACTUATOR (CARBON PLATES): SORTER FOR LOOSE ITEMS | DD | LUB | GREASING |  |  |  | 21 | 30 |  |  | JDE |  | LUBRICATION | FROM LUBE IT | 6180A-LUB-DD-21-LUBE E80 - 161 - REGREASING | 4660465
8162 | 6180A-LUB-DD-21-LUBE | E80 - 161 - REGREASING | 20 | 22 | 1L - Lubricate | 1106180A | PALLETIZER |  |  |  |  | LINEAR BEARING (PACKS DIVIDER’S PRODUCT STOPPERS): SORTER FOR LOOSE ITEMS | DD | LUB | GREASING |  |  |  | 168 | 15 |  |  | JDE |  | LUBRICATION | FROM LUBE IT | 6180A-LUB-DD-21-LUBE E80 - 161 - REGREASING | 4660465
8163 | 6180A-LUB-DD-21-LUBE | E80 - 161 - REGREASING | 20 | 22 | 1L - Lubricate | 1106180A | PALLETIZER |  |  |  |  | LINEAR BEARING (UPPER CARBON PLATE): SORTER FOR LOOSE ITEMS | DD | LUB | GREASING |  |  |  | 168 | 15 |  |  | JDE |  | LUBRICATION | FROM LUBE IT | 6180A-LUB-DD-21-LUBE E80 - 161 - REGREASING | 4660465
8164 | 6180A-LUB-DD-21-LUBE | E80 - 161 - REGREASING | 20 | 22 | 1L - Lubricate | 1106180A | PALLETIZER |  |  |  |  | LINEAR BEARING (UPPER SLIDING PLATE): SORTER FOR LOOSE ITEMS | DD | LUB | GREASING |  |  |  | 168 | 15 |  |  | JDE |  | LUBRICATION | FROM LUBE IT | 6180A-LUB-DD-21-LUBE E80 - 161 - REGREASING | 4660465
8165 | 6180A-LUB-DD-21-LUBE | E80 - 161 - REGREASING | 20 | 22 | 1L - Lubricate | 1106180A | PALLETIZER |  |  |  |  | BEARING (PRODUCT DIVIDER LEFT MOTOR): SORTER FOR LOOSE ITEMS | DD | LUB | GREASING |  |  |  | 1008 | 60 |  |  | JDE |  | LUBRICATION | FROM LUBE IT | 6180A-LUB-DD-21-LUBE E80 - 161 - REGREASING | 4660465
8166 | 6180A-LUB-DD-21-LUBE | E80 - 161 - REGREASING | 20 | 22 | 1L - Lubricate | 1106180A | PALLETIZER |  |  |  |  | BEARING (PRODUCT DIVIDER RIGHT MOTOR): SORTER FOR LOOSE ITEMS | DD | LUB | GREASING |  |  |  | 1008 | 60 |  |  | JDE |  | LUBRICATION | FROM LUBE IT | 6180A-LUB-DD-21-LUBE E80 - 161 - REGREASING | 4660465
8167 | 6180A-LUB-DD-21-LUBE | E80 - 161 - REGREASING | 20 | 22 | 1L - Lubricate | 1106180A | PALLETIZER |  |  |  |  | BUSHING AND PISTON ROD (GRIPPER 1): SINGLE PREFORM GRIPPER 1 | DD | LUB | GREASING |  |  |  | 84 | 15 |  |  | JDE |  | LUBRICATION | FROM LUBE IT | 6180A-LUB-DD-21-LUBE E80 - 161 - REGREASING | 4660465
8168 | 6180A-LUB-DD-21-LUBE | E80 - 161 - REGREASING | 20 | 22 | 1L - Lubricate | 1106180A | PALLETIZER |  |  |  |  | BUSHING AND PISTON ROD (GRIPPER 2): SINGLE PREFORM GRIPPER 2 | DD | LUB | GREASING |  |  |  | 84 | 15 |  |  | JDE |  | LUBRICATION | FROM LUBE IT | 6180A-LUB-DD-21-LUBE E80 - 161 - REGREASING | 4660465
8169 | 6180A-LUB-DD-21-LUBE | E80 - 161 - REGREASING | 20 | 22 | 1L - Lubricate | 1106180A | PALLETIZER |  |  |  |  | CHAIN (TRACTION LR1200): ROLLER CONVEYOR CT LR1200 | DD | LUB | LUBRICATE |  |  |  | 168 | 30 |  |  | JDE |  | LUBRICATION | FROM LUBE IT | 6180A-LUB-DD-21-LUBE E80 - 161 - REGREASING | 4660465
8170 | 6180A-LUB-DD-21-LUBE | E80 - 161 - REGREASING | 20 | 22 | 1L - Lubricate | 1106180A | PALLETIZER |  |  |  |  | BEARING (PRODUCT INLET MOTOR): BELT FOR SORTER BULK PRODUCTS | DD | LUB | GREASING |  |  |  | 1008 | 60 |  |  | JDE |  | LUBRICATION | FROM LUBE IT | 6180A-LUB-DD-21-LUBE E80 - 161 - REGREASING | 4660465
8171 | 6180A-LUB-DD-21-LUBE | E80 - 161 - REGREASING | 20 | 22 | 1L - Lubricate | 1106180A | PALLETIZER |  |  |  |  | LINEAR GUIDE: BULK PRODUCT SORTER FOR DRAGON | DD | LUB | GREASING |  |  |  | 84 | 5 |  |  | JDE |  | LUBRICATION | FROM LUBE IT | 6180A-LUB-DD-21-LUBE E80 - 161 - REGREASING | 4660465
8172 | 6180A-LUB-DD-21-LUBE | E80 - 161 - REGREASING | 20 | 22 | 1L - Lubricate | 1106180A | PALLETIZER |  |  |  |  | LINEAR BEARING (PRODUCT STOPPER): DRAGON ISLAND BELT CASE | DD | LUB | GREASING |  |  |  | 168 | 15 |  |  | JDE |  | LUBRICATION | FROM LUBE IT | 6180A-LUB-DD-21-LUBE E80 - 161 - REGREASING | 4660465
8173 | 6180A-LUB-DD-21-LUBE | E80 - 161 - REGREASING | 20 | 22 | 1L - Lubricate | 1106180A | PALLETIZER |  |  |  |  | BUSHING (BALANCER CONNECTION POINT): FANUC M410 | DD | LUB | GREASING |  |  |  | 168 | 5 |  |  | JDE |  | LUBRICATION | FROM LUBE IT | 6180A-LUB-DD-21-LUBE E80 - 161 - REGREASING | 4660465
8174 | 6180A-LUB-DD-21-LUBE | E80 - 161 - REGREASING | 20 | 22 | 1L - Lubricate | 1106180A | PALLETIZER |  |  |  |  | BEARING (ALIGNMENT): CONVEYOR COMB LIFTING DEVICE | DD | LUB | GREASING |  |  |  | 336 | 10 |  |  | JDE |  | LUBRICATION | FROM LUBE IT | 6180A-LUB-DD-21-LUBE E80 - 161 - REGREASING | 4660465
8175 | 6180A-LUB-DD-21-LUBE | E80 - 161 - REGREASING | 20 | 22 | 1L - Lubricate | 1106180A | PALLETIZER |  |  |  |  | BEARING (LIFTING SYSTEM JOINTBALLS): CONVEYOR COMB LIFTING DEVICE | DD | LUB | GREASING |  |  |  | 168 | 60 |  |  | JDE |  | LUBRICATION | FROM LUBE IT | 6180A-LUB-DD-21-LUBE E80 - 161 - REGREASING | 4660465
8176 | 6180A-LUB-DD-21-LUBE | E80 - 161 - REGREASING | 20 | 22 | 1L - Lubricate | 1106180A | PALLETIZER |  |  |  |  | BEARING (LIFTING SYSTEM): CONVEYOR COMB LIFTING DEVICE | DD | LUB | GREASING |  |  |  | 168 | 30 |  |  | JDE |  | LUBRICATION | FROM LUBE IT | 6180A-LUB-DD-21-LUBE E80 - 161 - REGREASING | 4660465
8177 | 6180A-LUB-DD-21-LUBE | E80 - 161 - REGREASING | 20 | 22 | 1L - Lubricate | 1106180A | PALLETIZER |  |  |  |  | LINEAR BEARING (TRANSLATION): CONVEYOR COMB LIFTING DEVICE | DD | LUB | GREASING |  |  |  | 168 | 15 |  |  | JDE |  | LUBRICATION | FROM LUBE IT | 6180A-LUB-DD-21-LUBE E80 - 161 - REGREASING | 4660465
8178 | 6180A-LUB-DD-21-LUBE | E80 - 161 - REGREASING | 20 | 22 | 1L - Lubricate | 1106180A | PALLETIZER |  |  |  |  | BEARING (CONVEYOR MOTOR): CONVEYOR COMB LIFTING DEVICE | DD | LUB | GREASING |  |  |  | 1008 | 60 |  |  | JDE |  | LUBRICATION | FROM LUBE IT | 6180A-LUB-DD-21-LUBE E80 - 161 - REGREASING | 4660465
8179 | 6180A-LUB-DD-21-LUBE | E80 - 161 - REGREASING | 20 | 22 | 1L - Lubricate | 1106180A | PALLETIZER |  |  |  |  | BEARING (PICK-UP CLAMP): FORK GRIPPER 1200X1000 TISSUE | DD | LUB | GREASING |  |  |  | 168 | 10 |  |  | JDE |  | LUBRICATION | FROM LUBE IT | 6180A-LUB-DD-21-LUBE E80 - 161 - REGREASING | 4660465
8180 | 6180A-LUB-DD-21-LUBE | E80 - 161 - REGREASING | 20 | 22 | 1L - Lubricate | 1106180A | PALLETIZER |  |  |  |  | BUSHING AND PISTON ROD (GRIPPER FORK): FORK GRIPPER 1200X1000 TISSUE | DD | LUB | GREASING |  |  |  | 84 | 15 |  |  | JDE |  | LUBRICATION | FROM LUBE IT | 6180A-LUB-DD-21-LUBE E80 - 161 - REGREASING | 4660465
8181 | 6180A-LUB-DD-21-LUBE | E80 - 161 - REGREASING | 20 | 22 | 1L - Lubricate | 1106180A | PALLETIZER |  |  |  |  | LINEAR BEARING (PICK-UP CLAMP): FORK GRIPPER 1200X1000 TISSUE | DD | LUB | GREASING |  |  |  | 168 | 15 |  |  | JDE |  | LUBRICATION | FROM LUBE IT | 6180A-LUB-DD-21-LUBE E80 - 161 - REGREASING | 4660465
8182 | 6180A-LUB-DD-21-LUBE | E80 - 161 - REGREASING | 20 | 22 | 1L - Lubricate | 1106180A | PALLETIZER |  |  |  |  | LINEAR BEARING (ROBOT CLAMP): FORK GRIPPER 1200X1000 TISSUE | DD | LUB | GREASING |  |  |  | 168 | 15 |  |  | JDE |  | LUBRICATION | FROM LUBE IT | 6180A-LUB-DD-21-LUBE E80 - 161 - REGREASING | 4660465
8183 | 6180A-LUB-DD-21-LUBE | E80 - 161 - REGREASING | 20 | 22 | 1L - Lubricate | 1106180A | PALLETIZER |  |  |  |  | BUSHING (LIFTING GUIDES): GANTRY INTERLAYER CENTRING | DD | LUB | GREASING |  |  |  | 252 | 15 |  |  | JDE |  | LUBRICATION | FROM LUBE IT | 6180A-LUB-DD-21-LUBE E80 - 161 - REGREASING | 4660465
8184 | 6180A-LUB-DD-21-LUBE | E80 - 161 - REGREASING | 20 | 22 | 1L - Lubricate | 1106180A | PALLETIZER |  |  |  |  | BUSHING (MOVING GUIDES): GANTRY INTERLAYER CENTRING | DD | LUB | GREASING |  |  |  | 168 | 15 |  |  | JDE |  | LUBRICATION | FROM LUBE IT | 6180A-LUB-DD-21-LUBE E80 - 161 - REGREASING | 4660465
8185 | 6180A-LUB-DD-21-LUBE | E80 - 161 - REGREASING | 20 | 22 | 1L - Lubricate | 1106180A | PALLETIZER |  |  |  |  | BEARING (ARMS JOINTBALLS): MAGNETIC PALET ARMS | DD | LUB | GREASING |  |  |  | 168 | 15 |  |  | JDE |  | LUBRICATION | FROM LUBE IT | 6180A-LUB-DD-21-LUBE E80 - 161 - REGREASING | 4660465
8186 | 6180A-LUB-DD-21-LUBE | E80 - 161 - REGREASING | 20 | 22 | 1L - Lubricate | 1106180A | PALLETIZER |  |  |  |  | BEARING (INTERNAL SIDE): MAGNETIC PALET ARMS | DD | LUB | GREASING |  |  |  | 84 | 5 |  |  | JDE |  | LUBRICATION | FROM LUBE IT | 6180A-LUB-DD-21-LUBE E80 - 161 - REGREASING | 4660465
8187 | 6180A-LUB-DD-21-LUBE | E80 - 161 - REGREASING | 20 | 22 | 1L - Lubricate | 1106180A | PALLETIZER |  |  |  |  | CHAIN (LIFTING): MAGNETIC PALET ARMS | DD | LUB | LUBRICATE |  |  |  | 168 | 30 |  |  | JDE |  | LUBRICATION | FROM LUBE IT | 6180A-LUB-DD-21-LUBE E80 - 161 - REGREASING | 4660465
8188 | 6180A-LUB-DD-21-LUBE | E80 - 161 - REGREASING | 20 | 22 | 1L - Lubricate | 1106180A | PALLETIZER |  |  |  |  | CHAIN (TRANSMISSION): MAGNETIC PALET ARMS | DD | LUB | LUBRICATE |  |  |  | 168 | 30 |  |  | JDE |  | LUBRICATION | FROM LUBE IT | 6180A-LUB-DD-21-LUBE E80 - 161 - REGREASING | 4660465
8189 | 6180A-LUB-DD-21-LUBE | E80 - 161 - REGREASING | 20 | 22 | 1L - Lubricate | 1106180A | PALLETIZER |  |  |  |  | BEARING TRACKS (LIFTING TABLE D60): PALLET ROLLER CONVEYOR D60 | DD | LUB | GREASING |  |  |  | 84 | 30 |  |  | JDE |  | LUBRICATION | FROM LUBE IT | 6180A-LUB-DD-21-LUBE E80 - 161 - REGREASING | 4660465
8190 | 6180A-LUB-DD-21-LUBE | E80 - 161 - REGREASING | 20 | 22 | 1L - Lubricate | 1106180A | PALLETIZER |  |  |  |  | CHAIN (TRACTION D60): PALLET ROLLER CONVEYOR D60 | DD | LUB | LUBRICATE |  |  |  | 168 | 30 |  |  | JDE |  | LUBRICATION | FROM LUBE IT | 6180A-LUB-DD-21-LUBE E80 - 161 - REGREASING | 4660465
8191 | 6180A-LUB-DD-21-LUBE | E80 - 161 - REGREASING | 20 | 22 | 1L - Lubricate | 1106180A | PALLETIZER |  |  |  |  | LINEAR BEARING (EMPTY PALLETS PUSHER): PALLET ROLLER CONVEYOR D60 | DD | LUB | GREASING |  |  |  | 168 | 20 |  |  | JDE |  | LUBRICATION | FROM LUBE IT | 6180A-LUB-DD-21-LUBE E80 - 161 - REGREASING | 4660465
8192 | 6180A-LUB-DD-21-LUBE | E80 - 161 - REGREASING | 20 | 22 | 1L - Lubricate | 1106180A | PALLETIZER |  |  |  |  | BEARING TRACKS (LIFTING TABLE LR1400): PALLET ROLLER CONVEYOR LR1400 | DD | LUB | GREASING |  |  |  | 84 | 30 |  |  | JDE |  | LUBRICATION | FROM LUBE IT | 6180A-LUB-DD-21-LUBE E80 - 161 - REGREASING | 4660465
8193 | 6180A-LUB-DD-21-LUBE | E80 - 161 - REGREASING | 20 | 22 | 1L - Lubricate | 1106180A | PALLETIZER |  |  |  |  | BUSHING (WHEELS): PALLET ROLLER CONVEYOR LR1400 | DD | LUB | GREASING |  |  |  | 84 | 10 |  |  | JDE |  | LUBRICATION | FROM LUBE IT | 6180A-LUB-DD-21-LUBE E80 - 161 - REGREASING | 4660465
8194 | 6180A-LUB-DD-21-LUBE | E80 - 161 - REGREASING | 20 | 22 | 1L - Lubricate | 1106180A | PALLETIZER |  |  |  |  | CHAIN (TRACTION LR1400): PALLET ROLLER CONVEYOR LR1400 | DD | LUB | LUBRICATE |  |  |  | 168 | 30 |  |  | JDE |  | LUBRICATION | FROM LUBE IT | 6180A-LUB-DD-21-LUBE E80 - 161 - REGREASING | 4660465
8195 | 6180A-LUB-DD-21-LUBE | E80 - 161 - REGREASING | 20 | 22 | 1L - Lubricate | 1106180A | PALLETIZER |  |  |  |  | CHAIN (TRACTION LR1550): PALLET ROLLER CONVEYOR LR1550 | DD | LUB | LUBRICATE |  |  |  | 168 | 30 |  |  | JDE |  | LUBRICATION | FROM LUBE IT | 6180A-LUB-DD-21-LUBE E80 - 161 - REGREASING | 4660465
8196 | 6280A-LUB-DD-21-LUBE | E80 - 162 - REGREASING | 20 | 22 | 1L - Lubricate | 1106280A | PALLETIZER |  |  |  |  | LINEAR ACTUATOR (CARBON PLATES): SORTER FOR LOOSE ITEMS | DD | LUB | GREASING |  |  |  | 21 | 30 |  |  | JDE |  | LUBRICATION | FROM LUBE IT | 6280A-LUB-DD-21-LUBE E80 - 162 - REGREASING | 4660466
8197 | 6280A-LUB-DD-21-LUBE | E80 - 162 - REGREASING | 20 | 22 | 1L - Lubricate | 1106280A | PALLETIZER |  |  |  |  | GEARING (LIFTING): MAGNETIC PALET ARMS | DD | LUB | OIL CHANGE |  |  |  | 1008 | 90 |  |  | JDE |  | LUBRICATION | FROM LUBE IT | 6280A-LUB-DD-21-LUBE E80 - 162 - REGREASING | 4660466
8198 | 6280A-LUB-DD-21-LUBE | E80 - 162 - REGREASING | 20 | 22 | 1L - Lubricate | 1106280A | PALLETIZER |  |  |  |  | LINEAR BEARING (PACKS DIVIDER’S PRODUCT STOPPERS): SORTER FOR LOOSE ITEMS | DD | LUB | GREASING |  |  |  | 168 | 15 |  |  | JDE |  | LUBRICATION | FROM LUBE IT | 6280A-LUB-DD-21-LUBE E80 - 162 - REGREASING | 4660466
8199 | 6280A-LUB-DD-21-LUBE | E80 - 162 - REGREASING | 20 | 22 | 1L - Lubricate | 1106280A | PALLETIZER |  |  |  |  | LINEAR BEARING (UPPER CARBON PLATE): SORTER FOR LOOSE ITEMS | DD | LUB | GREASING |  |  |  | 168 | 15 |  |  | JDE |  | LUBRICATION | FROM LUBE IT | 6280A-LUB-DD-21-LUBE E80 - 162 - REGREASING | 4660466
8200 | 6280A-LUB-DD-21-LUBE | E80 - 162 - REGREASING | 20 | 22 | 1L - Lubricate | 1106280A | PALLETIZER |  |  |  |  | LINEAR BEARING (UPPER SLIDING PLATE): SORTER FOR LOOSE ITEMS | DD | LUB | GREASING |  |  |  | 168 | 15 |  |  | JDE |  | LUBRICATION | FROM LUBE IT | 6280A-LUB-DD-21-LUBE E80 - 162 - REGREASING | 4660466
8201 | 6280A-LUB-DD-21-LUBE | E80 - 162 - REGREASING | 20 | 22 | 1L - Lubricate | 1106280A | PALLETIZER |  |  |  |  | BEARING (PRODUCT DIVIDER LEFT MOTOR): SORTER FOR LOOSE ITEMS | DD | LUB | GREASING |  |  |  | 1008 | 60 |  |  | JDE |  | LUBRICATION | FROM LUBE IT | 6280A-LUB-DD-21-LUBE E80 - 162 - REGREASING | 4660466
8202 | 6280A-LUB-DD-21-LUBE | E80 - 162 - REGREASING | 20 | 22 | 1L - Lubricate | 1106280A | PALLETIZER |  |  |  |  | BEARING (PRODUCT DIVIDER RIGHT MOTOR): SORTER FOR LOOSE ITEMS | DD | LUB | GREASING |  |  |  | 1008 | 60 |  |  | JDE |  | LUBRICATION | FROM LUBE IT | 6280A-LUB-DD-21-LUBE E80 - 162 - REGREASING | 4660466
8203 | 6280A-LUB-DD-21-LUBE | E80 - 162 - REGREASING | 20 | 22 | 1L - Lubricate | 1106280A | PALLETIZER |  |  |  |  | BUSHING AND PISTON ROD (GRIPPER 1): SINGLE PREFORM GRIPPER 1 | DD | LUB | GREASING |  |  |  | 84 | 15 |  |  | JDE |  | LUBRICATION | FROM LUBE IT | 6280A-LUB-DD-21-LUBE E80 - 162 - REGREASING | 4660466
8204 | 6280A-LUB-DD-21-LUBE | E80 - 162 - REGREASING | 20 | 22 | 1L - Lubricate | 1106280A | PALLETIZER |  |  |  |  | BUSHING AND PISTON ROD (GRIPPER 2): SINGLE PREFORM GRIPPER 2 | DD | LUB | GREASING |  |  |  | 84 | 15 |  |  | JDE |  | LUBRICATION | FROM LUBE IT | 6280A-LUB-DD-21-LUBE E80 - 162 - REGREASING | 4660466
8205 | 6280A-LUB-DD-21-LUBE | E80 - 162 - REGREASING | 20 | 22 | 1L - Lubricate | 1106280A | PALLETIZER |  |  |  |  | CHAIN (TRACTION LR1200): ROLLER CONVEYOR CT LR1200 | DD | LUB | LUBRICATE |  |  |  | 168 | 30 |  |  | JDE |  | LUBRICATION | FROM LUBE IT | 6280A-LUB-DD-21-LUBE E80 - 162 - REGREASING | 4660466
8206 | 6280A-LUB-DD-21-LUBE | E80 - 162 - REGREASING | 20 | 22 | 1L - Lubricate | 1106280A | PALLETIZER |  |  |  |  | BEARING (PRODUCT INLET MOTOR): BELT FOR SORTER BULK PRODUCTS | DD | LUB | GREASING |  |  |  | 1008 | 60 |  |  | JDE |  | LUBRICATION | FROM LUBE IT | 6280A-LUB-DD-21-LUBE E80 - 162 - REGREASING | 4660466
8207 | 6280A-LUB-DD-21-LUBE | E80 - 162 - REGREASING | 20 | 22 | 1L - Lubricate | 1106280A | PALLETIZER |  |  |  |  | LINEAR GUIDE: BULK PRODUCT SORTER FOR DRAGON | DD | LUB | GREASING |  |  |  | 84 | 5 |  |  | JDE |  | LUBRICATION | FROM LUBE IT | 6280A-LUB-DD-21-LUBE E80 - 162 - REGREASING | 4660466
8208 | 6280A-LUB-DD-21-LUBE | E80 - 162 - REGREASING | 20 | 22 | 1L - Lubricate | 1106280A | PALLETIZER |  |  |  |  | LINEAR BEARING (PRODUCT STOPPER): DRAGON ISLAND BELT CASE | DD | LUB | GREASING |  |  |  | 168 | 15 |  |  | JDE |  | LUBRICATION | FROM LUBE IT | 6280A-LUB-DD-21-LUBE E80 - 162 - REGREASING | 4660466
8209 | 6280A-LUB-DD-21-LUBE | E80 - 162 - REGREASING | 20 | 22 | 1L - Lubricate | 1106280A | PALLETIZER |  |  |  |  | BUSHING (BALANCER CONNECTION POINT): FANUC M410 | DD | LUB | GREASING |  |  |  | 168 | 5 |  |  | JDE |  | LUBRICATION | FROM LUBE IT | 6280A-LUB-DD-21-LUBE E80 - 162 - REGREASING | 4660466
8210 | 6280A-LUB-DD-21-LUBE | E80 - 162 - REGREASING | 20 | 22 | 1L - Lubricate | 1106280A | PALLETIZER |  |  |  |  | BEARING (ALIGNMENT): CONVEYOR COMB LIFTING DEVICE | DD | LUB | GREASING |  |  |  | 336 | 10 |  |  | JDE |  | LUBRICATION | FROM LUBE IT | 6280A-LUB-DD-21-LUBE E80 - 162 - REGREASING | 4660466
8211 | 6280A-LUB-DD-21-LUBE | E80 - 162 - REGREASING | 20 | 22 | 1L - Lubricate | 1106280A | PALLETIZER |  |  |  |  | BEARING (LIFTING SYSTEM JOINTBALLS): CONVEYOR COMB LIFTING DEVICE | DD | LUB | GREASING |  |  |  | 168 | 60 |  |  | JDE |  | LUBRICATION | FROM LUBE IT | 6280A-LUB-DD-21-LUBE E80 - 162 - REGREASING | 4660466
8212 | 6280A-LUB-DD-21-LUBE | E80 - 162 - REGREASING | 20 | 22 | 1L - Lubricate | 1106280A | PALLETIZER |  |  |  |  | BEARING (LIFTING SYSTEM): CONVEYOR COMB LIFTING DEVICE | DD | LUB | GREASING |  |  |  | 168 | 30 |  |  | JDE |  | LUBRICATION | FROM LUBE IT | 6280A-LUB-DD-21-LUBE E80 - 162 - REGREASING | 4660466
8213 | 6280A-LUB-DD-21-LUBE | E80 - 162 - REGREASING | 20 | 22 | 1L - Lubricate | 1106280A | PALLETIZER |  |  |  |  | LINEAR BEARING (TRANSLATION): CONVEYOR COMB LIFTING DEVICE | DD | LUB | GREASING |  |  |  | 168 | 15 |  |  | JDE |  | LUBRICATION | FROM LUBE IT | 6280A-LUB-DD-21-LUBE E80 - 162 - REGREASING | 4660466
8214 | 6280A-LUB-DD-21-LUBE | E80 - 162 - REGREASING | 20 | 22 | 1L - Lubricate | 1106280A | PALLETIZER |  |  |  |  | BEARING (CONVEYOR MOTOR): CONVEYOR COMB LIFTING DEVICE | DD | LUB | GREASING |  |  |  | 1008 | 60 |  |  | JDE |  | LUBRICATION | FROM LUBE IT | 6280A-LUB-DD-21-LUBE E80 - 162 - REGREASING | 4660466
8215 | 6280A-LUB-DD-21-LUBE | E80 - 162 - REGREASING | 20 | 22 | 1L - Lubricate | 1106280A | PALLETIZER |  |  |  |  | BEARING (PICK-UP CLAMP): FORK GRIPPER 1200X1000 TISSUE | DD | LUB | GREASING |  |  |  | 168 | 10 |  |  | JDE |  | LUBRICATION | FROM LUBE IT | 6280A-LUB-DD-21-LUBE E80 - 162 - REGREASING | 4660466
8216 | 6280A-LUB-DD-21-LUBE | E80 - 162 - REGREASING | 20 | 22 | 1L - Lubricate | 1106280A | PALLETIZER |  |  |  |  | BUSHING AND PISTON ROD (GRIPPER FORK): FORK GRIPPER 1200X1000 TISSUE | DD | LUB | GREASING |  |  |  | 84 | 15 |  |  | JDE |  | LUBRICATION | FROM LUBE IT | 6280A-LUB-DD-21-LUBE E80 - 162 - REGREASING | 4660466
8217 | 6280A-LUB-DD-21-LUBE | E80 - 162 - REGREASING | 20 | 22 | 1L - Lubricate | 1106280A | PALLETIZER |  |  |  |  | LINEAR BEARING (PICK-UP CLAMP): FORK GRIPPER 1200X1000 TISSUE | DD | LUB | GREASING |  |  |  | 168 | 15 |  |  | JDE |  | LUBRICATION | FROM LUBE IT | 6280A-LUB-DD-21-LUBE E80 - 162 - REGREASING | 4660466
8218 | 6280A-LUB-DD-21-LUBE | E80 - 162 - REGREASING | 20 | 22 | 1L - Lubricate | 1106280A | PALLETIZER |  |  |  |  | LINEAR BEARING (ROBOT CLAMP): FORK GRIPPER 1200X1000 TISSUE | DD | LUB | GREASING |  |  |  | 168 | 15 |  |  | JDE |  | LUBRICATION | FROM LUBE IT | 6280A-LUB-DD-21-LUBE E80 - 162 - REGREASING | 4660466
8219 | 6280A-LUB-DD-21-LUBE | E80 - 162 - REGREASING | 20 | 22 | 1L - Lubricate | 1106280A | PALLETIZER |  |  |  |  | BUSHING (LIFTING GUIDES): GANTRY INTERLAYER CENTRING | DD | LUB | GREASING |  |  |  | 252 | 15 |  |  | JDE |  | LUBRICATION | FROM LUBE IT | 6280A-LUB-DD-21-LUBE E80 - 162 - REGREASING | 4660466
8220 | 6280A-LUB-DD-21-LUBE | E80 - 162 - REGREASING | 20 | 22 | 1L - Lubricate | 1106280A | PALLETIZER |  |  |  |  | BUSHING (MOVING GUIDES): GANTRY INTERLAYER CENTRING | DD | LUB | GREASING |  |  |  | 168 | 15 |  |  | JDE |  | LUBRICATION | FROM LUBE IT | 6280A-LUB-DD-21-LUBE E80 - 162 - REGREASING | 4660466
8221 | 6280A-LUB-DD-21-LUBE | E80 - 162 - REGREASING | 20 | 22 | 1L - Lubricate | 1106280A | PALLETIZER |  |  |  |  | BEARING (ARMS JOINTBALLS): MAGNETIC PALET ARMS | DD | LUB | GREASING |  |  |  | 168 | 15 |  |  | JDE |  | LUBRICATION | FROM LUBE IT | 6280A-LUB-DD-21-LUBE E80 - 162 - REGREASING | 4660466
8222 | 6280A-LUB-DD-21-LUBE | E80 - 162 - REGREASING | 20 | 22 | 1L - Lubricate | 1106280A | PALLETIZER |  |  |  |  | BEARING (INTERNAL SIDE): MAGNETIC PALET ARMS | DD | LUB | GREASING |  |  |  | 84 | 5 |  |  | JDE |  | LUBRICATION | FROM LUBE IT | 6280A-LUB-DD-21-LUBE E80 - 162 - REGREASING | 4660466
8223 | 6280A-LUB-DD-21-LUBE | E80 - 162 - REGREASING | 20 | 22 | 1L - Lubricate | 1106280A | PALLETIZER |  |  |  |  | CHAIN (TRANSMISSION): MAGNETIC PALET ARMS | DD | LUB | LUBRICATE |  |  |  | 168 | 30 |  |  | JDE |  | LUBRICATION | FROM LUBE IT | 6280A-LUB-DD-21-LUBE E80 - 162 - REGREASING | 4660466
8224 | 6280A-LUB-DD-21-LUBE | E80 - 162 - REGREASING | 20 | 22 | 1L - Lubricate | 1106280A | PALLETIZER |  |  |  |  | BEARING TRACKS (LIFTING TABLE D60): PALLET ROLLER CONVEYOR D60 | DD | LUB | GREASING |  |  |  | 84 | 30 |  |  | JDE |  | LUBRICATION | FROM LUBE IT | 6280A-LUB-DD-21-LUBE E80 - 162 - REGREASING | 4660466
8225 | 6280A-LUB-DD-21-LUBE | E80 - 162 - REGREASING | 20 | 22 | 1L - Lubricate | 1106280A | PALLETIZER |  |  |  |  | CHAIN (TRACTION D60): PALLET ROLLER CONVEYOR D60 | DD | LUB | LUBRICATE |  |  |  | 168 | 30 |  |  | JDE |  | LUBRICATION | FROM LUBE IT | 6280A-LUB-DD-21-LUBE E80 - 162 - REGREASING | 4660466
8226 | 6280A-LUB-DD-21-LUBE | E80 - 162 - REGREASING | 20 | 22 | 1L - Lubricate | 1106280A | PALLETIZER |  |  |  |  | LINEAR BEARING (EMPTY PALLETS PUSHER): PALLET ROLLER CONVEYOR D60 | DD | LUB | GREASING |  |  |  | 168 | 20 |  |  | JDE |  | LUBRICATION | FROM LUBE IT | 6280A-LUB-DD-21-LUBE E80 - 162 - REGREASING | 4660466
8227 | 6280A-LUB-DD-21-LUBE | E80 - 162 - REGREASING | 20 | 22 | 1L - Lubricate | 1106280A | PALLETIZER |  |  |  |  | BEARING TRACKS (LIFTING TABLE LR1400): PALLET ROLLER CONVEYOR LR1400 | DD | LUB | GREASING |  |  |  | 84 | 30 |  |  | JDE |  | LUBRICATION | FROM LUBE IT | 6280A-LUB-DD-21-LUBE E80 - 162 - REGREASING | 4660466
8228 | 6280A-LUB-DD-21-LUBE | E80 - 162 - REGREASING | 20 | 22 | 1L - Lubricate | 1106280A | PALLETIZER |  |  |  |  | BUSHING (WHEELS): PALLET ROLLER CONVEYOR LR1400 | DD | LUB | GREASING |  |  |  | 84 | 10 |  |  | JDE |  | LUBRICATION | FROM LUBE IT | 6280A-LUB-DD-21-LUBE E80 - 162 - REGREASING | 4660466
8229 | 6280A-LUB-DD-21-LUBE | E80 - 162 - REGREASING | 20 | 22 | 1L - Lubricate | 1106280A | PALLETIZER |  |  |  |  | CHAIN (TRACTION LR1400): PALLET ROLLER CONVEYOR LR1400 | DD | LUB | LUBRICATE |  |  |  | 168 | 30 |  |  | JDE |  | LUBRICATION | FROM LUBE IT | 6280A-LUB-DD-21-LUBE E80 - 162 - REGREASING | 4660466
8230 | 6280A-LUB-DD-21-LUBE | E80 - 162 - REGREASING | 20 | 22 | 1L - Lubricate | 1106280A | PALLETIZER |  |  |  |  | CHAIN (TRACTION LR1550): PALLET ROLLER CONVEYOR LR1550 | DD | LUB | LUBRICATE |  |  |  | 168 | 30 |  |  | JDE |  | LUBRICATION | FROM LUBE IT | 6280A-LUB-DD-21-LUBE E80 - 162 - REGREASING | 4660466
8231 | 6380A-LUB-DD-21-LUBE | E80 - 163 - REGREASING | 20 | 22 | 1L - Lubricate | 1106380A | PALLETIZER |  |  |  |  | LINEAR ACTUATOR (CARBON PLATES): SORTER FOR LOOSE ITEMS | DD | LUB | GREASING |  |  |  | 21 | 30 |  |  | JDE |  | LUBRICATION | FROM LUBE IT | 6380A-LUB-DD-21-LUBE E80 - 163 - REGREASING | 4660467
8232 | 6380A-LUB-DD-21-LUBE | E80 - 163 - REGREASING | 20 | 22 | 1L - Lubricate | 1106380A | PALLETIZER |  |  |  |  | LINEAR BEARING (PACKS DIVIDER’S PRODUCT STOPPERS): SORTER FOR LOOSE ITEMS | DD | LUB | GREASING |  |  |  | 168 | 15 |  |  | JDE |  | LUBRICATION | FROM LUBE IT | 6380A-LUB-DD-21-LUBE E80 - 163 - REGREASING | 4660467
8233 | 6380A-LUB-DD-21-LUBE | E80 - 163 - REGREASING | 20 | 22 | 1L - Lubricate | 1106380A | PALLETIZER |  |  |  |  | CHAIN (TRANSMISSION): MAGNETIC PALET ARMS | DD | LUB | LUBRICATE |  |  |  | 168 | 30 |  |  | JDE |  | LUBRICATION | FROM LUBE IT | 6380A-LUB-DD-21-LUBE E80 - 163 - REGREASING | 4660467
8234 | 6380A-LUB-DD-21-LUBE | E80 - 163 - REGREASING | 20 | 22 | 1L - Lubricate | 1106380A | PALLETIZER |  |  |  |  | LINEAR BEARING (UPPER CARBON PLATE): SORTER FOR LOOSE ITEMS | DD | LUB | GREASING |  |  |  | 168 | 15 |  |  | JDE |  | LUBRICATION | FROM LUBE IT | 6380A-LUB-DD-21-LUBE E80 - 163 - REGREASING | 4660467
8235 | 6380A-LUB-DD-21-LUBE | E80 - 163 - REGREASING | 20 | 22 | 1L - Lubricate | 1106380A | PALLETIZER |  |  |  |  | GEARING (LIFTING): MAGNETIC PALET ARMS | DD | LUB | OIL CHANGE |  |  |  | 1008 | 90 |  |  | JDE |  | LUBRICATION | FROM LUBE IT | 6380A-LUB-DD-21-LUBE E80 - 163 - REGREASING | 4660467
8236 | 6380A-LUB-DD-21-LUBE | E80 - 163 - REGREASING | 20 | 22 | 1L - Lubricate | 1106380A | PALLETIZER |  |  |  |  | LINEAR BEARING (UPPER SLIDING PLATE): SORTER FOR LOOSE ITEMS | DD | LUB | GREASING |  |  |  | 168 | 15 |  |  | JDE |  | LUBRICATION | FROM LUBE IT | 6380A-LUB-DD-21-LUBE E80 - 163 - REGREASING | 4660467
8237 | 6380A-LUB-DD-21-LUBE | E80 - 163 - REGREASING | 20 | 22 | 1L - Lubricate | 1106380A | PALLETIZER |  |  |  |  | BEARING (PRODUCT DIVIDER LEFT MOTOR): SORTER FOR LOOSE ITEMS | DD | LUB | GREASING |  |  |  | 1008 | 60 |  |  | JDE |  | LUBRICATION | FROM LUBE IT | 6380A-LUB-DD-21-LUBE E80 - 163 - REGREASING | 4660467
8238 | 6380A-LUB-DD-21-LUBE | E80 - 163 - REGREASING | 20 | 22 | 1L - Lubricate | 1106380A | PALLETIZER |  |  |  |  | CHAIN (TRACTION D60): PALLET ROLLER CONVEYOR D60 | DD | LUB | LUBRICATE |  |  |  | 168 | 30 |  |  | JDE |  | LUBRICATION | FROM LUBE IT | 6380A-LUB-DD-21-LUBE E80 - 163 - REGREASING | 4660467
8239 | 6380A-LUB-DD-21-LUBE | E80 - 163 - REGREASING | 20 | 22 | 1L - Lubricate | 1106380A | PALLETIZER |  |  |  |  | BEARING (PRODUCT DIVIDER RIGHT MOTOR): SORTER FOR LOOSE ITEMS | DD | LUB | GREASING |  |  |  | 1008 | 60 |  |  | JDE |  | LUBRICATION | FROM LUBE IT | 6380A-LUB-DD-21-LUBE E80 - 163 - REGREASING | 4660467
8240 | 6380A-LUB-DD-21-LUBE | E80 - 163 - REGREASING | 20 | 22 | 1L - Lubricate | 1106380A | PALLETIZER |  |  |  |  | CHAIN (TRACTION LR1400): PALLET ROLLER CONVEYOR LR1400 | DD | LUB | LUBRICATE |  |  |  | 168 | 30 |  |  | JDE |  | LUBRICATION | FROM LUBE IT | 6380A-LUB-DD-21-LUBE E80 - 163 - REGREASING | 4660467
8241 | 6380A-LUB-DD-21-LUBE | E80 - 163 - REGREASING | 20 | 22 | 1L - Lubricate | 1106380A | PALLETIZER |  |  |  |  | CHAIN (TRACTION LR1550): PALLET ROLLER CONVEYOR LR1550 | DD | LUB | LUBRICATE |  |  |  | 168 | 30 |  |  | JDE |  | LUBRICATION | FROM LUBE IT | 6380A-LUB-DD-21-LUBE E80 - 163 - REGREASING | 4660467
8242 | 6380A-LUB-DD-21-LUBE | E80 - 163 - REGREASING | 20 | 22 | 1L - Lubricate | 1106380A | PALLETIZER |  |  |  |  | BUSHING AND PISTON ROD (GRIPPER 1): SINGLE PREFORM GRIPPER 1 | DD | LUB | GREASING |  |  |  | 84 | 15 |  |  | JDE |  | LUBRICATION | FROM LUBE IT | 6380A-LUB-DD-21-LUBE E80 - 163 - REGREASING | 4660467
8243 | 6380A-LUB-DD-21-LUBE | E80 - 163 - REGREASING | 20 | 22 | 1L - Lubricate | 1106380A | PALLETIZER |  |  |  |  | CHAIN (TRACTION LR1200): ROLLER CONVEYOR CT LR1200 | DD | LUB | LUBRICATE |  |  |  | 168 | 30 |  |  | JDE |  | LUBRICATION | FROM LUBE IT | 6380A-LUB-DD-21-LUBE E80 - 163 - REGREASING | 4660467
8244 | 6380A-LUB-DD-21-LUBE | E80 - 163 - REGREASING | 20 | 22 | 1L - Lubricate | 1106380A | PALLETIZER |  |  |  |  | BUSHING AND PISTON ROD (GRIPPER 2): SINGLE PREFORM GRIPPER 2 | DD | LUB | GREASING |  |  |  | 84 | 15 |  |  | JDE |  | LUBRICATION | FROM LUBE IT | 6380A-LUB-DD-21-LUBE E80 - 163 - REGREASING | 4660467
8245 | 6380A-LUB-DD-21-LUBE | E80 - 163 - REGREASING | 20 | 22 | 1L - Lubricate | 1106380A | PALLETIZER |  |  |  |  | BEARING (PRODUCT INLET MOTOR): BELT FOR SORTER BULK PRODUCTS | DD | LUB | GREASING |  |  |  | 1008 | 60 |  |  | JDE |  | LUBRICATION | FROM LUBE IT | 6380A-LUB-DD-21-LUBE E80 - 163 - REGREASING | 4660467
8246 | 6380A-LUB-DD-21-LUBE | E80 - 163 - REGREASING | 20 | 22 | 1L - Lubricate | 1106380A | PALLETIZER |  |  |  |  | LINEAR GUIDE: BULK PRODUCT SORTER FOR DRAGON | DD | LUB | GREASING |  |  |  | 84 | 5 |  |  | JDE |  | LUBRICATION | FROM LUBE IT | 6380A-LUB-DD-21-LUBE E80 - 163 - REGREASING | 4660467
8247 | 6380A-LUB-DD-21-LUBE | E80 - 163 - REGREASING | 20 | 22 | 1L - Lubricate | 1106380A | PALLETIZER |  |  |  |  | LINEAR BEARING (PRODUCT STOPPER): DRAGON ISLAND BELT CASE | DD | LUB | GREASING |  |  |  | 168 | 15 |  |  | JDE |  | LUBRICATION | FROM LUBE IT | 6380A-LUB-DD-21-LUBE E80 - 163 - REGREASING | 4660467
8248 | 6380A-LUB-DD-21-LUBE | E80 - 163 - REGREASING | 20 | 22 | 1L - Lubricate | 1106380A | PALLETIZER |  |  |  |  | BUSHING (BALANCER CONNECTION POINT): FANUC M410 | DD | LUB | GREASING |  |  |  | 168 | 5 |  |  | JDE |  | LUBRICATION | FROM LUBE IT | 6380A-LUB-DD-21-LUBE E80 - 163 - REGREASING | 4660467
8249 | 6380A-LUB-DD-21-LUBE | E80 - 163 - REGREASING | 20 | 22 | 1L - Lubricate | 1106380A | PALLETIZER |  |  |  |  | BEARING (ALIGNMENT): CONVEYOR COMB LIFTING DEVICE | DD | LUB | GREASING |  |  |  | 336 | 10 |  |  | JDE |  | LUBRICATION | FROM LUBE IT | 6380A-LUB-DD-21-LUBE E80 - 163 - REGREASING | 4660467
8250 | 6380A-LUB-DD-21-LUBE | E80 - 163 - REGREASING | 20 | 22 | 1L - Lubricate | 1106380A | PALLETIZER |  |  |  |  | BEARING (LIFTING SYSTEM JOINTBALLS): CONVEYOR COMB LIFTING DEVICE | DD | LUB | GREASING |  |  |  | 168 | 60 |  |  | JDE |  | LUBRICATION | FROM LUBE IT | 6380A-LUB-DD-21-LUBE E80 - 163 - REGREASING | 4660467
8251 | 6380A-LUB-DD-21-LUBE | E80 - 163 - REGREASING | 20 | 22 | 1L - Lubricate | 1106380A | PALLETIZER |  |  |  |  | BEARING (LIFTING SYSTEM): CONVEYOR COMB LIFTING DEVICE | DD | LUB | GREASING |  |  |  | 168 | 30 |  |  | JDE |  | LUBRICATION | FROM LUBE IT | 6380A-LUB-DD-21-LUBE E80 - 163 - REGREASING | 4660467
8252 | 6380A-LUB-DD-21-LUBE | E80 - 163 - REGREASING | 20 | 22 | 1L - Lubricate | 1106380A | PALLETIZER |  |  |  |  | LINEAR BEARING (TRANSLATION): CONVEYOR COMB LIFTING DEVICE | DD | LUB | GREASING |  |  |  | 168 | 15 |  |  | JDE |  | LUBRICATION | FROM LUBE IT | 6380A-LUB-DD-21-LUBE E80 - 163 - REGREASING | 4660467
8253 | 6380A-LUB-DD-21-LUBE | E80 - 163 - REGREASING | 20 | 22 | 1L - Lubricate | 1106380A | PALLETIZER |  |  |  |  | BEARING (CONVEYOR MOTOR): CONVEYOR COMB LIFTING DEVICE | DD | LUB | GREASING |  |  |  | 1008 | 60 |  |  | JDE |  | LUBRICATION | FROM LUBE IT | 6380A-LUB-DD-21-LUBE E80 - 163 - REGREASING | 4660467
8254 | 6380A-LUB-DD-21-LUBE | E80 - 163 - REGREASING | 20 | 22 | 1L - Lubricate | 1106380A | PALLETIZER |  |  |  |  | BEARING (PICK-UP CLAMP): FORK GRIPPER 1200X1000 TISSUE | DD | LUB | GREASING |  |  |  | 168 | 10 |  |  | JDE |  | LUBRICATION | FROM LUBE IT | 6380A-LUB-DD-21-LUBE E80 - 163 - REGREASING | 4660467
8255 | 6380A-LUB-DD-21-LUBE | E80 - 163 - REGREASING | 20 | 22 | 1L - Lubricate | 1106380A | PALLETIZER |  |  |  |  | BUSHING AND PISTON ROD (GRIPPER FORK): FORK GRIPPER 1200X1000 TISSUE | DD | LUB | GREASING |  |  |  | 84 | 15 |  |  | JDE |  | LUBRICATION | FROM LUBE IT | 6380A-LUB-DD-21-LUBE E80 - 163 - REGREASING | 4660467
8256 | 6380A-LUB-DD-21-LUBE | E80 - 163 - REGREASING | 20 | 22 | 1L - Lubricate | 1106380A | PALLETIZER |  |  |  |  | LINEAR BEARING (PICK-UP CLAMP): FORK GRIPPER 1200X1000 TISSUE | DD | LUB | GREASING |  |  |  | 168 | 15 |  |  | JDE |  | LUBRICATION | FROM LUBE IT | 6380A-LUB-DD-21-LUBE E80 - 163 - REGREASING | 4660467
8257 | 6380A-LUB-DD-21-LUBE | E80 - 163 - REGREASING | 20 | 22 | 1L - Lubricate | 1106380A | PALLETIZER |  |  |  |  | LINEAR BEARING (ROBOT CLAMP): FORK GRIPPER 1200X1000 TISSUE | DD | LUB | GREASING |  |  |  | 168 | 15 |  |  | JDE |  | LUBRICATION | FROM LUBE IT | 6380A-LUB-DD-21-LUBE E80 - 163 - REGREASING | 4660467
8258 | 6380A-LUB-DD-21-LUBE | E80 - 163 - REGREASING | 20 | 22 | 1L - Lubricate | 1106380A | PALLETIZER |  |  |  |  | BUSHING (LIFTING GUIDES): GANTRY INTERLAYER CENTRING | DD | LUB | GREASING |  |  |  | 252 | 15 |  |  | JDE |  | LUBRICATION | FROM LUBE IT | 6380A-LUB-DD-21-LUBE E80 - 163 - REGREASING | 4660467
8259 | 6380A-LUB-DD-21-LUBE | E80 - 163 - REGREASING | 20 | 22 | 1L - Lubricate | 1106380A | PALLETIZER |  |  |  |  | BUSHING (MOVING GUIDES): GANTRY INTERLAYER CENTRING | DD | LUB | GREASING |  |  |  | 168 | 15 |  |  | JDE |  | LUBRICATION | FROM LUBE IT | 6380A-LUB-DD-21-LUBE E80 - 163 - REGREASING | 4660467
8260 | 6380A-LUB-DD-21-LUBE | E80 - 163 - REGREASING | 20 | 22 | 1L - Lubricate | 1106380A | PALLETIZER |  |  |  |  | BEARING (ARMS JOINTBALLS): MAGNETIC PALET ARMS | DD | LUB | GREASING |  |  |  | 168 | 15 |  |  | JDE |  | LUBRICATION | FROM LUBE IT | 6380A-LUB-DD-21-LUBE E80 - 163 - REGREASING | 4660467
8261 | 6380A-LUB-DD-21-LUBE | E80 - 163 - REGREASING | 20 | 22 | 1L - Lubricate | 1106380A | PALLETIZER |  |  |  |  | BEARING (INTERNAL SIDE): MAGNETIC PALET ARMS | DD | LUB | GREASING |  |  |  | 84 | 5 |  |  | JDE |  | LUBRICATION | FROM LUBE IT | 6380A-LUB-DD-21-LUBE E80 - 163 - REGREASING | 4660467
8262 | 6380A-LUB-DD-21-LUBE | E80 - 163 - REGREASING | 20 | 22 | 1L - Lubricate | 1106380A | PALLETIZER |  |  |  |  | CHAIN (LIFTING): MAGNETIC PALET ARMS | DD | LUB | LUBRICATE |  |  |  | 168 | 30 |  |  | JDE |  | LUBRICATION | FROM LUBE IT | 6380A-LUB-DD-21-LUBE E80 - 163 - REGREASING | 4660467
8263 | 6380A-LUB-DD-21-LUBE | E80 - 163 - REGREASING | 20 | 22 | 1L - Lubricate | 1106380A | PALLETIZER |  |  |  |  | BEARING TRACKS (LIFTING TABLE D60): PALLET ROLLER CONVEYOR D60 | DD | LUB | GREASING |  |  |  | 84 | 30 |  |  | JDE |  | LUBRICATION | FROM LUBE IT | 6380A-LUB-DD-21-LUBE E80 - 163 - REGREASING | 4660467
8264 | 6380A-LUB-DD-21-LUBE | E80 - 163 - REGREASING | 20 | 22 | 1L - Lubricate | 1106380A | PALLETIZER |  |  |  |  | LINEAR BEARING (EMPTY PALLETS PUSHER): PALLET ROLLER CONVEYOR D60 | DD | LUB | GREASING |  |  |  | 168 | 20 |  |  | JDE |  | LUBRICATION | FROM LUBE IT | 6380A-LUB-DD-21-LUBE E80 - 163 - REGREASING | 4660467
8265 | 6380A-LUB-DD-21-LUBE | E80 - 163 - REGREASING | 20 | 22 | 1L - Lubricate | 1106380A | PALLETIZER |  |  |  |  | BEARING TRACKS (LIFTING TABLE LR1400): PALLET ROLLER CONVEYOR LR1400 | DD | LUB | GREASING |  |  |  | 84 | 30 |  |  | JDE |  | LUBRICATION | FROM LUBE IT | 6380A-LUB-DD-21-LUBE E80 - 163 - REGREASING | 4660467
8266 | 6380A-LUB-DD-21-LUBE | E80 - 163 - REGREASING | 20 | 22 | 1L - Lubricate | 1106380A | PALLETIZER |  |  |  |  | BUSHING (WHEELS): PALLET ROLLER CONVEYOR LR1400 | DD | LUB | GREASING |  |  |  | 84 | 10 |  |  | JDE |  | LUBRICATION | FROM LUBE IT | 6380A-LUB-DD-21-LUBE E80 - 163 - REGREASING | 4660467
8267 | 6480A-LUB-DD-21-LUBE | E80 - 164 - REGREASING | 20 | 22 | 1L - Lubricate | 1106480A | PALLETIZER |  |  |  |  | LINEAR ACTUATOR (CARBON PLATES): SORTER FOR LOOSE ITEMS | DD | LUB | GREASING |  |  |  | 21 | 30 |  |  | JDE |  | LUBRICATION | FROM LUBE IT | 6480A-LUB-DD-21-LUBE E80 - 164 - REGREASING | 4660468
8268 | 6480A-LUB-DD-21-LUBE | E80 - 164 - REGREASING | 20 | 22 | 1L - Lubricate | 1106480A | PALLETIZER |  |  |  |  | LINEAR BEARING (PACKS DIVIDER’S PRODUCT STOPPERS): SORTER FOR LOOSE ITEMS | DD | LUB | GREASING |  |  |  | 168 | 15 |  |  | JDE |  | LUBRICATION | FROM LUBE IT | 6480A-LUB-DD-21-LUBE E80 - 164 - REGREASING | 4660468
8269 | 6480A-LUB-DD-21-LUBE | E80 - 164 - REGREASING | 20 | 22 | 1L - Lubricate | 1106480A | PALLETIZER |  |  |  |  | LINEAR BEARING (UPPER CARBON PLATE): SORTER FOR LOOSE ITEMS | DD | LUB | GREASING |  |  |  | 168 | 15 |  |  | JDE |  | LUBRICATION | FROM LUBE IT | 6480A-LUB-DD-21-LUBE E80 - 164 - REGREASING | 4660468
8270 | 6480A-LUB-DD-21-LUBE | E80 - 164 - REGREASING | 20 | 22 | 1L - Lubricate | 1106480A | PALLETIZER |  |  |  |  | LINEAR BEARING (UPPER SLIDING PLATE): SORTER FOR LOOSE ITEMS | DD | LUB | GREASING |  |  |  | 168 | 15 |  |  | JDE |  | LUBRICATION | FROM LUBE IT | 6480A-LUB-DD-21-LUBE E80 - 164 - REGREASING | 4660468
8271 | 6480A-LUB-DD-21-LUBE | E80 - 164 - REGREASING | 20 | 22 | 1L - Lubricate | 1106480A | PALLETIZER |  |  |  |  | GEARING (LIFTING): MAGNETIC PALET ARMS | DD | LUB | OIL CHANGE |  |  |  | 1008 | 90 |  |  | JDE |  | LUBRICATION | FROM LUBE IT | 6480A-LUB-DD-21-LUBE E80 - 164 - REGREASING | 4660468
8272 | 6480A-LUB-DD-21-LUBE | E80 - 164 - REGREASING | 20 | 22 | 1L - Lubricate | 1106480A | PALLETIZER |  |  |  |  | BUSHING AND PISTON ROD (GRIPPER 1): SINGLE PREFORM GRIPPER 1 | DD | LUB | GREASING |  |  |  | 84 | 15 |  |  | JDE |  | LUBRICATION | FROM LUBE IT | 6480A-LUB-DD-21-LUBE E80 - 164 - REGREASING | 4660468
8273 | 6480A-LUB-DD-21-LUBE | E80 - 164 - REGREASING | 20 | 22 | 1L - Lubricate | 1106480A | PALLETIZER |  |  |  |  | BUSHING AND PISTON ROD (GRIPPER 2): SINGLE PREFORM GRIPPER 2 | DD | LUB | GREASING |  |  |  | 84 | 15 |  |  | JDE |  | LUBRICATION | FROM LUBE IT | 6480A-LUB-DD-21-LUBE E80 - 164 - REGREASING | 4660468
8274 | 6480A-LUB-DD-21-LUBE | E80 - 164 - REGREASING | 20 | 22 | 1L - Lubricate | 1106480A | PALLETIZER |  |  |  |  | CHAIN (TRACTION LR1200): ROLLER CONVEYOR CT LR1200 | DD | LUB | LUBRICATE |  |  |  | 168 | 30 |  |  | JDE |  | LUBRICATION | FROM LUBE IT | 6480A-LUB-DD-21-LUBE E80 - 164 - REGREASING | 4660468
8275 | 6480A-LUB-DD-21-LUBE | E80 - 164 - REGREASING | 20 | 22 | 1L - Lubricate | 1106480A | PALLETIZER |  |  |  |  | LINEAR GUIDE: BULK PRODUCT SORTER FOR DRAGON | DD | LUB | GREASING |  |  |  | 84 | 5 |  |  | JDE |  | LUBRICATION | FROM LUBE IT | 6480A-LUB-DD-21-LUBE E80 - 164 - REGREASING | 4660468
8276 | 6480A-LUB-DD-21-LUBE | E80 - 164 - REGREASING | 20 | 22 | 1L - Lubricate | 1106480A | PALLETIZER |  |  |  |  | LINEAR BEARING (PRODUCT STOPPER): DRAGON ISLAND BELT CASE | DD | LUB | GREASING |  |  |  | 168 | 15 |  |  | JDE |  | LUBRICATION | FROM LUBE IT | 6480A-LUB-DD-21-LUBE E80 - 164 - REGREASING | 4660468
8277 | 6480A-LUB-DD-21-LUBE | E80 - 164 - REGREASING | 20 | 22 | 1L - Lubricate | 1106480A | PALLETIZER |  |  |  |  | BUSHING (BALANCER CONNECTION POINT): FANUC M410 | DD | LUB | GREASING |  |  |  | 168 | 5 |  |  | JDE |  | LUBRICATION | FROM LUBE IT | 6480A-LUB-DD-21-LUBE E80 - 164 - REGREASING | 4660468
8278 | 6480A-LUB-DD-21-LUBE | E80 - 164 - REGREASING | 20 | 22 | 1L - Lubricate | 1106480A | PALLETIZER |  |  |  |  | BEARING (ALIGNMENT): CONVEYOR COMB LIFTING DEVICE | DD | LUB | GREASING |  |  |  | 336 | 10 |  |  | JDE |  | LUBRICATION | FROM LUBE IT | 6480A-LUB-DD-21-LUBE E80 - 164 - REGREASING | 4660468
8279 | 6480A-LUB-DD-21-LUBE | E80 - 164 - REGREASING | 20 | 22 | 1L - Lubricate | 1106480A | PALLETIZER |  |  |  |  | BEARING (LIFTING SYSTEM JOINTBALLS): CONVEYOR COMB LIFTING DEVICE | DD | LUB | GREASING |  |  |  | 168 | 60 |  |  | JDE |  | LUBRICATION | FROM LUBE IT | 6480A-LUB-DD-21-LUBE E80 - 164 - REGREASING | 4660468
8280 | 6480A-LUB-DD-21-LUBE | E80 - 164 - REGREASING | 20 | 22 | 1L - Lubricate | 1106480A | PALLETIZER |  |  |  |  | BEARING (LIFTING SYSTEM): CONVEYOR COMB LIFTING DEVICE | DD | LUB | GREASING |  |  |  | 168 | 30 |  |  | JDE |  | LUBRICATION | FROM LUBE IT | 6480A-LUB-DD-21-LUBE E80 - 164 - REGREASING | 4660468
8281 | 6480A-LUB-DD-21-LUBE | E80 - 164 - REGREASING | 20 | 22 | 1L - Lubricate | 1106480A | PALLETIZER |  |  |  |  | LINEAR BEARING (TRANSLATION): CONVEYOR COMB LIFTING DEVICE | DD | LUB | GREASING |  |  |  | 168 | 15 |  |  | JDE |  | LUBRICATION | FROM LUBE IT | 6480A-LUB-DD-21-LUBE E80 - 164 - REGREASING | 4660468
8282 | 6480A-LUB-DD-21-LUBE | E80 - 164 - REGREASING | 20 | 22 | 1L - Lubricate | 1106480A | PALLETIZER |  |  |  |  | BEARING (PICK-UP CLAMP): FORK GRIPPER 1200X1000 TISSUE | DD | LUB | GREASING |  |  |  | 168 | 10 |  |  | JDE |  | LUBRICATION | FROM LUBE IT | 6480A-LUB-DD-21-LUBE E80 - 164 - REGREASING | 4660468
8283 | 6480A-LUB-DD-21-LUBE | E80 - 164 - REGREASING | 20 | 22 | 1L - Lubricate | 1106480A | PALLETIZER |  |  |  |  | BUSHING AND PISTON ROD (GRIPPER FORK): FORK GRIPPER 1200X1000 TISSUE | DD | LUB | GREASING |  |  |  | 84 | 15 |  |  | JDE |  | LUBRICATION | FROM LUBE IT | 6480A-LUB-DD-21-LUBE E80 - 164 - REGREASING | 4660468
8284 | 6480A-LUB-DD-21-LUBE | E80 - 164 - REGREASING | 20 | 22 | 1L - Lubricate | 1106480A | PALLETIZER |  |  |  |  | LINEAR BEARING (PICK-UP CLAMP): FORK GRIPPER 1200X1000 TISSUE | DD | LUB | GREASING |  |  |  | 168 | 15 |  |  | JDE |  | LUBRICATION | FROM LUBE IT | 6480A-LUB-DD-21-LUBE E80 - 164 - REGREASING | 4660468
8285 | 6480A-LUB-DD-21-LUBE | E80 - 164 - REGREASING | 20 | 22 | 1L - Lubricate | 1106480A | PALLETIZER |  |  |  |  | LINEAR BEARING (ROBOT CLAMP): FORK GRIPPER 1200X1000 TISSUE | DD | LUB | GREASING |  |  |  | 168 | 15 |  |  | JDE |  | LUBRICATION | FROM LUBE IT | 6480A-LUB-DD-21-LUBE E80 - 164 - REGREASING | 4660468
8286 | 6480A-LUB-DD-21-LUBE | E80 - 164 - REGREASING | 20 | 22 | 1L - Lubricate | 1106480A | PALLETIZER |  |  |  |  | BUSHING (LIFTING GUIDES): GANTRY INTERLAYER CENTRING | DD | LUB | GREASING |  |  |  | 252 | 15 |  |  | JDE |  | LUBRICATION | FROM LUBE IT | 6480A-LUB-DD-21-LUBE E80 - 164 - REGREASING | 4660468
8287 | 6480A-LUB-DD-21-LUBE | E80 - 164 - REGREASING | 20 | 22 | 1L - Lubricate | 1106480A | PALLETIZER |  |  |  |  | BUSHING (MOVING GUIDES): GANTRY INTERLAYER CENTRING | DD | LUB | GREASING |  |  |  | 168 | 15 |  |  | JDE |  | LUBRICATION | FROM LUBE IT | 6480A-LUB-DD-21-LUBE E80 - 164 - REGREASING | 4660468
8288 | 6480A-LUB-DD-21-LUBE | E80 - 164 - REGREASING | 20 | 22 | 1L - Lubricate | 1106480A | PALLETIZER |  |  |  |  | BEARING (ARMS JOINTBALLS): MAGNETIC PALET ARMS | DD | LUB | GREASING |  |  |  | 168 | 15 |  |  | JDE |  | LUBRICATION | FROM LUBE IT | 6480A-LUB-DD-21-LUBE E80 - 164 - REGREASING | 4660468
8289 | 6480A-LUB-DD-21-LUBE | E80 - 164 - REGREASING | 20 | 22 | 1L - Lubricate | 1106480A | PALLETIZER |  |  |  |  | BEARING (INTERNAL SIDE): MAGNETIC PALET ARMS | DD | LUB | GREASING |  |  |  | 84 | 5 |  |  | JDE |  | LUBRICATION | FROM LUBE IT | 6480A-LUB-DD-21-LUBE E80 - 164 - REGREASING | 4660468
8290 | 6480A-LUB-DD-21-LUBE | E80 - 164 - REGREASING | 20 | 22 | 1L - Lubricate | 1106480A | PALLETIZER |  |  |  |  | CHAIN (LIFTING): MAGNETIC PALET ARMS | DD | LUB | LUBRICATE |  |  |  | 168 | 30 |  |  | JDE |  | LUBRICATION | FROM LUBE IT | 6480A-LUB-DD-21-LUBE E80 - 164 - REGREASING | 4660468
8291 | 6480A-LUB-DD-21-LUBE | E80 - 164 - REGREASING | 20 | 22 | 1L - Lubricate | 1106480A | PALLETIZER |  |  |  |  | CHAIN (TRANSMISSION): MAGNETIC PALET ARMS | DD | LUB | LUBRICATE |  |  |  | 168 | 30 |  |  | JDE |  | LUBRICATION | FROM LUBE IT | 6480A-LUB-DD-21-LUBE E80 - 164 - REGREASING | 4660468
8292 | 6480A-LUB-DD-21-LUBE | E80 - 164 - REGREASING | 20 | 22 | 1L - Lubricate | 1106480A | PALLETIZER |  |  |  |  | BEARING TRACKS (LIFTING TABLE D60): PALLET ROLLER CONVEYOR D60 | DD | LUB | GREASING |  |  |  | 84 | 30 |  |  | JDE |  | LUBRICATION | FROM LUBE IT | 6480A-LUB-DD-21-LUBE E80 - 164 - REGREASING | 4660468
8293 | 6480A-LUB-DD-21-LUBE | E80 - 164 - REGREASING | 20 | 22 | 1L - Lubricate | 1106480A | PALLETIZER |  |  |  |  | CHAIN (TRACTION D60): PALLET ROLLER CONVEYOR D60 | DD | LUB | LUBRICATE |  |  |  | 168 | 30 |  |  | JDE |  | LUBRICATION | FROM LUBE IT | 6480A-LUB-DD-21-LUBE E80 - 164 - REGREASING | 4660468
8294 | 6480A-LUB-DD-21-LUBE | E80 - 164 - REGREASING | 20 | 22 | 1L - Lubricate | 1106480A | PALLETIZER |  |  |  |  | LINEAR BEARING (EMPTY PALLETS PUSHER): PALLET ROLLER CONVEYOR D60 | DD | LUB | GREASING |  |  |  | 168 | 20 |  |  | JDE |  | LUBRICATION | FROM LUBE IT | 6480A-LUB-DD-21-LUBE E80 - 164 - REGREASING | 4660468
8295 | 6480A-LUB-DD-21-LUBE | E80 - 164 - REGREASING | 20 | 22 | 1L - Lubricate | 1106480A | PALLETIZER |  |  |  |  | BEARING TRACKS (LIFTING TABLE LR1400): PALLET ROLLER CONVEYOR LR1400 | DD | LUB | GREASING |  |  |  | 84 | 30 |  |  | JDE |  | LUBRICATION | FROM LUBE IT | 6480A-LUB-DD-21-LUBE E80 - 164 - REGREASING | 4660468
8296 | 6480A-LUB-DD-21-LUBE | E80 - 164 - REGREASING | 20 | 22 | 1L - Lubricate | 1106480A | PALLETIZER |  |  |  |  | BUSHING (WHEELS): PALLET ROLLER CONVEYOR LR1400 | DD | LUB | GREASING |  |  |  | 84 | 10 |  |  | JDE |  | LUBRICATION | FROM LUBE IT | 6480A-LUB-DD-21-LUBE E80 - 164 - REGREASING | 4660468
8297 | 6480A-LUB-DD-21-LUBE | E80 - 164 - REGREASING | 20 | 22 | 1L - Lubricate | 1106480A | PALLETIZER |  |  |  |  | CHAIN (TRACTION LR1400): PALLET ROLLER CONVEYOR LR1400 | DD | LUB | LUBRICATE |  |  |  | 168 | 30 |  |  | JDE |  | LUBRICATION | FROM LUBE IT | 6480A-LUB-DD-21-LUBE E80 - 164 - REGREASING | 4660468
8298 | 6480A-LUB-DD-21-LUBE | E80 - 164 - REGREASING | 20 | 22 | 1L - Lubricate | 1106480A | PALLETIZER |  |  |  |  | CHAIN (TRACTION LR1550): PALLET ROLLER CONVEYOR LR1550 | DD | LUB | LUBRICATE |  |  |  | 168 | 30 |  |  | JDE |  | LUBRICATION | FROM LUBE IT | 6480A-LUB-DD-21-LUBE E80 - 164 - REGREASING | 4660468
8299 | BALE-LUB-DD-168-OIL CHG | BALE - OIL CHANGE | 23 | 17 | 1L - Lubricate | 0100821A | BALE PULPER #1 |  |  |  |  | OIL FILTER | DD | LUB | REPLACE |  |  |  | 168 | 20 |  |  | JDE |  | LUBRICATION | FROM LUBE IT | BALE-LUB-DD-168-OIL CHG BALE - OIL CHANGE | 4660469
8300 | BALE-LUB-DD-168-OIL CHG | BALE - OIL CHANGE | 23 | 17 | 1L - Lubricate | 0100821B | BALE PULPER #2 |  |  |  |  | OIL FILTER | DD | LUB | REPLACE |  |  |  | 168 | 20 |  |  | JDE |  | LUBRICATION | FROM LUBE IT | BALE-LUB-DD-168-OIL CHG BALE - OIL CHANGE | 4660469
8301 | BALE-LUB-DD-168-OIL CHG | BALE - OIL CHANGE | 23 | 17 | 1L - Lubricate | 0100820A | STACK INFEED CONVEYOR #1 |  |  |  |  | REDUCER | DD | LUB | OIL CHANGE |  |  |  | 336 | 60 |  |  | JDE |  | LUBRICATION | FROM LUBE IT | BALE-LUB-DD-168-OIL CHG BALE - OIL CHANGE | 4660469
8302 | BALE-LUB-DD-168-OIL CHG | BALE - OIL CHANGE | 23 | 17 | 1L - Lubricate | 0100820C | STACK INFEED CONVEYOR #3 |  |  |  |  | REDUCER | DD | LUB | OIL CHANGE |  |  |  | 336 | 60 |  |  | JDE |  | LUBRICATION | FROM LUBE IT | BALE-LUB-DD-168-OIL CHG BALE - OIL CHANGE | 4660469
8303 | BALE-LUB-DD-168-OIL CHG | BALE - OIL CHANGE | 23 | 17 | 1L - Lubricate | 0100820D | STACK INFEED CONVEYOR #4 |  |  |  |  | REDUCER | DD | LUB | OIL CHANGE |  |  |  | 336 | 60 |  |  | JDE |  | LUBRICATION | FROM LUBE IT | BALE-LUB-DD-168-OIL CHG BALE - OIL CHANGE | 4660469
8304 | BALE-LUB-DD-168-OIL CHG | BALE - OIL CHANGE | 23 | 17 | 1L - Lubricate | 0100820E | DEWIRING FEED CONVEYOR |  |  |  |  | REDUCER | DD | LUB | OIL CHANGE |  |  |  | 672 | 60 |  |  | JDE |  | LUBRICATION | FROM LUBE IT | BALE-LUB-DD-168-OIL CHG BALE - OIL CHANGE | 4660469
8305 | BALE-LUB-DD-168-OIL CHG | BALE - OIL CHANGE | 23 | 17 | 1L - Lubricate | 0100820R | AUTOMATIC DEWIRING MACHINE |  |  |  |  | REDUCER | DD | LUB | OIL CHANGE |  |  |  | 672 | 60 |  |  | JDE |  | LUBRICATION | FROM LUBE IT | BALE-LUB-DD-168-OIL CHG BALE - OIL CHANGE | 4660469
8306 | BALE-LUB-DD-168-OIL CHG | BALE - OIL CHANGE | 23 | 17 | 1L - Lubricate | 0100820Z | BALE HANDLING HYDRAULIC SYSTEM |  |  |  |  | RESERVOIR: HYDRAULIC SYSTEM | DD | LUB | OIL CHANGE |  |  |  | 672 | 60 |  |  | JDE |  | LUBRICATION | FROM LUBE IT | BALE-LUB-DD-168-OIL CHG BALE - OIL CHANGE | 4660469
8307 | BALE-LUB-DD-168-OIL CHG | BALE - OIL CHANGE | 23 | 17 | 1L - Lubricate | 0100820F | METAL DETECTOR CONVEYOR |  |  |  |  | REDUCER | DD | LUB | OIL CHANGE |  |  |  | 672 | 60 |  |  | JDE |  | LUBRICATION | FROM LUBE IT | BALE-LUB-DD-168-OIL CHG BALE - OIL CHANGE | 4660469
8308 | BALE-LUB-DD-168-OIL CHG | BALE - OIL CHANGE | 23 | 17 | 1L - Lubricate | 0100820G | SHUTTLE CONVEYOR AND CART |  |  |  |  | REDUCER | DD | LUB | OIL CHANGE |  |  |  | 672 | 60 |  |  | JDE |  | LUBRICATION | FROM LUBE IT | BALE-LUB-DD-168-OIL CHG BALE - OIL CHANGE | 4660469
8309 | BALE-LUB-DD-168-OIL CHG | BALE - OIL CHANGE | 23 | 17 | 1L - Lubricate | 0100820G | SHUTTLE CONVEYOR AND CART |  |  |  |  | REDUCER (TRANSFER CART): TRANSFER CART ASSEMBLY | DD | LUB | OIL CHANGE |  |  |  | 672 | 60 |  |  | JDE |  | LUBRICATION | FROM LUBE IT | BALE-LUB-DD-168-OIL CHG BALE - OIL CHANGE | 4660469
8310 | BALE-LUB-DD-168-OIL CHG | BALE - OIL CHANGE | 23 | 17 | 1L - Lubricate | 0100820I | REJECT BALE CONVEYOR |  |  |  |  | REDUCER | DD | LUB | OIL CHANGE |  |  |  | 672 | 60 |  |  | JDE |  | LUBRICATION | FROM LUBE IT | BALE-LUB-DD-168-OIL CHG BALE - OIL CHANGE | 4660469
8311 | BALE-LUB-DD-168-OIL CHG | BALE - OIL CHANGE | 23 | 17 | 1L - Lubricate | 0100820H | BALE STAGE CONVEYOR #1 |  |  |  |  | REDUCER | DD | LUB | OIL CHANGE |  |  |  | 672 | 60 |  |  | JDE |  | LUBRICATION | FROM LUBE IT | BALE-LUB-DD-168-OIL CHG BALE - OIL CHANGE | 4660469
8312 | BALE-LUB-DD-168-OIL CHG | BALE - OIL CHANGE | 23 | 17 | 1L - Lubricate | 0100820J | BALE STAGE CONVEYOR #2 |  |  |  |  | REDUCER | DD | LUB | OIL CHANGE |  |  |  | 672 | 60 |  |  | JDE |  | LUBRICATION | FROM LUBE IT | BALE-LUB-DD-168-OIL CHG BALE - OIL CHANGE | 4660469
8313 | BALE-LUB-DD-168-OIL CHG | BALE - OIL CHANGE | 23 | 17 | 1L - Lubricate | 0100820K | BALE STAGE CONVEYOR #3 |  |  |  |  | REDUCER | DD | LUB | OIL CHANGE |  |  |  | 672 | 60 |  |  | JDE |  | LUBRICATION | FROM LUBE IT | BALE-LUB-DD-168-OIL CHG BALE - OIL CHANGE | 4660469
8314 | BALE-LUB-DD-168-OIL CHG | BALE - OIL CHANGE | 23 | 17 | 1L - Lubricate | 0100820O | PULPER 2 TRANSFER CONVEYOR |  |  |  |  | REDUCER | DD | LUB | OIL CHANGE |  |  |  | 336 | 60 |  |  | JDE |  | LUBRICATION | FROM LUBE IT | BALE-LUB-DD-168-OIL CHG BALE - OIL CHANGE | 4660469
8315 | BALE-LUB-DD-168-OIL CHG | BALE - OIL CHANGE | 23 | 17 | 1L - Lubricate | 0100821A | BALE PULPER #1 |  |  |  |  | GEARBOX | DD | LUB | OIL CHANGE |  |  |  | 672 | 60 |  |  | JDE |  | LUBRICATION | FROM LUBE IT | BALE-LUB-DD-168-OIL CHG BALE - OIL CHANGE | 4660469
8316 | BALE-LUB-DD-168-OIL CHG | BALE - OIL CHANGE | 23 | 17 | 1L - Lubricate | 0100820N | PULPER 2 FEED CONVEYOR |  |  |  |  | REDUCER | DD | LUB | OIL CHANGE |  |  |  | 336 | 60 |  |  | JDE |  | LUBRICATION | FROM LUBE IT | BALE-LUB-DD-168-OIL CHG BALE - OIL CHANGE | 4660469
8317 | BALE-LUB-DD-168-OIL CHG | BALE - OIL CHANGE | 23 | 17 | 1L - Lubricate | 0100820M | PULPER 1 TRANSFER CONVEYOR |  |  |  |  | REDUCER | DD | LUB | OIL CHANGE |  |  |  | 336 | 60 |  |  | JDE |  | LUBRICATION | FROM LUBE IT | BALE-LUB-DD-168-OIL CHG BALE - OIL CHANGE | 4660469
8318 | BALE-LUB-DD-168-OIL CHG | BALE - OIL CHANGE | 23 | 17 | 1L - Lubricate | 0100821B | BALE PULPER #2 |  |  |  |  | GEARBOX | DD | LUB | OIL CHANGE |  |  |  | 672 | 60 |  |  | JDE |  | LUBRICATION | FROM LUBE IT | BALE-LUB-DD-168-OIL CHG BALE - OIL CHANGE | 4660469
8319 | BALE-LUB-DD-168-OIL CHG | BALE - OIL CHANGE | 23 | 17 | 1L - Lubricate | 0100820L | PULPER 1 FEED CONVEYOR |  |  |  |  | REDUCER | DD | LUB | OIL CHANGE |  |  |  | 336 | 60 |  |  | JDE |  | LUBRICATION | FROM LUBE IT | BALE-LUB-DD-168-OIL CHG BALE - OIL CHANGE | 4660469
8320 | BALE-LUB-DD-168-OIL CHG | BALE - OIL CHANGE | 23 | 17 | 1L - Lubricate | 0100875EBR | BALE PULPER PUMP #1 |  |  |  |  | PUMP | DD | LUB | OIL CHANGE |  |  |  | 336 | 60 |  |  | JDE |  | LUBRICATION | FROM LUBE IT | BALE-LUB-DD-168-OIL CHG BALE - OIL CHANGE | 4660469
8321 | BALE-LUB-DD-168-OIL CHG | BALE - OIL CHANGE | 23 | 17 | 1L - Lubricate | 0100875EBU | BALE PULPER PUMP #2 |  |  |  |  | PUMP | DD | LUB | OIL CHANGE |  |  |  | 336 | 60 |  |  | JDE |  | LUBRICATION | FROM LUBE IT | BALE-LUB-DD-168-OIL CHG BALE - OIL CHANGE | 4660469
8322 | BALE-LUB-DD-168-OIL CHG | BALE - OIL CHANGE | 23 | 17 | 1L - Lubricate | 0100845NF | SODIUM BICARBONATE SLURRY FEED PUMP NO. 1 |  |  |  |  | PUMP | DD | LUB | OIL CHANGE |  |  |  | 336 | 60 |  |  | JDE |  | LUBRICATION | FROM LUBE IT | BALE-LUB-DD-168-OIL CHG BALE - OIL CHANGE | 4660469
8323 | BALE-LUB-DD-168-OIL CHG | BALE - OIL CHANGE | 23 | 17 | 1L - Lubricate | 0100845NG | SODIUM BICARBONATE SLURRY FEED PUMP NO. 2 |  |  |  |  | PUMP | DD | LUB | OIL CHANGE |  |  |  | 336 | 60 |  |  | JDE |  | LUBRICATION | FROM LUBE IT | BALE-LUB-DD-168-OIL CHG BALE - OIL CHANGE | 4660469
8324 | BALE-LUB-DD-168-OIL CHG | BALE - OIL CHANGE | 23 | 17 | 1L - Lubricate | 0100821AE | DUMP PUMP |  |  |  |  | PUMP | DD | LUB | OIL CHANGE |  |  |  | 336 | 60 |  |  | JDE |  | LUBRICATION | FROM LUBE IT | BALE-LUB-DD-168-OIL CHG BALE - OIL CHANGE | 4660469
8325 | BALE-LUB-DD-168-OIL CHG | BALE - OIL CHANGE | 23 | 17 | 1L - Lubricate | 0100821BE | DUMP PUMP |  |  |  |  | PUMP | DD | LUB | OIL CHANGE |  |  |  | 336 | 60 |  |  | JDE |  | LUBRICATION | FROM LUBE IT | BALE-LUB-DD-168-OIL CHG BALE - OIL CHANGE | 4660469
8326 | BALE-LUB-DD-168-OIL CHG | BALE - OIL CHANGE | 23 | 17 | 1L - Lubricate | 0100820B | STACK INFEED CONVEYOR #2 |  |  |  |  | REDUCER | DD | LUB | OIL CHANGE |  |  |  | 336 | 60 |  |  | JDE |  | LUBRICATION | FROM LUBE IT | BALE-LUB-DD-168-OIL CHG BALE - OIL CHANGE | 4660469
8327 | BALE-LUB-IRD-14-LVL CHK | BALE - INSPECTION | 23 | 17 | 3 - Obj Inspection | 0100820G | SHUTTLE CONVEYOR AND CART |  |  |  |  | REDUCER | IRD | LUB | LEVEL CHK |  |  |  | 14 | 5 |  |  | JDE |  | LUBRICATION | FROM LUBE IT | BALE-LUB-IRD-14-LVL CHK BALE - INSPECTION | 4660470
8328 | BALE-LUB-IRD-14-LVL CHK | BALE - INSPECTION | 23 | 17 | 3 - Obj Inspection | 0100820A | STACK INFEED CONVEYOR #1 |  |  |  |  | REDUCER | IRD | LUB | LEVEL CHK |  |  |  | 14 | 5 |  |  | JDE |  | LUBRICATION | FROM LUBE IT | BALE-LUB-IRD-14-LVL CHK BALE - INSPECTION | 4660470
8329 | BALE-LUB-IRD-14-LVL CHK | BALE - INSPECTION | 23 | 17 | 3 - Obj Inspection | 0100820B | STACK INFEED CONVEYOR #2 |  |  |  |  | REDUCER | IRD | LUB | LEVEL CHK |  |  |  | 14 | 5 |  |  | JDE |  | LUBRICATION | FROM LUBE IT | BALE-LUB-IRD-14-LVL CHK BALE - INSPECTION | 4660470
8330 | BALE-LUB-IRD-14-LVL CHK | BALE - INSPECTION | 23 | 17 | 3 - Obj Inspection | 0100820C | STACK INFEED CONVEYOR #3 |  |  |  |  | REDUCER | IRD | LUB | LEVEL CHK |  |  |  | 14 | 5 |  |  | JDE |  | LUBRICATION | FROM LUBE IT | BALE-LUB-IRD-14-LVL CHK BALE - INSPECTION | 4660470
8331 | BALE-LUB-IRD-14-LVL CHK | BALE - INSPECTION | 23 | 17 | 3 - Obj Inspection | 0100820D | STACK INFEED CONVEYOR #4 |  |  |  |  | REDUCER | IRD | LUB | LEVEL CHK |  |  |  | 14 | 5 |  |  | JDE |  | LUBRICATION | FROM LUBE IT | BALE-LUB-IRD-14-LVL CHK BALE - INSPECTION | 4660470
8332 | BALE-LUB-IRD-14-LVL CHK | BALE - INSPECTION | 23 | 17 | 3 - Obj Inspection | 0100820E | DEWIRING FEED CONVEYOR |  |  |  |  | REDUCER | IRD | LUB | LEVEL CHK |  |  |  | 14 | 5 |  |  | JDE |  | LUBRICATION | FROM LUBE IT | BALE-LUB-IRD-14-LVL CHK BALE - INSPECTION | 4660470
8333 | BALE-LUB-IRD-14-LVL CHK | BALE - INSPECTION | 23 | 17 | 3 - Obj Inspection | 0100820R | AUTOMATIC DEWIRING MACHINE |  |  |  |  | REDUCER | IRD | LUB | LEVEL CHK |  |  |  | 14 | 5 |  |  | JDE |  | LUBRICATION | FROM LUBE IT | BALE-LUB-IRD-14-LVL CHK BALE - INSPECTION | 4660470
8334 | BALE-LUB-IRD-14-LVL CHK | BALE - INSPECTION | 23 | 17 | 3 - Obj Inspection | 0100820Z | BALE HANDLING HYDRAULIC SYSTEM |  |  |  |  | RESERVOIR: HYDRAULIC SYSTEM | IRD | LUB | LEVEL CHK |  |  |  | 14 | 5 |  |  | JDE |  | LUBRICATION | FROM LUBE IT | BALE-LUB-IRD-14-LVL CHK BALE - INSPECTION | 4660470
8335 | BALE-LUB-IRD-14-LVL CHK | BALE - INSPECTION | 23 | 17 | 3 - Obj Inspection | 0100820F | METAL DETECTOR CONVEYOR |  |  |  |  | REDUCER | IRD | LUB | LEVEL CHK |  |  |  | 14 | 5 |  |  | JDE |  | LUBRICATION | FROM LUBE IT | BALE-LUB-IRD-14-LVL CHK BALE - INSPECTION | 4660470
8336 | BALE-LUB-IRD-14-LVL CHK | BALE - INSPECTION | 23 | 17 | 3 - Obj Inspection | 0100820G | SHUTTLE CONVEYOR AND CART |  |  |  |  | REDUCER (TRANSFER CART): TRANSFER CART ASSEMBLY | IRD | LUB | LEVEL CHK |  |  |  | 14 | 5 |  |  | JDE |  | LUBRICATION | FROM LUBE IT | BALE-LUB-IRD-14-LVL CHK BALE - INSPECTION | 4660470
8337 | BALE-LUB-IRD-14-LVL CHK | BALE - INSPECTION | 23 | 17 | 3 - Obj Inspection | 0100820I | REJECT BALE CONVEYOR |  |  |  |  | REDUCER | IRD | LUB | LEVEL CHK |  |  |  | 14 | 5 |  |  | JDE |  | LUBRICATION | FROM LUBE IT | BALE-LUB-IRD-14-LVL CHK BALE - INSPECTION | 4660470
8338 | BALE-LUB-IRD-14-LVL CHK | BALE - INSPECTION | 23 | 17 | 3 - Obj Inspection | 0100820H | BALE STAGE CONVEYOR #1 |  |  |  |  | REDUCER | IRD | LUB | LEVEL CHK |  |  |  | 14 | 5 |  |  | JDE |  | LUBRICATION | FROM LUBE IT | BALE-LUB-IRD-14-LVL CHK BALE - INSPECTION | 4660470
8339 | BALE-LUB-IRD-14-LVL CHK | BALE - INSPECTION | 23 | 17 | 3 - Obj Inspection | 0100820J | BALE STAGE CONVEYOR #2 |  |  |  |  | REDUCER | IRD | LUB | LEVEL CHK |  |  |  | 14 | 5 |  |  | JDE |  | LUBRICATION | FROM LUBE IT | BALE-LUB-IRD-14-LVL CHK BALE - INSPECTION | 4660470
8340 | BALE-LUB-IRD-14-LVL CHK | BALE - INSPECTION | 23 | 17 | 3 - Obj Inspection | 0100820K | BALE STAGE CONVEYOR #3 |  |  |  |  | REDUCER | IRD | LUB | LEVEL CHK |  |  |  | 14 | 5 |  |  | JDE |  | LUBRICATION | FROM LUBE IT | BALE-LUB-IRD-14-LVL CHK BALE - INSPECTION | 4660470
8341 | BALE-LUB-IRD-14-LVL CHK | BALE - INSPECTION | 23 | 17 | 3 - Obj Inspection | 0100820O | PULPER 2 TRANSFER CONVEYOR |  |  |  |  | REDUCER | IRD | LUB | LEVEL CHK |  |  |  | 14 | 5 |  |  | JDE |  | LUBRICATION | FROM LUBE IT | BALE-LUB-IRD-14-LVL CHK BALE - INSPECTION | 4660470
8342 | BALE-LUB-IRD-14-LVL CHK | BALE - INSPECTION | 23 | 17 | 3 - Obj Inspection | 0100820N | PULPER 2 FEED CONVEYOR |  |  |  |  | REDUCER | IRD | LUB | LEVEL CHK |  |  |  | 14 | 5 |  |  | JDE |  | LUBRICATION | FROM LUBE IT | BALE-LUB-IRD-14-LVL CHK BALE - INSPECTION | 4660470
8343 | BALE-LUB-IRD-14-LVL CHK | BALE - INSPECTION | 23 | 17 | 3 - Obj Inspection | 0100821A | BALE PULPER #1 |  |  |  |  | BREATHER | IRD | LUB | VISUAL |  |  |  | 28 | 5 |  |  | JDE |  | LUBRICATION | FROM LUBE IT | BALE-LUB-IRD-14-LVL CHK BALE - INSPECTION | 4660470
8344 | BALE-LUB-IRD-14-LVL CHK | BALE - INSPECTION | 23 | 17 | 3 - Obj Inspection | 0100821A | BALE PULPER #1 |  |  |  |  | GEARBOX | IRD | LUB | LEVEL CHK |  |  |  | 14 | 5 |  |  | JDE |  | LUBRICATION | FROM LUBE IT | BALE-LUB-IRD-14-LVL CHK BALE - INSPECTION | 4660470
8345 | BALE-LUB-IRD-14-LVL CHK | BALE - INSPECTION | 23 | 17 | 3 - Obj Inspection | 0100820M | PULPER 1 TRANSFER CONVEYOR |  |  |  |  | REDUCER | IRD | LUB | LEVEL CHK |  |  |  | 14 | 5 |  |  | JDE |  | LUBRICATION | FROM LUBE IT | BALE-LUB-IRD-14-LVL CHK BALE - INSPECTION | 4660470
8346 | BALE-LUB-IRD-14-LVL CHK | BALE - INSPECTION | 23 | 17 | 3 - Obj Inspection | 0100821B | BALE PULPER #2 |  |  |  |  | BREATHER | IRD | LUB | VISUAL |  |  |  | 28 | 5 |  |  | JDE |  | LUBRICATION | FROM LUBE IT | BALE-LUB-IRD-14-LVL CHK BALE - INSPECTION | 4660470
8347 | BALE-LUB-IRD-14-LVL CHK | BALE - INSPECTION | 23 | 17 | 3 - Obj Inspection | 0100821B | BALE PULPER #2 |  |  |  |  | GEARBOX | IRD | LUB | LEVEL CHK |  |  |  | 14 | 5 |  |  | JDE |  | LUBRICATION | FROM LUBE IT | BALE-LUB-IRD-14-LVL CHK BALE - INSPECTION | 4660470
8348 | BALE-LUB-IRD-14-LVL CHK | BALE - INSPECTION | 23 | 17 | 3 - Obj Inspection | 0100820L | PULPER 1 FEED CONVEYOR |  |  |  |  | REDUCER | IRD | LUB | LEVEL CHK |  |  |  | 14 | 5 |  |  | JDE |  | LUBRICATION | FROM LUBE IT | BALE-LUB-IRD-14-LVL CHK BALE - INSPECTION | 4660470
8349 | BALE-LUB-IRD-14-LVL CHK | BALE - INSPECTION | 23 | 17 | 3 - Obj Inspection | 0100875EBR | BALE PULPER PUMP #1 |  |  |  |  | PUMP | IRD | LUB | LEVEL CHK |  |  |  | 14 | 5 |  |  | JDE |  | LUBRICATION | FROM LUBE IT | BALE-LUB-IRD-14-LVL CHK BALE - INSPECTION | 4660470
8350 | BALE-LUB-IRD-14-LVL CHK | BALE - INSPECTION | 23 | 17 | 3 - Obj Inspection | 0100875EBU | BALE PULPER PUMP #2 |  |  |  |  | PUMP | IRD | LUB | LEVEL CHK |  |  |  | 14 | 5 |  |  | JDE |  | LUBRICATION | FROM LUBE IT | BALE-LUB-IRD-14-LVL CHK BALE - INSPECTION | 4660470
8351 | BALE-LUB-IRD-14-LVL CHK | BALE - INSPECTION | 23 | 17 | 3 - Obj Inspection | 0100845NF | SODIUM BICARBONATE SLURRY FEED PUMP NO. 1 |  |  |  |  | PUMP | IRD | LUB | LEVEL CHK |  |  |  | 14 | 5 |  |  | JDE |  | LUBRICATION | FROM LUBE IT | BALE-LUB-IRD-14-LVL CHK BALE - INSPECTION | 4660470
8352 | BALE-LUB-IRD-14-LVL CHK | BALE - INSPECTION | 23 | 17 | 3 - Obj Inspection | 0100845NG | SODIUM BICARBONATE SLURRY FEED PUMP NO. 2 |  |  |  |  | PUMP | IRD | LUB | LEVEL CHK |  |  |  | 14 | 5 |  |  | JDE |  | LUBRICATION | FROM LUBE IT | BALE-LUB-IRD-14-LVL CHK BALE - INSPECTION | 4660470
8353 | BALE-LUB-IRD-14-LVL CHK | BALE - INSPECTION | 23 | 17 | 3 - Obj Inspection | 0100821AE | DUMP PUMP |  |  |  |  | PUMP | IRD | LUB | LEVEL CHK |  |  |  | 14 | 5 |  |  | JDE |  | LUBRICATION | FROM LUBE IT | BALE-LUB-IRD-14-LVL CHK BALE - INSPECTION | 4660470
8354 | BALE-LUB-IRD-14-LVL CHK | BALE - INSPECTION | 23 | 17 | 3 - Obj Inspection | 0100821BE | DUMP PUMP |  |  |  |  | PUMP | IRD | LUB | LEVEL CHK |  |  |  | 14 | 5 |  |  | JDE |  | LUBRICATION | FROM LUBE IT | BALE-LUB-IRD-14-LVL CHK BALE - INSPECTION | 4660470
8355 | BALE-LUB-IRD-28-LUBE | BALE - REGREASING | 20 | 17 | 1L - Lubricate | 0100820A | STACK INFEED CONVEYOR #1 |  |  |  |  | BEARING (HEAD SHAFT) | IRD | LUB | GREASING |  |  |  | 84 | 5 |  |  | JDE |  | LUBRICATION | FROM LUBE IT | BALE-LUB-IRD-28-LUBE BALE - REGREASING | 4660471
8356 | BALE-LUB-IRD-28-LUBE | BALE - REGREASING | 20 | 17 | 1L - Lubricate | 0100820A | STACK INFEED CONVEYOR #1 |  |  |  |  | BEARING (TAIL SHAFT) | IRD | LUB | GREASING |  |  |  | 84 | 5 |  |  | JDE |  | LUBRICATION | FROM LUBE IT | BALE-LUB-IRD-28-LUBE BALE - REGREASING | 4660471
8357 | BALE-LUB-IRD-28-LUBE | BALE - REGREASING | 20 | 17 | 1L - Lubricate | 0100820A | STACK INFEED CONVEYOR #1 |  |  |  |  | BEARING (TAKE-UP SHAFT) | IRD | LUB | GREASING |  |  |  | 84 | 5 |  |  | JDE |  | LUBRICATION | FROM LUBE IT | BALE-LUB-IRD-28-LUBE BALE - REGREASING | 4660471
8358 | BALE-LUB-IRD-28-LUBE | BALE - REGREASING | 20 | 17 | 1L - Lubricate | 0100820A | STACK INFEED CONVEYOR #1 |  |  |  |  | BEARING (DRIVE SHAFT) | IRD | LUB | GREASING |  |  |  | 84 | 5 |  |  | JDE |  | LUBRICATION | FROM LUBE IT | BALE-LUB-IRD-28-LUBE BALE - REGREASING | 4660471
8359 | BALE-LUB-IRD-28-LUBE | BALE - REGREASING | 20 | 17 | 1L - Lubricate | 0100820A | STACK INFEED CONVEYOR #1 |  |  |  |  | CHAIN (CONVEYOR) | IRD | LUB | LUBRICATE |  |  |  | 168 | 30 |  |  | JDE |  | LUBRICATION | FROM LUBE IT | BALE-LUB-IRD-28-LUBE BALE - REGREASING | 4660471
8360 | BALE-LUB-IRD-28-LUBE | BALE - REGREASING | 20 | 17 | 1L - Lubricate | 0100820A | STACK INFEED CONVEYOR #1 |  |  |  |  | CHAIN (ROLLER) | IRD | LUB | LUBRICATE |  |  |  | 28 | 30 |  |  | JDE |  | LUBRICATION | FROM LUBE IT | BALE-LUB-IRD-28-LUBE BALE - REGREASING | 4660471
8361 | BALE-LUB-IRD-28-LUBE | BALE - REGREASING | 20 | 17 | 1L - Lubricate | 0100820A | STACK INFEED CONVEYOR #1 |  |  |  |  | BEARING (LOADING): CONVEYOR 1 LOADING JUMP BLOCK | IRD | LUB | GREASING |  |  |  | 84 | 5 |  |  | JDE |  | LUBRICATION | FROM LUBE IT | BALE-LUB-IRD-28-LUBE BALE - REGREASING | 4660471
8362 | BALE-LUB-IRD-28-LUBE | BALE - REGREASING | 20 | 17 | 1L - Lubricate | 0100820A | STACK INFEED CONVEYOR #1 |  |  |  |  | BEARING (UNLOADING): CONVEYOR 1 UNLOADING JUMP BLOCK | IRD | LUB | GREASING |  |  |  | 84 | 5 |  |  | JDE |  | LUBRICATION | FROM LUBE IT | BALE-LUB-IRD-28-LUBE BALE - REGREASING | 4660471
8363 | BALE-LUB-IRD-28-LUBE | BALE - REGREASING | 20 | 17 | 1L - Lubricate | 0100820B | STACK INFEED CONVEYOR #2 |  |  |  |  | BEARING (HEAD, TAIL, TAKE-UP AND DRIVE SHAFT) | IRD | LUB | GREASING |  |  |  | 84 | 5 |  |  | JDE |  | LUBRICATION | FROM LUBE IT | BALE-LUB-IRD-28-LUBE BALE - REGREASING | 4660471
8364 | BALE-LUB-IRD-28-LUBE | BALE - REGREASING | 20 | 17 | 1L - Lubricate | 0100820B | STACK INFEED CONVEYOR #2 |  |  |  |  | CHAIN (CONVEYOR) | IRD | LUB | LUBRICATE |  |  |  | 168 | 30 |  |  | JDE |  | LUBRICATION | FROM LUBE IT | BALE-LUB-IRD-28-LUBE BALE - REGREASING | 4660471
8365 | BALE-LUB-IRD-28-LUBE | BALE - REGREASING | 20 | 17 | 1L - Lubricate | 0100820B | STACK INFEED CONVEYOR #2 |  |  |  |  | CHAIN (ROLLER) | IRD | LUB | LUBRICATE |  |  |  | 28 | 30 |  |  | JDE |  | LUBRICATION | FROM LUBE IT | BALE-LUB-IRD-28-LUBE BALE - REGREASING | 4660471
8366 | BALE-LUB-IRD-28-LUBE | BALE - REGREASING | 20 | 17 | 1L - Lubricate | 0100820B | STACK INFEED CONVEYOR #2 |  |  |  |  | BEARING (LOADING): CONVEYOR 2 LOADING JUMP BLOCK | IRD | LUB | GREASING |  |  |  | 84 | 5 |  |  | JDE |  | LUBRICATION | FROM LUBE IT | BALE-LUB-IRD-28-LUBE BALE - REGREASING | 4660471
8367 | BALE-LUB-IRD-28-LUBE | BALE - REGREASING | 20 | 17 | 1L - Lubricate | 0100820B | STACK INFEED CONVEYOR #2 |  |  |  |  | BEARING (UNLOADING): CONVEYOR 2 UNLOADING JUMP BLOCK | IRD | LUB | GREASING |  |  |  | 84 | 5 |  |  | JDE |  | LUBRICATION | FROM LUBE IT | BALE-LUB-IRD-28-LUBE BALE - REGREASING | 4660471
8368 | BALE-LUB-IRD-28-LUBE | BALE - REGREASING | 20 | 17 | 1L - Lubricate | 0100820C | STACK INFEED CONVEYOR #3 |  |  |  |  | BEARING (HEAD, TAIL, TAKE-UP AND DRIVE SHAFT) | IRD | LUB | GREASING |  |  |  | 84 | 5 |  |  | JDE |  | LUBRICATION | FROM LUBE IT | BALE-LUB-IRD-28-LUBE BALE - REGREASING | 4660471
8369 | BALE-LUB-IRD-28-LUBE | BALE - REGREASING | 20 | 17 | 1L - Lubricate | 0100820C | STACK INFEED CONVEYOR #3 |  |  |  |  | CHAIN (CONVEYOR) | IRD | LUB | LUBRICATE |  |  |  | 168 | 30 |  |  | JDE |  | LUBRICATION | FROM LUBE IT | BALE-LUB-IRD-28-LUBE BALE - REGREASING | 4660471
8370 | BALE-LUB-IRD-28-LUBE | BALE - REGREASING | 20 | 17 | 1L - Lubricate | 0100820C | STACK INFEED CONVEYOR #3 |  |  |  |  | CHAIN (ROLLER) | IRD | LUB | LUBRICATE |  |  |  | 28 | 30 |  |  | JDE |  | LUBRICATION | FROM LUBE IT | BALE-LUB-IRD-28-LUBE BALE - REGREASING | 4660471
8371 | BALE-LUB-IRD-28-LUBE | BALE - REGREASING | 20 | 17 | 1L - Lubricate | 0100820C | STACK INFEED CONVEYOR #3 |  |  |  |  | BEARING (LOADING): CONVEYOR 3 LOADING JUMP BLOCK | IRD | LUB | GREASING |  |  |  | 84 | 5 |  |  | JDE |  | LUBRICATION | FROM LUBE IT | BALE-LUB-IRD-28-LUBE BALE - REGREASING | 4660471
8372 | BALE-LUB-IRD-28-LUBE | BALE - REGREASING | 20 | 17 | 1L - Lubricate | 0100820C | STACK INFEED CONVEYOR #3 |  |  |  |  | BEARING (UNLOADING): CONVEYOR 3 UNLOADING JUMP BLOCK | IRD | LUB | GREASING |  |  |  | 84 | 5 |  |  | JDE |  | LUBRICATION | FROM LUBE IT | BALE-LUB-IRD-28-LUBE BALE - REGREASING | 4660471
8373 | BALE-LUB-IRD-28-LUBE | BALE - REGREASING | 20 | 17 | 1L - Lubricate | 0100820D | STACK INFEED CONVEYOR #4 |  |  |  |  | BEARING (HEAD, TAIL, TAKE-UP AND DRIVE SHAFT) | IRD | LUB | GREASING |  |  |  | 84 | 5 |  |  | JDE |  | LUBRICATION | FROM LUBE IT | BALE-LUB-IRD-28-LUBE BALE - REGREASING | 4660471
8374 | BALE-LUB-IRD-28-LUBE | BALE - REGREASING | 20 | 17 | 1L - Lubricate | 0100820D | STACK INFEED CONVEYOR #4 |  |  |  |  | CHAIN (CONVEYOR) | IRD | LUB | LUBRICATE |  |  |  | 168 | 30 |  |  | JDE |  | LUBRICATION | FROM LUBE IT | BALE-LUB-IRD-28-LUBE BALE - REGREASING | 4660471
8375 | BALE-LUB-IRD-28-LUBE | BALE - REGREASING | 20 | 17 | 1L - Lubricate | 0100820D | STACK INFEED CONVEYOR #4 |  |  |  |  | CHAIN (ROLLER) | IRD | LUB | LUBRICATE |  |  |  | 28 | 30 |  |  | JDE |  | LUBRICATION | FROM LUBE IT | BALE-LUB-IRD-28-LUBE BALE - REGREASING | 4660471
8376 | BALE-LUB-IRD-28-LUBE | BALE - REGREASING | 20 | 17 | 1L - Lubricate | 0100820D | STACK INFEED CONVEYOR #4 |  |  |  |  | BEARING (LOADING): CONVEYOR 4 LOADING JUMP BLOCK | IRD | LUB | GREASING |  |  |  | 84 | 5 |  |  | JDE |  | LUBRICATION | FROM LUBE IT | BALE-LUB-IRD-28-LUBE BALE - REGREASING | 4660471
8377 | BALE-LUB-IRD-28-LUBE | BALE - REGREASING | 20 | 17 | 1L - Lubricate | 0100820D | STACK INFEED CONVEYOR #4 |  |  |  |  | BEARING (UNLOADING): CONVEYOR 4 UNLOADING JUMP BLOCK | IRD | LUB | GREASING |  |  |  | 84 | 5 |  |  | JDE |  | LUBRICATION | FROM LUBE IT | BALE-LUB-IRD-28-LUBE BALE - REGREASING | 4660471
8378 | BALE-LUB-IRD-28-LUBE | BALE - REGREASING | 20 | 17 | 1L - Lubricate | 0100820E | DEWIRING FEED CONVEYOR |  |  |  |  | BEARING (HEAD SHAFT) | IRD | LUB | GREASING |  |  |  | 84 | 5 |  |  | JDE |  | LUBRICATION | FROM LUBE IT | BALE-LUB-IRD-28-LUBE BALE - REGREASING | 4660471
8379 | BALE-LUB-IRD-28-LUBE | BALE - REGREASING | 20 | 17 | 1L - Lubricate | 0100820E | DEWIRING FEED CONVEYOR |  |  |  |  | BEARING (TAIL SHAFT) | IRD | LUB | GREASING |  |  |  | 84 | 5 |  |  | JDE |  | LUBRICATION | FROM LUBE IT | BALE-LUB-IRD-28-LUBE BALE - REGREASING | 4660471
8380 | BALE-LUB-IRD-28-LUBE | BALE - REGREASING | 20 | 17 | 1L - Lubricate | 0100820E | DEWIRING FEED CONVEYOR |  |  |  |  | BEARING (TAKE-UP SHAFT) | IRD | LUB | GREASING |  |  |  | 84 | 5 |  |  | JDE |  | LUBRICATION | FROM LUBE IT | BALE-LUB-IRD-28-LUBE BALE - REGREASING | 4660471
8381 | BALE-LUB-IRD-28-LUBE | BALE - REGREASING | 20 | 17 | 1L - Lubricate | 0100820E | DEWIRING FEED CONVEYOR |  |  |  |  | BEARING (DRIVE SHAFT) | IRD | LUB | GREASING |  |  |  | 84 | 5 |  |  | JDE |  | LUBRICATION | FROM LUBE IT | BALE-LUB-IRD-28-LUBE BALE - REGREASING | 4660471
8382 | BALE-LUB-IRD-28-LUBE | BALE - REGREASING | 20 | 17 | 1L - Lubricate | 0100820E | DEWIRING FEED CONVEYOR |  |  |  |  | CHAIN (CONVEYOR) | IRD | LUB | LUBRICATE |  |  |  | 168 | 30 |  |  | JDE |  | LUBRICATION | FROM LUBE IT | BALE-LUB-IRD-28-LUBE BALE - REGREASING | 4660471
8383 | BALE-LUB-IRD-28-LUBE | BALE - REGREASING | 20 | 17 | 1L - Lubricate | 0100820E | DEWIRING FEED CONVEYOR |  |  |  |  | CHAIN (ROLLER) | IRD | LUB | LUBRICATE |  |  |  | 28 | 30 |  |  | JDE |  | LUBRICATION | FROM LUBE IT | BALE-LUB-IRD-28-LUBE BALE - REGREASING | 4660471
8384 | BALE-LUB-IRD-28-LUBE | BALE - REGREASING | 20 | 17 | 1L - Lubricate | 0100820R | AUTOMATIC DEWIRING MACHINE |  |  |  |  | CHAIN (ROLLER) | IRD | LUB | LUBRICATE |  |  |  | 28 | 30 |  |  | JDE |  | LUBRICATION | FROM LUBE IT | BALE-LUB-IRD-28-LUBE BALE - REGREASING | 4660471
8385 | BALE-LUB-IRD-28-LUBE | BALE - REGREASING | 20 | 17 | 1L - Lubricate | 0100820R | AUTOMATIC DEWIRING MACHINE |  |  |  |  | BEARING (IDLE ROLLER) | IRD | LUB | GREASING |  |  |  | 168 | 5 |  |  | JDE |  | LUBRICATION | FROM LUBE IT | BALE-LUB-IRD-28-LUBE BALE - REGREASING | 4660471
8386 | BALE-LUB-IRD-28-LUBE | BALE - REGREASING | 20 | 17 | 1L - Lubricate | 0100828S | BALER FEED SHUTTLE CONVEYOR |  |  |  |  | BEARING (HEAD SHAFT) | IRD | LUB | GREASING |  |  |  | 28 | 5 |  |  | JDE |  | LUBRICATION | FROM LUBE IT | BALE-LUB-IRD-28-LUBE BALE - REGREASING | 4660471
8387 | BALE-LUB-IRD-28-LUBE | BALE - REGREASING | 20 | 17 | 1L - Lubricate | 0100828S | BALER FEED SHUTTLE CONVEYOR |  |  |  |  | BEARING (TAIL SHAFT) | IRD | LUB | GREASING |  |  |  | 28 | 5 |  |  | JDE |  | LUBRICATION | FROM LUBE IT | BALE-LUB-IRD-28-LUBE BALE - REGREASING | 4660471
8388 | BALE-LUB-IRD-28-LUBE | BALE - REGREASING | 20 | 17 | 1L - Lubricate | 0100828S | BALER FEED SHUTTLE CONVEYOR |  |  |  |  | JOINT (CONVEYOR BELT HINGE) | IRD | LUB | GREASING |  |  |  | 28 | 5 |  |  | JDE |  | LUBRICATION | FROM LUBE IT | BALE-LUB-IRD-28-LUBE BALE - REGREASING | 4660471
8389 | BALE-LUB-IRD-28-LUBE | BALE - REGREASING | 20 | 17 | 1L - Lubricate | 0100820R | AUTOMATIC DEWIRING MACHINE |  |  |  |  | BEARING (PIVOT) | IRD | LUB | GREASING |  |  |  | 28 | 5 |  |  | JDE |  | LUBRICATION | FROM LUBE IT | BALE-LUB-IRD-28-LUBE BALE - REGREASING | 4660471
8390 | BALE-LUB-IRD-28-LUBE | BALE - REGREASING | 20 | 17 | 1L - Lubricate | 0100828S | BALER FEED SHUTTLE CONVEYOR |  |  |  |  | SPROCKET (FLOATING TAIL) | IRD | LUB | GREASING |  |  |  | 84 | 5 |  |  | JDE |  | LUBRICATION | FROM LUBE IT | BALE-LUB-IRD-28-LUBE BALE - REGREASING | 4660471
8391 | BALE-LUB-IRD-28-LUBE | BALE - REGREASING | 20 | 17 | 1L - Lubricate | 0100820R | AUTOMATIC DEWIRING MACHINE |  |  |  |  | BEARING (SHAFT) | IRD | LUB | GREASING |  |  |  | 84 | 5 |  |  | JDE |  | LUBRICATION | FROM LUBE IT | BALE-LUB-IRD-28-LUBE BALE - REGREASING | 4660471
8392 | BALE-LUB-IRD-28-LUBE | BALE - REGREASING | 20 | 17 | 1L - Lubricate | 0100820F | METAL DETECTOR CONVEYOR |  |  |  |  | BEARING (HEAD SHAFT) | IRD | LUB | GREASING |  |  |  | 84 | 5 |  |  | JDE |  | LUBRICATION | FROM LUBE IT | BALE-LUB-IRD-28-LUBE BALE - REGREASING | 4660471
8393 | BALE-LUB-IRD-28-LUBE | BALE - REGREASING | 20 | 17 | 1L - Lubricate | 0100820F | METAL DETECTOR CONVEYOR |  |  |  |  | BEARING (TAIL SHAFT) | IRD | LUB | GREASING |  |  |  | 84 | 5 |  |  | JDE |  | LUBRICATION | FROM LUBE IT | BALE-LUB-IRD-28-LUBE BALE - REGREASING | 4660471
8394 | BALE-LUB-IRD-28-LUBE | BALE - REGREASING | 20 | 17 | 1L - Lubricate | 0100820F | METAL DETECTOR CONVEYOR |  |  |  |  | BEARING (TAKE-UP SHAFT) | IRD | LUB | GREASING |  |  |  | 84 | 5 |  |  | JDE |  | LUBRICATION | FROM LUBE IT | BALE-LUB-IRD-28-LUBE BALE - REGREASING | 4660471
8395 | BALE-LUB-IRD-28-LUBE | BALE - REGREASING | 20 | 17 | 1L - Lubricate | 0100820F | METAL DETECTOR CONVEYOR |  |  |  |  | BEARING (DRIVE SHAFT) | IRD | LUB | GREASING |  |  |  | 84 | 5 |  |  | JDE |  | LUBRICATION | FROM LUBE IT | BALE-LUB-IRD-28-LUBE BALE - REGREASING | 4660471
8396 | BALE-LUB-IRD-28-LUBE | BALE - REGREASING | 20 | 17 | 1L - Lubricate | 0100820F | METAL DETECTOR CONVEYOR |  |  |  |  | BEARING (IDLE ROLLER) | IRD | LUB | GREASING |  |  |  | 168 | 5 |  |  | JDE |  | LUBRICATION | FROM LUBE IT | BALE-LUB-IRD-28-LUBE BALE - REGREASING | 4660471
8397 | BALE-LUB-IRD-28-LUBE | BALE - REGREASING | 20 | 17 | 1L - Lubricate | 0100820F | METAL DETECTOR CONVEYOR |  |  |  |  | BEARING (PIVOT) | IRD | LUB | GREASING |  |  |  | 28 | 5 |  |  | JDE |  | LUBRICATION | FROM LUBE IT | BALE-LUB-IRD-28-LUBE BALE - REGREASING | 4660471
8398 | BALE-LUB-IRD-28-LUBE | BALE - REGREASING | 20 | 17 | 1L - Lubricate | 0100820F | METAL DETECTOR CONVEYOR |  |  |  |  | BEARING (RETURN PULLEY SHAFT) | IRD | LUB | GREASING |  |  |  | 84 | 5 |  |  | JDE |  | LUBRICATION | FROM LUBE IT | BALE-LUB-IRD-28-LUBE BALE - REGREASING | 4660471
8399 | BALE-LUB-IRD-28-LUBE | BALE - REGREASING | 20 | 17 | 1L - Lubricate | 0100820F | METAL DETECTOR CONVEYOR |  |  |  |  | CHAIN (ROLLER) | IRD | LUB | LUBRICATE |  |  |  | 28 | 30 |  |  | JDE |  | LUBRICATION | FROM LUBE IT | BALE-LUB-IRD-28-LUBE BALE - REGREASING | 4660471
8400 | BALE-LUB-IRD-28-LUBE | BALE - REGREASING | 20 | 17 | 1L - Lubricate | 0100820G | SHUTTLE CONVEYOR AND CART |  |  |  |  | CHAIN (CONVEYOR) | IRD | LUB | LUBRICATE |  |  |  | 168 | 30 |  |  | JDE |  | LUBRICATION | FROM LUBE IT | BALE-LUB-IRD-28-LUBE BALE - REGREASING | 4660471
8401 | BALE-LUB-IRD-28-LUBE | BALE - REGREASING | 20 | 17 | 1L - Lubricate | 0100820G | SHUTTLE CONVEYOR AND CART |  |  |  |  | CHAIN (ROLLER) | IRD | LUB | LUBRICATE |  |  |  | 28 | 30 |  |  | JDE |  | LUBRICATION | FROM LUBE IT | BALE-LUB-IRD-28-LUBE BALE - REGREASING | 4660471
8402 | BALE-LUB-IRD-28-LUBE | BALE - REGREASING | 20 | 17 | 1L - Lubricate | 0100820G | SHUTTLE CONVEYOR AND CART |  |  |  |  | BEARING (HEAD SHAFT) | IRD | LUB | GREASING |  |  |  | 84 | 5 |  |  | JDE |  | LUBRICATION | FROM LUBE IT | BALE-LUB-IRD-28-LUBE BALE - REGREASING | 4660471
8403 | BALE-LUB-IRD-28-LUBE | BALE - REGREASING | 20 | 17 | 1L - Lubricate | 0100820G | SHUTTLE CONVEYOR AND CART |  |  |  |  | BEARING (TAIL SHAFT) | IRD | LUB | GREASING |  |  |  | 84 | 5 |  |  | JDE |  | LUBRICATION | FROM LUBE IT | BALE-LUB-IRD-28-LUBE BALE - REGREASING | 4660471
8404 | BALE-LUB-IRD-28-LUBE | BALE - REGREASING | 20 | 17 | 1L - Lubricate | 0100820G | SHUTTLE CONVEYOR AND CART |  |  |  |  | BEARING (TAKE-UP SHAFT) | IRD | LUB | GREASING |  |  |  | 84 | 5 |  |  | JDE |  | LUBRICATION | FROM LUBE IT | BALE-LUB-IRD-28-LUBE BALE - REGREASING | 4660471
8405 | BALE-LUB-IRD-28-LUBE | BALE - REGREASING | 20 | 17 | 1L - Lubricate | 0100820G | SHUTTLE CONVEYOR AND CART |  |  |  |  | BEARING (DRIVE SHAFT) | IRD | LUB | GREASING |  |  |  | 84 | 5 |  |  | JDE |  | LUBRICATION | FROM LUBE IT | BALE-LUB-IRD-28-LUBE BALE - REGREASING | 4660471
8406 | BALE-LUB-IRD-28-LUBE | BALE - REGREASING | 20 | 17 | 1L - Lubricate | 0100820G | SHUTTLE CONVEYOR AND CART |  |  |  |  | BEARING (IDLE ROLLER): TRANSFER CART ASSEMBLY | IRD | LUB | GREASING |  |  |  | 168 | 5 |  |  | JDE |  | LUBRICATION | FROM LUBE IT | BALE-LUB-IRD-28-LUBE BALE - REGREASING | 4660471
8407 | BALE-LUB-IRD-28-LUBE | BALE - REGREASING | 20 | 17 | 1L - Lubricate | 0100820G | SHUTTLE CONVEYOR AND CART |  |  |  |  | BEARING (PIVOT): TRANSFER CART ASSEMBLY | IRD | LUB | GREASING |  |  |  | 28 | 5 |  |  | JDE |  | LUBRICATION | FROM LUBE IT | BALE-LUB-IRD-28-LUBE BALE - REGREASING | 4660471
8408 | BALE-LUB-IRD-28-LUBE | BALE - REGREASING | 20 | 17 | 1L - Lubricate | 0100820G | SHUTTLE CONVEYOR AND CART |  |  |  |  | BEARING (SHAFT): TRANSFER CART ASSEMBLY | IRD | LUB | GREASING |  |  |  | 84 | 5 |  |  | JDE |  | LUBRICATION | FROM LUBE IT | BALE-LUB-IRD-28-LUBE BALE - REGREASING | 4660471
8409 | BALE-LUB-IRD-28-LUBE | BALE - REGREASING | 20 | 17 | 1L - Lubricate | 0100820I | REJECT BALE CONVEYOR |  |  |  |  | CHAIN (CONVEYOR) | IRD | LUB | LUBRICATE |  |  |  | 168 | 30 |  |  | JDE |  | LUBRICATION | FROM LUBE IT | BALE-LUB-IRD-28-LUBE BALE - REGREASING | 4660471
8410 | BALE-LUB-IRD-28-LUBE | BALE - REGREASING | 20 | 17 | 1L - Lubricate | 0100820I | REJECT BALE CONVEYOR |  |  |  |  | CHAIN (ROLLER) | IRD | LUB | LUBRICATE |  |  |  | 28 | 30 |  |  | JDE |  | LUBRICATION | FROM LUBE IT | BALE-LUB-IRD-28-LUBE BALE - REGREASING | 4660471
8411 | BALE-LUB-IRD-28-LUBE | BALE - REGREASING | 20 | 17 | 1L - Lubricate | 0100820I | REJECT BALE CONVEYOR |  |  |  |  | BEARING (HEAD SHAFT) | IRD | LUB | GREASING |  |  |  | 84 | 5 |  |  | JDE |  | LUBRICATION | FROM LUBE IT | BALE-LUB-IRD-28-LUBE BALE - REGREASING | 4660471
8412 | BALE-LUB-IRD-28-LUBE | BALE - REGREASING | 20 | 17 | 1L - Lubricate | 0100820I | REJECT BALE CONVEYOR |  |  |  |  | BEARING (TAIL SHAFT) | IRD | LUB | GREASING |  |  |  | 84 | 5 |  |  | JDE |  | LUBRICATION | FROM LUBE IT | BALE-LUB-IRD-28-LUBE BALE - REGREASING | 4660471
8413 | BALE-LUB-IRD-28-LUBE | BALE - REGREASING | 20 | 17 | 1L - Lubricate | 0100820I | REJECT BALE CONVEYOR |  |  |  |  | BEARING (TAKE-UP SHAFT) | IRD | LUB | GREASING |  |  |  | 84 | 5 |  |  | JDE |  | LUBRICATION | FROM LUBE IT | BALE-LUB-IRD-28-LUBE BALE - REGREASING | 4660471
8414 | BALE-LUB-IRD-28-LUBE | BALE - REGREASING | 20 | 17 | 1L - Lubricate | 0100820I | REJECT BALE CONVEYOR |  |  |  |  | BEARING (DRIVE SHAFT) | IRD | LUB | GREASING |  |  |  | 84 | 5 |  |  | JDE |  | LUBRICATION | FROM LUBE IT | BALE-LUB-IRD-28-LUBE BALE - REGREASING | 4660471
8415 | BALE-LUB-IRD-28-LUBE | BALE - REGREASING | 20 | 17 | 1L - Lubricate | 0100820U | WIRE COILER BALER |  |  |  |  | BEARING (MOTOR) | IRD | LUB | GREASING |  |  |  | 84 | 5 |  |  | JDE |  | LUBRICATION | FROM LUBE IT | BALE-LUB-IRD-28-LUBE BALE - REGREASING | 4660471
8416 | BALE-LUB-IRD-28-LUBE | BALE - REGREASING | 20 | 17 | 1L - Lubricate | 0100820H | BALE STAGE CONVEYOR #1 |  |  |  |  | BEARING (TAKE-UP SHAFT) | IRD | LUB | GREASING |  |  |  | 84 | 5 |  |  | JDE |  | LUBRICATION | FROM LUBE IT | BALE-LUB-IRD-28-LUBE BALE - REGREASING | 4660471
8417 | BALE-LUB-IRD-28-LUBE | BALE - REGREASING | 20 | 17 | 1L - Lubricate | 0100820H | BALE STAGE CONVEYOR #1 |  |  |  |  | BEARING (HEAD SHAFT) | IRD | LUB | GREASING |  |  |  | 84 | 5 |  |  | JDE |  | LUBRICATION | FROM LUBE IT | BALE-LUB-IRD-28-LUBE BALE - REGREASING | 4660471
8418 | BALE-LUB-IRD-28-LUBE | BALE - REGREASING | 20 | 17 | 1L - Lubricate | 0100820H | BALE STAGE CONVEYOR #1 |  |  |  |  | BEARING (TAIL SHAFT) | IRD | LUB | GREASING |  |  |  | 84 | 5 |  |  | JDE |  | LUBRICATION | FROM LUBE IT | BALE-LUB-IRD-28-LUBE BALE - REGREASING | 4660471
8419 | BALE-LUB-IRD-28-LUBE | BALE - REGREASING | 20 | 17 | 1L - Lubricate | 0100820H | BALE STAGE CONVEYOR #1 |  |  |  |  | BEARING (DRIVE SHAFT) | IRD | LUB | GREASING |  |  |  | 84 | 5 |  |  | JDE |  | LUBRICATION | FROM LUBE IT | BALE-LUB-IRD-28-LUBE BALE - REGREASING | 4660471
8420 | BALE-LUB-IRD-28-LUBE | BALE - REGREASING | 20 | 17 | 1L - Lubricate | 0100820H | BALE STAGE CONVEYOR #1 |  |  |  |  | CHAIN (CONVEYOR) | IRD | LUB | LUBRICATE |  |  |  | 168 | 5 |  |  | JDE |  | LUBRICATION | FROM LUBE IT | BALE-LUB-IRD-28-LUBE BALE - REGREASING | 4660471
8421 | BALE-LUB-IRD-28-LUBE | BALE - REGREASING | 20 | 17 | 1L - Lubricate | 0100820H | BALE STAGE CONVEYOR #1 |  |  |  |  | CHAIN (ROLLER) | IRD | LUB | LUBRICATE |  |  |  | 168 | 30 |  |  | JDE |  | LUBRICATION | FROM LUBE IT | BALE-LUB-IRD-28-LUBE BALE - REGREASING | 4660471
8422 | BALE-LUB-IRD-28-LUBE | BALE - REGREASING | 20 | 17 | 1L - Lubricate | 0100820J | BALE STAGE CONVEYOR #2 |  |  |  |  | BEARING (TAKE-UP SHAFT) | IRD | LUB | GREASING |  |  |  | 84 | 5 |  |  | JDE |  | LUBRICATION | FROM LUBE IT | BALE-LUB-IRD-28-LUBE BALE - REGREASING | 4660471
8423 | BALE-LUB-IRD-28-LUBE | BALE - REGREASING | 20 | 17 | 1L - Lubricate | 0100820J | BALE STAGE CONVEYOR #2 |  |  |  |  | BEARING (HEAD SHAFT) | IRD | LUB | GREASING |  |  |  | 84 | 5 |  |  | JDE |  | LUBRICATION | FROM LUBE IT | BALE-LUB-IRD-28-LUBE BALE - REGREASING | 4660471
8424 | BALE-LUB-IRD-28-LUBE | BALE - REGREASING | 20 | 17 | 1L - Lubricate | 0100820J | BALE STAGE CONVEYOR #2 |  |  |  |  | BEARING (TAIL SHAFT) | IRD | LUB | GREASING |  |  |  | 84 | 5 |  |  | JDE |  | LUBRICATION | FROM LUBE IT | BALE-LUB-IRD-28-LUBE BALE - REGREASING | 4660471
8425 | BALE-LUB-IRD-28-LUBE | BALE - REGREASING | 20 | 17 | 1L - Lubricate | 0100820J | BALE STAGE CONVEYOR #2 |  |  |  |  | BEARING (DRIVE SHAFT) | IRD | LUB | GREASING |  |  |  | 84 | 5 |  |  | JDE |  | LUBRICATION | FROM LUBE IT | BALE-LUB-IRD-28-LUBE BALE - REGREASING | 4660471
8426 | BALE-LUB-IRD-28-LUBE | BALE - REGREASING | 20 | 17 | 1L - Lubricate | 0100820J | BALE STAGE CONVEYOR #2 |  |  |  |  | CHAIN (CONVEYOR) | IRD | LUB | LUBRICATE |  |  |  | 168 | 5 |  |  | JDE |  | LUBRICATION | FROM LUBE IT | BALE-LUB-IRD-28-LUBE BALE - REGREASING | 4660471
8427 | BALE-LUB-IRD-28-LUBE | BALE - REGREASING | 20 | 17 | 1L - Lubricate | 0100820J | BALE STAGE CONVEYOR #2 |  |  |  |  | CHAIN (ROLLER) | IRD | LUB | LUBRICATE |  |  |  | 28 | 30 |  |  | JDE |  | LUBRICATION | FROM LUBE IT | BALE-LUB-IRD-28-LUBE BALE - REGREASING | 4660471
8428 | BALE-LUB-IRD-28-LUBE | BALE - REGREASING | 20 | 17 | 1L - Lubricate | 0100820K | BALE STAGE CONVEYOR #3 |  |  |  |  | BEARING (TAKE-UP SHAFT) | IRD | LUB | GREASING |  |  |  | 84 | 5 |  |  | JDE |  | LUBRICATION | FROM LUBE IT | BALE-LUB-IRD-28-LUBE BALE - REGREASING | 4660471
8429 | BALE-LUB-IRD-28-LUBE | BALE - REGREASING | 20 | 17 | 1L - Lubricate | 0100820K | BALE STAGE CONVEYOR #3 |  |  |  |  | BEARING (HEAD SHAFT) | IRD | LUB | GREASING |  |  |  | 84 | 5 |  |  | JDE |  | LUBRICATION | FROM LUBE IT | BALE-LUB-IRD-28-LUBE BALE - REGREASING | 4660471
8430 | BALE-LUB-IRD-28-LUBE | BALE - REGREASING | 20 | 17 | 1L - Lubricate | 0100820K | BALE STAGE CONVEYOR #3 |  |  |  |  | BEARING (TAIL SHAFT) | IRD | LUB | GREASING |  |  |  | 84 | 5 |  |  | JDE |  | LUBRICATION | FROM LUBE IT | BALE-LUB-IRD-28-LUBE BALE - REGREASING | 4660471
8431 | BALE-LUB-IRD-28-LUBE | BALE - REGREASING | 20 | 17 | 1L - Lubricate | 0100820K | BALE STAGE CONVEYOR #3 |  |  |  |  | BEARING (DRIVE SHAFT) | IRD | LUB | GREASING |  |  |  | 84 | 5 |  |  | JDE |  | LUBRICATION | FROM LUBE IT | BALE-LUB-IRD-28-LUBE BALE - REGREASING | 4660471
8432 | BALE-LUB-IRD-28-LUBE | BALE - REGREASING | 20 | 17 | 1L - Lubricate | 0100820K | BALE STAGE CONVEYOR #3 |  |  |  |  | CHAIN (CONVEYOR) | IRD | LUB | LUBRICATE |  |  |  | 168 | 5 |  |  | JDE |  | LUBRICATION | FROM LUBE IT | BALE-LUB-IRD-28-LUBE BALE - REGREASING | 4660471
8433 | BALE-LUB-IRD-28-LUBE | BALE - REGREASING | 20 | 17 | 1L - Lubricate | 0100820K | BALE STAGE CONVEYOR #3 |  |  |  |  | CHAIN (ROLLER) | IRD | LUB | LUBRICATE |  |  |  | 168 | 30 |  |  | JDE |  | LUBRICATION | FROM LUBE IT | BALE-LUB-IRD-28-LUBE BALE - REGREASING | 4660471
8434 | BALE-LUB-IRD-28-LUBE | BALE - REGREASING | 20 | 17 | 1L - Lubricate | 0100820O | PULPER 2 TRANSFER CONVEYOR |  |  |  |  | CHAIN (CONVEYOR) | IRD | LUB | LUBRICATE |  |  |  | 168 | 30 |  |  | JDE |  | LUBRICATION | FROM LUBE IT | BALE-LUB-IRD-28-LUBE BALE - REGREASING | 4660471
8435 | BALE-LUB-IRD-28-LUBE | BALE - REGREASING | 20 | 17 | 1L - Lubricate | 0100820O | PULPER 2 TRANSFER CONVEYOR |  |  |  |  | CHAIN (ROLLER) | IRD | LUB | LUBRICATE |  |  |  | 28 | 30 |  |  | JDE |  | LUBRICATION | FROM LUBE IT | BALE-LUB-IRD-28-LUBE BALE - REGREASING | 4660471
8436 | BALE-LUB-IRD-28-LUBE | BALE - REGREASING | 20 | 17 | 1L - Lubricate | 0100820O | PULPER 2 TRANSFER CONVEYOR |  |  |  |  | BEARING (HEAD SHAFT) | IRD | LUB | GREASING |  |  |  | 84 | 5 |  |  | JDE |  | LUBRICATION | FROM LUBE IT | BALE-LUB-IRD-28-LUBE BALE - REGREASING | 4660471
8437 | BALE-LUB-IRD-28-LUBE | BALE - REGREASING | 20 | 17 | 1L - Lubricate | 0100820O | PULPER 2 TRANSFER CONVEYOR |  |  |  |  | BEARING (TAIL SHAFT) | IRD | LUB | GREASING |  |  |  | 84 | 5 |  |  | JDE |  | LUBRICATION | FROM LUBE IT | BALE-LUB-IRD-28-LUBE BALE - REGREASING | 4660471
8438 | BALE-LUB-IRD-28-LUBE | BALE - REGREASING | 20 | 17 | 1L - Lubricate | 0100820O | PULPER 2 TRANSFER CONVEYOR |  |  |  |  | BEARING (TAKE-UP SHAFT) | IRD | LUB | GREASING |  |  |  | 84 | 5 |  |  | JDE |  | LUBRICATION | FROM LUBE IT | BALE-LUB-IRD-28-LUBE BALE - REGREASING | 4660471
8439 | BALE-LUB-IRD-28-LUBE | BALE - REGREASING | 20 | 17 | 1L - Lubricate | 0100820O | PULPER 2 TRANSFER CONVEYOR |  |  |  |  | BEARING (DRIVE SHAFT) | IRD | LUB | GREASING |  |  |  | 84 | 5 |  |  | JDE |  | LUBRICATION | FROM LUBE IT | BALE-LUB-IRD-28-LUBE BALE - REGREASING | 4660471
8440 | BALE-LUB-IRD-28-LUBE | BALE - REGREASING | 20 | 17 | 1L - Lubricate | 0100821A | BALE PULPER #1 |  |  |  |  | BEARING (MOTOR) | IRD | LUB | GREASING |  |  |  | 168 | 5 |  |  | JDE |  | LUBRICATION | FROM LUBE IT | BALE-LUB-IRD-28-LUBE BALE - REGREASING | 4660471
8441 | BALE-LUB-IRD-28-LUBE | BALE - REGREASING | 20 | 17 | 1L - Lubricate | 0100821A | BALE PULPER #1 |  |  |  |  | BEARING | IRD | LUB | GREASING |  |  |  | 168 | 5 |  |  | JDE |  | LUBRICATION | FROM LUBE IT | BALE-LUB-IRD-28-LUBE BALE - REGREASING | 4660471
8442 | BALE-LUB-IRD-28-LUBE | BALE - REGREASING | 20 | 17 | 1L - Lubricate | 0100820N | PULPER 2 FEED CONVEYOR |  |  |  |  | BEARING (HEAD SHAFT) | IRD | LUB | GREASING |  |  |  | 84 | 5 |  |  | JDE |  | LUBRICATION | FROM LUBE IT | BALE-LUB-IRD-28-LUBE BALE - REGREASING | 4660471
8443 | BALE-LUB-IRD-28-LUBE | BALE - REGREASING | 20 | 17 | 1L - Lubricate | 0100820N | PULPER 2 FEED CONVEYOR |  |  |  |  | BEARING (TAIL SHAFT) | IRD | LUB | GREASING |  |  |  | 84 | 5 |  |  | JDE |  | LUBRICATION | FROM LUBE IT | BALE-LUB-IRD-28-LUBE BALE - REGREASING | 4660471
8444 | BALE-LUB-IRD-28-LUBE | BALE - REGREASING | 20 | 17 | 1L - Lubricate | 0100820N | PULPER 2 FEED CONVEYOR |  |  |  |  | BEARING (TAKE-UP SHAFT) | IRD | LUB | GREASING |  |  |  | 84 | 5 |  |  | JDE |  | LUBRICATION | FROM LUBE IT | BALE-LUB-IRD-28-LUBE BALE - REGREASING | 4660471
8445 | BALE-LUB-IRD-28-LUBE | BALE - REGREASING | 20 | 17 | 1L - Lubricate | 0100820N | PULPER 2 FEED CONVEYOR |  |  |  |  | BEARING (DRIVE SHAFT) | IRD | LUB | GREASING |  |  |  | 84 | 5 |  |  | JDE |  | LUBRICATION | FROM LUBE IT | BALE-LUB-IRD-28-LUBE BALE - REGREASING | 4660471
8446 | BALE-LUB-IRD-28-LUBE | BALE - REGREASING | 20 | 17 | 1L - Lubricate | 0100820N | PULPER 2 FEED CONVEYOR |  |  |  |  | BEARING (IDLE ROLLER) | IRD | LUB | GREASING |  |  |  | 168 | 5 |  |  | JDE |  | LUBRICATION | FROM LUBE IT | BALE-LUB-IRD-28-LUBE BALE - REGREASING | 4660471
8447 | BALE-LUB-IRD-28-LUBE | BALE - REGREASING | 20 | 17 | 1L - Lubricate | 0100820N | PULPER 2 FEED CONVEYOR |  |  |  |  | BEARING (PIVOT) | IRD | LUB | GREASING |  |  |  | 28 | 20 |  |  | JDE |  | LUBRICATION | FROM LUBE IT | BALE-LUB-IRD-28-LUBE BALE - REGREASING | 4660471
8448 | BALE-LUB-IRD-28-LUBE | BALE - REGREASING | 20 | 17 | 1L - Lubricate | 0100820N | PULPER 2 FEED CONVEYOR |  |  |  |  | BEARING (RETURN PULLEY SHAFT) | IRD | LUB | GREASING |  |  |  | 84 | 5 |  |  | JDE |  | LUBRICATION | FROM LUBE IT | BALE-LUB-IRD-28-LUBE BALE - REGREASING | 4660471
8449 | BALE-LUB-IRD-28-LUBE | BALE - REGREASING | 20 | 17 | 1L - Lubricate | 0100820M | PULPER 1 TRANSFER CONVEYOR |  |  |  |  | BEARING (HEAD SHAFT) | IRD | LUB | GREASING |  |  |  | 84 | 5 |  |  | JDE |  | LUBRICATION | FROM LUBE IT | BALE-LUB-IRD-28-LUBE BALE - REGREASING | 4660471
8450 | BALE-LUB-IRD-28-LUBE | BALE - REGREASING | 20 | 17 | 1L - Lubricate | 0100820M | PULPER 1 TRANSFER CONVEYOR |  |  |  |  | CHAIN (CONVEYOR) | IRD | LUB | LUBRICATE |  |  |  | 168 | 30 |  |  | JDE |  | LUBRICATION | FROM LUBE IT | BALE-LUB-IRD-28-LUBE BALE - REGREASING | 4660471
8451 | BALE-LUB-IRD-28-LUBE | BALE - REGREASING | 20 | 17 | 1L - Lubricate | 0100820M | PULPER 1 TRANSFER CONVEYOR |  |  |  |  | CHAIN (ROLLER) | IRD | LUB | LUBRICATE |  |  |  | 28 | 30 |  |  | JDE |  | LUBRICATION | FROM LUBE IT | BALE-LUB-IRD-28-LUBE BALE - REGREASING | 4660471
8452 | BALE-LUB-IRD-28-LUBE | BALE - REGREASING | 20 | 17 | 1L - Lubricate | 0100820M | PULPER 1 TRANSFER CONVEYOR |  |  |  |  | BEARING (TAIL SHAFT) | IRD | LUB | GREASING |  |  |  | 84 | 5 |  |  | JDE |  | LUBRICATION | FROM LUBE IT | BALE-LUB-IRD-28-LUBE BALE - REGREASING | 4660471
8453 | BALE-LUB-IRD-28-LUBE | BALE - REGREASING | 20 | 17 | 1L - Lubricate | 0100820M | PULPER 1 TRANSFER CONVEYOR |  |  |  |  | BEARING (TAKE-UP SHAFT) | IRD | LUB | GREASING |  |  |  | 84 | 5 |  |  | JDE |  | LUBRICATION | FROM LUBE IT | BALE-LUB-IRD-28-LUBE BALE - REGREASING | 4660471
8454 | BALE-LUB-IRD-28-LUBE | BALE - REGREASING | 20 | 17 | 1L - Lubricate | 0100820M | PULPER 1 TRANSFER CONVEYOR |  |  |  |  | BEARING (DRIVE SHAFT) | IRD | LUB | GREASING |  |  |  | 84 | 5 |  |  | JDE |  | LUBRICATION | FROM LUBE IT | BALE-LUB-IRD-28-LUBE BALE - REGREASING | 4660471
8455 | BALE-LUB-IRD-28-LUBE | BALE - REGREASING | 20 | 17 | 1L - Lubricate | 0100821B | BALE PULPER #2 |  |  |  |  | BEARING (MOTOR) | IRD | LUB | GREASING |  |  |  | 168 | 5 |  |  | JDE |  | LUBRICATION | FROM LUBE IT | BALE-LUB-IRD-28-LUBE BALE - REGREASING | 4660471
8456 | BALE-LUB-IRD-28-LUBE | BALE - REGREASING | 20 | 17 | 1L - Lubricate | 0100821B | BALE PULPER #2 |  |  |  |  | BEARING | IRD | LUB | GREASING |  |  |  | 168 | 5 |  |  | JDE |  | LUBRICATION | FROM LUBE IT | BALE-LUB-IRD-28-LUBE BALE - REGREASING | 4660471
8457 | BALE-LUB-IRD-28-LUBE | BALE - REGREASING | 20 | 17 | 1L - Lubricate | 0100820L | PULPER 1 FEED CONVEYOR |  |  |  |  | CHAIN (ROLLER) | IRD | LUB | LUBRICATE |  |  |  | 28 | 30 |  |  | JDE |  | LUBRICATION | FROM LUBE IT | BALE-LUB-IRD-28-LUBE BALE - REGREASING | 4660471
8458 | BALE-LUB-IRD-28-LUBE | BALE - REGREASING | 20 | 17 | 1L - Lubricate | 0100820L | PULPER 1 FEED CONVEYOR |  |  |  |  | BEARING (HEAD SHAFT) | IRD | LUB | GREASING |  |  |  | 84 | 5 |  |  | JDE |  | LUBRICATION | FROM LUBE IT | BALE-LUB-IRD-28-LUBE BALE - REGREASING | 4660471
8459 | BALE-LUB-IRD-28-LUBE | BALE - REGREASING | 20 | 17 | 1L - Lubricate | 0100820L | PULPER 1 FEED CONVEYOR |  |  |  |  | BEARING (TAIL SHAFT) | IRD | LUB | GREASING |  |  |  | 84 | 5 |  |  | JDE |  | LUBRICATION | FROM LUBE IT | BALE-LUB-IRD-28-LUBE BALE - REGREASING | 4660471
8460 | BALE-LUB-IRD-28-LUBE | BALE - REGREASING | 20 | 17 | 1L - Lubricate | 0100820L | PULPER 1 FEED CONVEYOR |  |  |  |  | BEARING (TAKE-UP SHAFT) | IRD | LUB | GREASING |  |  |  | 84 | 5 |  |  | JDE |  | LUBRICATION | FROM LUBE IT | BALE-LUB-IRD-28-LUBE BALE - REGREASING | 4660471
8461 | BALE-LUB-IRD-28-LUBE | BALE - REGREASING | 20 | 17 | 1L - Lubricate | 0100820L | PULPER 1 FEED CONVEYOR |  |  |  |  | BEARING (DRIVE SHAFT) | IRD | LUB | GREASING |  |  |  | 84 | 5 |  |  | JDE |  | LUBRICATION | FROM LUBE IT | BALE-LUB-IRD-28-LUBE BALE - REGREASING | 4660471
8462 | BALE-LUB-IRD-28-LUBE | BALE - REGREASING | 20 | 17 | 1L - Lubricate | 0100820L | PULPER 1 FEED CONVEYOR |  |  |  |  | BEARING (IDLE ROLLER) | IRD | LUB | GREASING |  |  |  | 168 | 5 |  |  | JDE |  | LUBRICATION | FROM LUBE IT | BALE-LUB-IRD-28-LUBE BALE - REGREASING | 4660471
8463 | BALE-LUB-IRD-28-LUBE | BALE - REGREASING | 20 | 17 | 1L - Lubricate | 0100820L | PULPER 1 FEED CONVEYOR |  |  |  |  | BEARING (PIVOT) | IRD | LUB | GREASING |  |  |  | 28 | 20 |  |  | JDE |  | LUBRICATION | FROM LUBE IT | BALE-LUB-IRD-28-LUBE BALE - REGREASING | 4660471
8464 | BALE-LUB-IRD-28-LUBE | BALE - REGREASING | 20 | 17 | 1L - Lubricate | 0100820L | PULPER 1 FEED CONVEYOR |  |  |  |  | BEARING (RETURN PULLEY SHAFT) | IRD | LUB | GREASING |  |  |  | 84 | 5 |  |  | JDE |  | LUBRICATION | FROM LUBE IT | BALE-LUB-IRD-28-LUBE BALE - REGREASING | 4660471
8465 | BALE-LUB-IRD-28-LUBE | BALE - REGREASING | 20 | 17 | 1L - Lubricate | 0100875EBR | BALE PULPER PUMP #1 |  |  |  |  | BEARING (MOTOR) | IRD | LUB | GREASING |  |  |  | 420 | 5 |  |  | JDE |  | LUBRICATION | FROM LUBE IT | BALE-LUB-IRD-28-LUBE BALE - REGREASING | 4660471
8466 | BALE-LUB-IRD-28-LUBE | BALE - REGREASING | 20 | 17 | 1L - Lubricate | 0100875EBU | BALE PULPER PUMP #2 |  |  |  |  | BEARING (MOTOR) | IRD | LUB | GREASING |  |  |  | 420 | 5 |  |  | JDE |  | LUBRICATION | FROM LUBE IT | BALE-LUB-IRD-28-LUBE BALE - REGREASING | 4660471
8467 | BALE-LUB-IRD-28-LUBE | BALE - REGREASING | 20 | 17 | 1L - Lubricate | 0100845NF | SODIUM BICARBONATE SLURRY FEED PUMP NO. 1 |  |  |  |  | BEARING (MOTOR) | IRD | LUB | GREASING |  |  |  | 672 | 5 |  |  | JDE |  | LUBRICATION | FROM LUBE IT | BALE-LUB-IRD-28-LUBE BALE - REGREASING | 4660471
8468 | BALE-LUB-IRD-28-LUBE | BALE - REGREASING | 20 | 17 | 1L - Lubricate | 0100845NG | SODIUM BICARBONATE SLURRY FEED PUMP NO. 2 |  |  |  |  | BEARING (MOTOR) | IRD | LUB | GREASING |  |  |  | 672 | 5 |  |  | JDE |  | LUBRICATION | FROM LUBE IT | BALE-LUB-IRD-28-LUBE BALE - REGREASING | 4660471
8469 | BALE-LUB-IRD-28-LUBE | BALE - REGREASING | 20 | 17 | 1L - Lubricate | 0100820N | PULPER 2 FEED CONVEYOR |  |  |  |  | CHAIN (ROLLER) | IRD | LUB | LUBRICATE |  |  |  | 28 | 30 |  |  | JDE |  | LUBRICATION | FROM LUBE IT | BALE-LUB-IRD-28-LUBE BALE - REGREASING | 4660471
8470 | BSMNT-LUB-DD-168-LUBE | BASEMENT - OIL CHANGE | 21 | 21 | 1L - Lubricate | 0100824AB | DUMP CHEST #2 PUMP |  |  |  |  | PUMP | DD | LUB | OIL CHANGE |  |  |  | 336 | 60 |  |  | JDE |  | LUBRICATION | FROM LUBE IT | BSMNT-LUB-DD-168-LUBE BASEMENT - OIL CHANGE | 4660472
8471 | BSMNT-LUB-DD-168-LUBE | BASEMENT - OIL CHANGE | 21 | 21 | 1L - Lubricate | 0100822AB | DUMP CHEST #1 PUMP |  |  |  |  | PUMP | DD | LUB | OIL CHANGE |  |  |  | 336 | 60 |  |  | JDE |  | LUBRICATION | FROM LUBE IT | BSMNT-LUB-DD-168-LUBE BASEMENT - OIL CHANGE | 4660472
8472 | BSMNT-LUB-DD-168-LUBE | BASEMENT - OIL CHANGE | 21 | 21 | 1L - Lubricate | 0100833F | TAD FABRIC FLOODED NIP SHOWER PUMP |  |  |  |  | PUMP | DD | LUB | OIL CHANGE |  |  |  | 336 | 60 |  |  | JDE |  | LUBRICATION | FROM LUBE IT | BSMNT-LUB-DD-168-LUBE BASEMENT - OIL CHANGE | 4660472
8473 | BSMNT-LUB-DD-168-LUBE | BASEMENT - OIL CHANGE | 21 | 21 | 1L - Lubricate | 0100833G | TAD FABRIC HP FAN SHOWER PUMP |  |  |  |  | PUMP | DD | LUB | OIL CHANGE |  |  |  | 336 | 60 |  |  | JDE |  | LUBRICATION | FROM LUBE IT | BSMNT-LUB-DD-168-LUBE BASEMENT - OIL CHANGE | 4660472
8474 | BSMNT-LUB-DD-168-LUBE | BASEMENT - OIL CHANGE | 21 | 21 | 1L - Lubricate | 0100833D | CLARIFIED TAD TRAY WATER PUMP |  |  |  |  | PUMP | DD | LUB | OIL CHANGE |  |  |  | 336 | 60 |  |  | JDE |  | LUBRICATION | FROM LUBE IT | BSMNT-LUB-DD-168-LUBE BASEMENT - OIL CHANGE | 4660472
8475 | BSMNT-LUB-DD-168-LUBE | BASEMENT - OIL CHANGE | 21 | 21 | 1L - Lubricate | 0100832NB | WIRE PIT PUMP |  |  |  |  | PUMP | DD | LUB | OIL CHANGE |  |  |  | 336 | 60 |  |  | JDE |  | LUBRICATION | FROM LUBE IT | BSMNT-LUB-DD-168-LUBE BASEMENT - OIL CHANGE | 4660472
8476 | BSMNT-LUB-DD-168-LUBE | BASEMENT - OIL CHANGE | 21 | 21 | 1L - Lubricate | 5050030DF | CONDENSATE RETURN PUMP #1 |  |  |  |  | PUMP | DD | LUB | OIL CHANGE |  |  |  | 336 | 60 |  |  | JDE |  | LUBRICATION | FROM LUBE IT | BSMNT-LUB-DD-168-LUBE BASEMENT - OIL CHANGE | 4660472
8477 | BSMNT-LUB-DD-168-LUBE | BASEMENT - OIL CHANGE | 21 | 21 | 1L - Lubricate | 0100830G | CORE FAN PUMP |  |  |  |  | PUMP | DD | LUB | OIL CHANGE |  |  |  | 336 | 60 |  |  | JDE |  | LUBRICATION | FROM LUBE IT | BSMNT-LUB-DD-168-LUBE BASEMENT - OIL CHANGE | 4660472
8478 | BSMNT-LUB-DD-168-LUBE | BASEMENT - OIL CHANGE | 21 | 21 | 1L - Lubricate | 0100826KB | BROKE REJECTS TANK PUMP |  |  |  |  | PUMP | DD | LUB | OIL CHANGE |  |  |  | 336 | 60 |  |  | JDE |  | LUBRICATION | FROM LUBE IT | BSMNT-LUB-DD-168-LUBE BASEMENT - OIL CHANGE | 4660472
8479 | BSMNT-LUB-DD-168-LUBE | BASEMENT - OIL CHANGE | 21 | 21 | 1L - Lubricate | 5050030DG | CONDENSATE RETURN PUMP #2 |  |  |  |  | PUMP | DD | LUB | OIL CHANGE |  |  |  | 336 | 60 |  |  | JDE |  | LUBRICATION | FROM LUBE IT | BSMNT-LUB-DD-168-LUBE BASEMENT - OIL CHANGE | 4660472
8480 | BSMNT-LUB-DD-168-LUBE | BASEMENT - OIL CHANGE | 21 | 21 | 1L - Lubricate | 5050030DB | BOILER FEED PUMP #1 |  |  |  |  | PUMP | DD | LUB | OIL CHANGE |  |  |  | 336 | 60 |  |  | JDE |  | LUBRICATION | FROM LUBE IT | BSMNT-LUB-DD-168-LUBE BASEMENT - OIL CHANGE | 4660472
8481 | BSMNT-LUB-DD-168-LUBE | BASEMENT - OIL CHANGE | 21 | 21 | 1L - Lubricate | 0100826AD | BROKE DUMP CHEST PUMP #1 |  |  |  |  | PUMP | DD | LUB | OIL CHANGE |  |  |  | 336 | 60 |  |  | JDE |  | LUBRICATION | FROM LUBE IT | BSMNT-LUB-DD-168-LUBE BASEMENT - OIL CHANGE | 4660472
8482 | BSMNT-LUB-DD-168-LUBE | BASEMENT - OIL CHANGE | 21 | 21 | 1L - Lubricate | 5050030DC | BOILER FEED PUMP #2 |  |  |  |  | PUMP | DD | LUB | OIL CHANGE |  |  |  | 336 | 60 |  |  | JDE |  | LUBRICATION | FROM LUBE IT | BSMNT-LUB-DD-168-LUBE BASEMENT - OIL CHANGE | 4660472
8483 | BSMNT-LUB-DD-168-LUBE | BASEMENT - OIL CHANGE | 21 | 21 | 1L - Lubricate | 0100826AE | BROKE DUMP CHEST PUMP #2 |  |  |  |  | PUMP | DD | LUB | OIL CHANGE |  |  |  | 336 | 60 |  |  | JDE |  | LUBRICATION | FROM LUBE IT | BSMNT-LUB-DD-168-LUBE BASEMENT - OIL CHANGE | 4660472
8484 | BSMNT-LUB-DD-168-LUBE | BASEMENT - OIL CHANGE | 21 | 21 | 1L - Lubricate | 0100828B | BROKE PULPER DUMP PUMP |  |  |  |  | PUMP | DD | LUB | OIL CHANGE |  |  |  | 336 | 60 |  |  | JDE |  | LUBRICATION | FROM LUBE IT | BSMNT-LUB-DD-168-LUBE BASEMENT - OIL CHANGE | 4660472
8485 | BSMNT-LUB-DD-168-LUBE | BASEMENT - OIL CHANGE | 21 | 21 | 1L - Lubricate | 0100826FB | DEFLAKED BROKE CHEST PUMP #1 |  |  |  |  | PUMP | DD | LUB | OIL CHANGE |  |  |  | 336 | 60 |  |  | JDE |  | LUBRICATION | FROM LUBE IT | BSMNT-LUB-DD-168-LUBE BASEMENT - OIL CHANGE | 4660472
8486 | BSMNT-LUB-DD-168-LUBE | BASEMENT - OIL CHANGE | 21 | 21 | 1L - Lubricate | 0100826FC | DEFLAKED BROKE CHEST PUMP #2 |  |  |  |  | PUMP | DD | LUB | OIL CHANGE |  |  |  | 168 | 60 |  |  | JDE |  | LUBRICATION | FROM LUBE IT | BSMNT-LUB-DD-168-LUBE BASEMENT - OIL CHANGE | 4660472
8487 | BSMNT-LUB-DD-168-LUBE | BASEMENT - OIL CHANGE | 21 | 21 | 1L - Lubricate | 0100880B | WARM FRESH WATER CHEMICAL DILUTION PUMP |  |  |  |  | PUMP | DD | LUB | OIL CHANGE |  |  |  | 336 | 60 |  |  | JDE |  | LUBRICATION | FROM LUBE IT | BSMNT-LUB-DD-168-LUBE BASEMENT - OIL CHANGE | 4660472
8488 | BSMNT-LUB-DD-168-LUBE | BASEMENT - OIL CHANGE | 21 | 21 | 1L - Lubricate | 0100826L | BROKE TO ETP PUMP |  |  |  |  | PUMP | DD | LUB | OIL CHANGE |  |  |  | 336 | 60 |  |  | JDE |  | LUBRICATION | FROM LUBE IT | BSMNT-LUB-DD-168-LUBE BASEMENT - OIL CHANGE | 4660472
8489 | BSMNT-LUB-DD-168-LUBE | BASEMENT - OIL CHANGE | 21 | 21 | 1L - Lubricate | 5050030CB | MAKE-UP WATER PUMP #1 |  |  |  |  | PUMP | DD | LUB | OIL CHANGE |  |  |  | 336 | 60 |  |  | JDE |  | LUBRICATION | FROM LUBE IT | BSMNT-LUB-DD-168-LUBE BASEMENT - OIL CHANGE | 4660472
8490 | BSMNT-LUB-DD-168-LUBE | BASEMENT - OIL CHANGE | 21 | 21 | 1L - Lubricate | 0100826JB | BROKE ACCEPTS TANK PUMP |  |  |  |  | PUMP | DD | LUB | OIL CHANGE |  |  |  | 336 | 60 |  |  | JDE |  | LUBRICATION | FROM LUBE IT | BSMNT-LUB-DD-168-LUBE BASEMENT - OIL CHANGE | 4660472
8491 | BSMNT-LUB-DD-168-LUBE | BASEMENT - OIL CHANGE | 21 | 21 | 1L - Lubricate | 0100828A | BROKE PULPER |  |  |  |  | REDUCER | DD | LUB | OIL CHANGE |  |  |  | 672 | 60 |  |  | JDE |  | LUBRICATION | FROM LUBE IT | BSMNT-LUB-DD-168-LUBE BASEMENT - OIL CHANGE | 4660472
8492 | BSMNT-LUB-DD-168-LUBE | BASEMENT - OIL CHANGE | 21 | 21 | 1L - Lubricate | 5050030CC | MAKE-UP WATER PUMP #2 |  |  |  |  | PUMP | DD | LUB | OIL CHANGE |  |  |  | 336 | 60 |  |  | JDE |  | LUBRICATION | FROM LUBE IT | BSMNT-LUB-DD-168-LUBE BASEMENT - OIL CHANGE | 4660472
8493 | BSMNT-LUB-DD-168-LUBE | BASEMENT - OIL CHANGE | 21 | 21 | 1L - Lubricate | 0100880E | WARM FRESH WATER MAKE-UP PUMP |  |  |  |  | PUMP | DD | LUB | OIL CHANGE |  |  |  | 336 | 60 |  |  | JDE |  | LUBRICATION | FROM LUBE IT | BSMNT-LUB-DD-168-LUBE BASEMENT - OIL CHANGE | 4660472
8494 | BSMNT-LUB-DD-168-LUBE | BASEMENT - OIL CHANGE | 21 | 21 | 1L - Lubricate | 0100880D | WARM FRESH WATER LOW PRESSURE SHOWER PUMP |  |  |  |  | PUMP | DD | LUB | OIL CHANGE |  |  |  | 336 | 60 |  |  | JDE |  | LUBRICATION | FROM LUBE IT | BSMNT-LUB-DD-168-LUBE BASEMENT - OIL CHANGE | 4660472
8495 | BSMNT-LUB-DD-168-LUBE | BASEMENT - OIL CHANGE | 21 | 21 | 1L - Lubricate | 0100880C | WARM FRESH WATER HIGH PRESSURE SHOWER PUMP |  |  |  |  | PUMP | DD | LUB | OIL CHANGE |  |  |  | 336 | 60 |  |  | JDE |  | LUBRICATION | FROM LUBE IT | BSMNT-LUB-DD-168-LUBE BASEMENT - OIL CHANGE | 4660472
8496 | BSMNT-LUB-DD-168-LUBE | BASEMENT - OIL CHANGE | 21 | 21 | 1L - Lubricate | 0100844BC | ATMOSPHERIC CONDENSATE RECEIVER PUMP #1 |  |  |  |  | PUMP | DD | LUB | OIL CHANGE |  |  |  | 336 | 60 |  |  | JDE |  | LUBRICATION | FROM LUBE IT | BSMNT-LUB-DD-168-LUBE BASEMENT - OIL CHANGE | 4660472
8497 | BSMNT-LUB-DD-168-LUBE | BASEMENT - OIL CHANGE | 21 | 21 | 1L - Lubricate | 0100844BD | ATMOSPHERIC CONDENSATE RECEIVER PUMP #2 |  |  |  |  | PUMP | DD | LUB | OIL CHANGE |  |  |  | 336 | 60 |  |  | JDE |  | LUBRICATION | FROM LUBE IT | BSMNT-LUB-DD-168-LUBE BASEMENT - OIL CHANGE | 4660472
8498 | BSMNT-LUB-DD-168-LUBE | BASEMENT - OIL CHANGE | 21 | 21 | 1L - Lubricate | 0100864AZ | WET DUST RECIRCULATION PUMP |  |  |  |  | PUMP | DD | LUB | OIL CHANGE |  |  |  | 168 | 60 |  |  | JDE |  | LUBRICATION | FROM LUBE IT | BSMNT-LUB-DD-168-LUBE BASEMENT - OIL CHANGE | 4660472
8499 | BSMNT-LUB-DD-168-LUBE | BASEMENT - OIL CHANGE | 21 | 21 | 1L - Lubricate | 0100833B | TAD TRAY WATER PUMP |  |  |  |  | PUMP | DD | LUB | OIL CHANGE |  |  |  | 336 | 60 |  |  | JDE |  | LUBRICATION | FROM LUBE IT | BSMNT-LUB-DD-168-LUBE BASEMENT - OIL CHANGE | 4660472
8500 | BSMNT-LUB-DD-168-LUBE | BASEMENT - OIL CHANGE | 21 | 21 | 1L - Lubricate | 0100880I | SEAL WATER PUMP #2 |  |  |  |  | PUMP | DD | LUB | OIL CHANGE |  |  |  | 336 | 60 |  |  | JDE |  | LUBRICATION | FROM LUBE IT | BSMNT-LUB-DD-168-LUBE BASEMENT - OIL CHANGE | 4660472
8501 | BSMNT-LUB-DD-168-LUBE | BASEMENT - OIL CHANGE | 21 | 21 | 1L - Lubricate | 0100880H | SEAL WATER PUMP #1 |  |  |  |  | PUMP | DD | LUB | OIL CHANGE |  |  |  | 336 | 60 |  |  | JDE |  | LUBRICATION | FROM LUBE IT | BSMNT-LUB-DD-168-LUBE BASEMENT - OIL CHANGE | 4660472
8502 | BSMNT-LUB-DD-168-LUBE | BASEMENT - OIL CHANGE | 21 | 21 | 1L - Lubricate | 0100832I | EXCESS WHITE WATER PUMP |  |  |  |  | PUMP | DD | LUB | OIL CHANGE |  |  |  | 336 | 60 |  |  | JDE |  | LUBRICATION | FROM LUBE IT | BSMNT-LUB-DD-168-LUBE BASEMENT - OIL CHANGE | 4660472
8503 | BSMNT-LUB-DD-168-LUBE | BASEMENT - OIL CHANGE | 21 | 21 | 1L - Lubricate | 0100830JB | YANKEE MACHINE CHEST PUMP |  |  |  |  | PUMP | DD | LUB | OIL CHANGE |  |  |  | 336 | 60 |  |  | JDE |  | LUBRICATION | FROM LUBE IT | BSMNT-LUB-DD-168-LUBE BASEMENT - OIL CHANGE | 4660472
8504 | BSMNT-LUB-DD-168-LUBE | BASEMENT - OIL CHANGE | 21 | 21 | 1L - Lubricate | 0100830IB | YANKEE BLEND CHEST PUMP |  |  |  |  | PUMP | DD | LUB | OIL CHANGE |  |  |  | 336 | 60 |  |  | JDE |  | LUBRICATION | FROM LUBE IT | BSMNT-LUB-DD-168-LUBE BASEMENT - OIL CHANGE | 4660472
8505 | BSMNT-LUB-DD-168-LUBE | BASEMENT - OIL CHANGE | 21 | 21 | 1L - Lubricate | 0100830FB | CORE MACHINE CHEST PUMP |  |  |  |  | PUMP | DD | LUB | OIL CHANGE |  |  |  | 336 | 60 |  |  | JDE |  | LUBRICATION | FROM LUBE IT | BSMNT-LUB-DD-168-LUBE BASEMENT - OIL CHANGE | 4660472
8506 | BSMNT-LUB-DD-168-LUBE | BASEMENT - OIL CHANGE | 21 | 21 | 1L - Lubricate | 0100830EB | CORE BLEND CHEST PUMP |  |  |  |  | PUMP | DD | LUB | OIL CHANGE |  |  |  | 336 | 60 |  |  | JDE |  | LUBRICATION | FROM LUBE IT | BSMNT-LUB-DD-168-LUBE BASEMENT - OIL CHANGE | 4660472
8507 | BSMNT-LUB-DD-168-LUBE | BASEMENT - OIL CHANGE | 21 | 21 | 1L - Lubricate | 0100830BB | TAD MACHINE CHEST PUMP |  |  |  |  | PUMP | DD | LUB | OIL CHANGE |  |  |  | 336 | 60 |  |  | JDE |  | LUBRICATION | FROM LUBE IT | BSMNT-LUB-DD-168-LUBE BASEMENT - OIL CHANGE | 4660472
8508 | BSMNT-LUB-DD-168-LUBE | BASEMENT - OIL CHANGE | 21 | 21 | 1L - Lubricate | 0100832HG | DAF RECOVERED FIBER PUMP |  |  |  |  | PUMP | DD | LUB | OIL CHANGE |  |  |  | 168 | 60 |  |  | JDE |  | LUBRICATION | FROM LUBE IT | BSMNT-LUB-DD-168-LUBE BASEMENT - OIL CHANGE | 4660472
8509 | BSMNT-LUB-DD-168-LUBE | BASEMENT - OIL CHANGE | 21 | 21 | 1L - Lubricate | 0100832L | UTM & BROKE PULPER FILL PUMP |  |  |  |  | PUMP | DD | LUB | OIL CHANGE |  |  |  | 336 | 60 |  |  | JDE |  | LUBRICATION | FROM LUBE IT | BSMNT-LUB-DD-168-LUBE BASEMENT - OIL CHANGE | 4660472
8510 | BSMNT-LUB-DD-168-LUBE | BASEMENT - OIL CHANGE | 21 | 21 | 1L - Lubricate | 0100832K | BALE PULPER FILL PUMP |  |  |  |  | PUMP | DD | LUB | OIL CHANGE |  |  |  | 336 | 60 |  |  | JDE |  | LUBRICATION | FROM LUBE IT | BSMNT-LUB-DD-168-LUBE BASEMENT - OIL CHANGE | 4660472
8511 | BSMNT-LUB-DD-168-LUBE | BASEMENT - OIL CHANGE | 21 | 21 | 1L - Lubricate | 0100826JB | BROKE ACCEPTS TO BLEND CHEST PUMP |  |  |  |  | PUMP | DD | LUB | OIL CHANGE |  |  |  | 336 | 60 |  |  | JDE |  | LUBRICATION | FROM LUBE IT | BSMNT-LUB-DD-168-LUBE BASEMENT - OIL CHANGE | 4660472
8512 | BSMNT-LUB-DD-168-LUBE | BASEMENT - OIL CHANGE | 21 | 21 | 1L - Lubricate | 0100830C | TAD FAN PUMP |  |  |  |  | PUMP | DD | LUB | OIL CHANGE |  |  |  | 336 | 60 |  |  | JDE |  | LUBRICATION | FROM LUBE IT | BSMNT-LUB-DD-168-LUBE BASEMENT - OIL CHANGE | 4660472
8513 | BSMNT-LUB-DD-168-LUBE | BASEMENT - OIL CHANGE | 21 | 21 | 1L - Lubricate | 0100834G | CWW MISC. SHOWER PUMP |  |  |  |  | PUMP | DD | LUB | OIL CHANGE |  |  |  | 168 | 60 |  |  | JDE |  | LUBRICATION | FROM LUBE IT | BSMNT-LUB-DD-168-LUBE BASEMENT - OIL CHANGE | 4660472
8514 | BSMNT-LUB-DD-168-LUBE | BASEMENT - OIL CHANGE | 21 | 21 | 1L - Lubricate | 0100834B | CLARIFIED WHITE WATER PUMP |  |  |  |  | PUMP | DD | LUB | OIL CHANGE |  |  |  | 336 | 60 |  |  | JDE |  | LUBRICATION | FROM LUBE IT | BSMNT-LUB-DD-168-LUBE BASEMENT - OIL CHANGE | 4660472
8515 | BSMNT-LUB-DD-168-LUBE | BASEMENT - OIL CHANGE | 21 | 21 | 1L - Lubricate | 0100832G | CONSISTENCY CONTROL PUMP |  |  |  |  | PUMP | DD | LUB | OIL CHANGE |  |  |  | 336 | 60 |  |  | JDE |  | LUBRICATION | FROM LUBE IT | BSMNT-LUB-DD-168-LUBE BASEMENT - OIL CHANGE | 4660472
8516 | BSMNT-LUB-DD-168-LUBE | BASEMENT - OIL CHANGE | 21 | 21 | 1L - Lubricate | 0100832HE | DAF FEED PUMP |  |  |  |  | PUMP | DD | LUB | OIL CHANGE |  |  |  | 336 | 60 |  |  | JDE |  | LUBRICATION | FROM LUBE IT | BSMNT-LUB-DD-168-LUBE BASEMENT - OIL CHANGE | 4660472
8517 | BSMNT-LUB-DD-168-LUBE | BASEMENT - OIL CHANGE | 21 | 21 | 1L - Lubricate | 0100834H | CWW MP SHOWER PUMP |  |  |  |  | PUMP | DD | LUB | OIL CHANGE |  |  |  | 168 | 60 |  |  | JDE |  | LUBRICATION | FROM LUBE IT | BSMNT-LUB-DD-168-LUBE BASEMENT - OIL CHANGE | 4660472
8518 | BSMNT-LUB-DD-168-LUBE | BASEMENT - OIL CHANGE | 21 | 21 | 1L - Lubricate | 0100834F | CWW HP SHOWER PUMP #2 |  |  |  |  | PUMP | DD | LUB | OIL CHANGE |  |  |  | 168 | 60 |  |  | JDE |  | LUBRICATION | FROM LUBE IT | BSMNT-LUB-DD-168-LUBE BASEMENT - OIL CHANGE | 4660472
8519 | BSMNT-LUB-DD-168-LUBE | BASEMENT - OIL CHANGE | 21 | 21 | 1L - Lubricate | 0100834E | CWW HP SHOWER PUMP #1 |  |  |  |  | PUMP | DD | LUB | OIL CHANGE |  |  |  | 168 | 60 |  |  | JDE |  | LUBRICATION | FROM LUBE IT | BSMNT-LUB-DD-168-LUBE BASEMENT - OIL CHANGE | 4660472
8520 | BSMNT-LUB-DD-168-LUBE | BASEMENT - OIL CHANGE | 21 | 21 | 1L - Lubricate | 0100836XA | DB TAD SEAL PIT PUMP |  |  |  |  | PUMP | DD | LUB | OIL CHANGE |  |  |  | 336 | 60 |  |  | JDE |  | LUBRICATION | FROM LUBE IT | BSMNT-LUB-DD-168-LUBE BASEMENT - OIL CHANGE | 4660472
8521 | BSMNT-LUB-DD-168-LUBE | BASEMENT - OIL CHANGE | 21 | 21 | 1L - Lubricate | 0100880A | EDGE TRIM AND TAIL SQUIRT SHOWER PUMP |  |  |  |  | PUMP | DD | LUB | OIL CHANGE |  |  |  | 336 | 60 |  |  | JDE |  | LUBRICATION | FROM LUBE IT | BSMNT-LUB-DD-168-LUBE BASEMENT - OIL CHANGE | 4660472
8522 | BSMNT-LUB-DD-168-LUBE | BASEMENT - OIL CHANGE | 21 | 21 | 1L - Lubricate | 0100826MA | UTM PULPER PUMP |  |  |  |  | PUMP | DD | LUB | OIL CHANGE |  |  |  | 336 | 60 |  |  | JDE |  | LUBRICATION | FROM LUBE IT | BSMNT-LUB-DD-168-LUBE BASEMENT - OIL CHANGE | 4660472
8523 | BSMNT-LUB-DD-168-LUBE | BASEMENT - OIL CHANGE | 21 | 21 | 1L - Lubricate | 0100826MB | UTM PULPER ROTOR #1 |  |  |  |  | GEARBOX | DD | LUB | OIL CHANGE |  |  |  | 672 | 60 |  |  | JDE |  | LUBRICATION | FROM LUBE IT | BSMNT-LUB-DD-168-LUBE BASEMENT - OIL CHANGE | 4660472
8524 | BSMNT-LUB-DD-168-LUBE | BASEMENT - OIL CHANGE | 21 | 21 | 1L - Lubricate | 0100826MC | UTM PULPER ROTOR #2 |  |  |  |  | GEARBOX | DD | LUB | OIL CHANGE |  |  |  | 672 | 60 |  |  | JDE |  | LUBRICATION | FROM LUBE IT | BSMNT-LUB-DD-168-LUBE BASEMENT - OIL CHANGE | 4660472
8525 | BSMNT-LUB-DD-168-LUBE | BASEMENT - OIL CHANGE | 21 | 21 | 1L - Lubricate | 0100880M | HOSE STATION BOOSTER PUMP |  |  |  |  | PUMP | DD | LUB | OIL CHANGE |  |  |  | 336 | 60 |  |  | JDE |  | LUBRICATION | FROM LUBE IT | BSMNT-LUB-DD-168-LUBE BASEMENT - OIL CHANGE | 4660472
8526 | BSMNT-LUB-DD-168-LUBE | BASEMENT - OIL CHANGE | 21 | 21 | 1L - Lubricate | 0100830AB | TAD BLEND CHEST PUMP |  |  |  |  | PUMP | DD | LUB | OIL CHANGE |  |  |  | 336 | 60 |  |  | JDE |  | LUBRICATION | FROM LUBE IT | BSMNT-LUB-DD-168-LUBE BASEMENT - OIL CHANGE | 4660472
8527 | BSMNT-LUB-DD-168-LUBE | BASEMENT - OIL CHANGE | 21 | 21 | 1L - Lubricate | 0100870HKB | WATER JET HP PUMP(INTENSIFIER) |  |  |  |  | RESERVOIR | DD | LUB | OIL CHANGE |  |  |  | 336 | 60 |  |  | JDE |  | LUBRICATION | FROM LUBE IT | BSMNT-LUB-DD-168-LUBE BASEMENT - OIL CHANGE | 4660472
8528 | BSMNT-LUB-DD-168-LUBE | BASEMENT - OIL CHANGE | 21 | 21 | 1L - Lubricate | 0100826MD | UTM PULPER SUMP PUMP |  |  |  |  | PUMP | DD | LUB | OIL CHANGE |  |  |  | 336 | 60 |  |  | JDE |  | LUBRICATION | FROM LUBE IT | BSMNT-LUB-DD-168-LUBE BASEMENT - OIL CHANGE | 4660472
8529 | BSMNT-LUB-DD-168-LUBE | BASEMENT - OIL CHANGE | 21 | 21 | 1L - Lubricate | 0100832E | BOW SCREEN RECOVERED FIBER PUMP |  |  |  |  | PUMP | DD | LUB | OIL CHANGE |  |  |  | 336 | 60 |  |  | JDE |  | LUBRICATION | FROM LUBE IT | BSMNT-LUB-DD-168-LUBE BASEMENT - OIL CHANGE | 4660472
8530 | BSMNT-LUB-DD-168-LUBE | BASEMENT - OIL CHANGE | 21 | 21 | 1L - Lubricate | 0100830K | YANKEE FAN PUMP |  |  |  |  | PUMP | DD | LUB | OIL CHANGE |  |  |  | 336 | 60 |  |  | JDE |  | LUBRICATION | FROM LUBE IT | BSMNT-LUB-DD-168-LUBE BASEMENT - OIL CHANGE | 4660472
8531 | BSMNT-LUB-IRD-7-LVL CHK | BASEMENT - INSPECTION | 23 | 21 | 3 - Obj Inspection | 0100824AB | DUMP CHEST #2 PUMP |  |  |  |  | PUMP | IRD | LUB | LEVEL CHK |  |  |  | 14 | 5 |  |  | JDE |  | LUBRICATION | FROM LUBE IT | BSMNT-LUB-IRD-7-LVL CHK BASEMENT - INSPECTION | 4660473
8532 | BSMNT-LUB-IRD-7-LVL CHK | BASEMENT - INSPECTION | 23 | 21 | 3 - Obj Inspection | 0100822AB | DUMP CHEST #1 PUMP |  |  |  |  | PUMP | IRD | LUB | LEVEL CHK |  |  |  | 14 | 5 |  |  | JDE |  | LUBRICATION | FROM LUBE IT | BSMNT-LUB-IRD-7-LVL CHK BASEMENT - INSPECTION | 4660473
8539 | BSMNT-LUB-IRD-7-LVL CHK | BASEMENT - INSPECTION | 23 | 21 | 3 - Obj Inspection | 0100833F | TAD FABRIC FLOODED NIP SHOWER PUMP |  |  |  |  | PUMP | IRD | LUB | LEVEL CHK |  |  |  | 14 | 5 |  |  | JDE |  | LUBRICATION | FROM LUBE IT | BSMNT-LUB-IRD-7-LVL CHK BASEMENT - INSPECTION | 4660473
8544 | BSMNT-LUB-IRD-7-LVL CHK | BASEMENT - INSPECTION | 23 | 21 | 3 - Obj Inspection | 0100833G | TAD FABRIC HP FAN SHOWER PUMP |  |  |  |  | PUMP | IRD | LUB | LEVEL CHK |  |  |  | 14 | 5 |  |  | JDE |  | LUBRICATION | FROM LUBE IT | BSMNT-LUB-IRD-7-LVL CHK BASEMENT - INSPECTION | 4660473
8545 | BSMNT-LUB-IRD-7-LVL CHK | BASEMENT - INSPECTION | 23 | 21 | 3 - Obj Inspection | 0100833D | CLARIFIED TAD TRAY WATER PUMP |  |  |  |  | PUMP | IRD | LUB | LEVEL CHK |  |  |  | 14 | 5 |  |  | JDE |  | LUBRICATION | FROM LUBE IT | BSMNT-LUB-IRD-7-LVL CHK BASEMENT - INSPECTION | 4660473
8546 | BSMNT-LUB-IRD-7-LVL CHK | BASEMENT - INSPECTION | 23 | 21 | 3 - Obj Inspection | 5050030DF | CONDENSATE RETURN PUMP #1 |  |  |  |  | PUMP | IRD | LUB | LEVEL CHK |  |  |  | 14 | 5 |  |  | JDE |  | LUBRICATION | FROM LUBE IT | BSMNT-LUB-IRD-7-LVL CHK BASEMENT - INSPECTION | 4660473
8547 | BSMNT-LUB-IRD-7-LVL CHK | BASEMENT - INSPECTION | 23 | 21 | 3 - Obj Inspection | 0100826KB | BROKE REJECTS TANK PUMP |  |  |  |  | PUMP | IRD | LUB | LEVEL CHK |  |  |  | 14 | 5 |  |  | JDE |  | LUBRICATION | FROM LUBE IT | BSMNT-LUB-IRD-7-LVL CHK BASEMENT - INSPECTION | 4660473
8548 | BSMNT-LUB-IRD-7-LVL CHK | BASEMENT - INSPECTION | 23 | 21 | 3 - Obj Inspection | 5050030DG | CONDENSATE RETURN PUMP #2 |  |  |  |  | PUMP | IRD | LUB | LEVEL CHK |  |  |  | 14 | 5 |  |  | JDE |  | LUBRICATION | FROM LUBE IT | BSMNT-LUB-IRD-7-LVL CHK BASEMENT - INSPECTION | 4660473
8549 | BSMNT-LUB-IRD-7-LVL CHK | BASEMENT - INSPECTION | 23 | 21 | 3 - Obj Inspection | 5050030DB | BOILER FEED PUMP #1 |  |  |  |  | PUMP | IRD | LUB | LEVEL CHK |  |  |  | 14 | 5 |  |  | JDE |  | LUBRICATION | FROM LUBE IT | BSMNT-LUB-IRD-7-LVL CHK BASEMENT - INSPECTION | 4660473
8550 | BSMNT-LUB-IRD-7-LVL CHK | BASEMENT - INSPECTION | 23 | 21 | 3 - Obj Inspection | 0100826AD | BROKE DUMP CHEST PUMP #1 |  |  |  |  | PUMP | IRD | LUB | LEVEL CHK |  |  |  | 14 | 5 |  |  | JDE |  | LUBRICATION | FROM LUBE IT | BSMNT-LUB-IRD-7-LVL CHK BASEMENT - INSPECTION | 4660473
8551 | BSMNT-LUB-IRD-7-LVL CHK | BASEMENT - INSPECTION | 23 | 21 | 3 - Obj Inspection | 5050030DC | BOILER FEED PUMP #2 |  |  |  |  | PUMP | IRD | LUB | LEVEL CHK |  |  |  | 14 | 5 |  |  | JDE |  | LUBRICATION | FROM LUBE IT | BSMNT-LUB-IRD-7-LVL CHK BASEMENT - INSPECTION | 4660473
8552 | BSMNT-LUB-IRD-7-LVL CHK | BASEMENT - INSPECTION | 23 | 21 | 3 - Obj Inspection | 0100826AE | BROKE DUMP CHEST PUMP #2 |  |  |  |  | PUMP | IRD | LUB | LEVEL CHK |  |  |  | 14 | 5 |  |  | JDE |  | LUBRICATION | FROM LUBE IT | BSMNT-LUB-IRD-7-LVL CHK BASEMENT - INSPECTION | 4660473
8553 | BSMNT-LUB-IRD-7-LVL CHK | BASEMENT - INSPECTION | 23 | 21 | 3 - Obj Inspection | 0100828B | BROKE PULPER DUMP PUMP |  |  |  |  | PUMP | IRD | LUB | LEVEL CHK |  |  |  | 14 | 5 |  |  | JDE |  | LUBRICATION | FROM LUBE IT | BSMNT-LUB-IRD-7-LVL CHK BASEMENT - INSPECTION | 4660473
8554 | BSMNT-LUB-IRD-7-LVL CHK | BASEMENT - INSPECTION | 23 | 21 | 3 - Obj Inspection | 0100826FB | DEFLAKED BROKE CHEST PUMP #1 |  |  |  |  | PUMP | IRD | LUB | LEVEL CHK |  |  |  | 14 | 5 |  |  | JDE |  | LUBRICATION | FROM LUBE IT | BSMNT-LUB-IRD-7-LVL CHK BASEMENT - INSPECTION | 4660473
8555 | BSMNT-LUB-IRD-7-LVL CHK | BASEMENT - INSPECTION | 23 | 21 | 3 - Obj Inspection | 0100826FC | DEFLAKED BROKE CHEST PUMP #2 |  |  |  |  | PUMP | IRD | LUB | LEVEL CHK |  |  |  | 14 | 5 |  |  | JDE |  | LUBRICATION | FROM LUBE IT | BSMNT-LUB-IRD-7-LVL CHK BASEMENT - INSPECTION | 4660473
8556 | BSMNT-LUB-IRD-7-LVL CHK | BASEMENT - INSPECTION | 23 | 21 | 3 - Obj Inspection | 0100880B | WARM FRESH WATER CHEMICAL DILUTION PUMP |  |  |  |  | PUMP | IRD | LUB | LEVEL CHK |  |  |  | 14 | 5 |  |  | JDE |  | LUBRICATION | FROM LUBE IT | BSMNT-LUB-IRD-7-LVL CHK BASEMENT - INSPECTION | 4660473
8557 | BSMNT-LUB-IRD-7-LVL CHK | BASEMENT - INSPECTION | 23 | 21 | 3 - Obj Inspection | 0100828A | BROKE PULPER |  |  |  |  | BREATHER | IRD | LUB | VISUAL |  |  |  | 28 | 5 |  |  | JDE |  | LUBRICATION | FROM LUBE IT | BSMNT-LUB-IRD-7-LVL CHK BASEMENT - INSPECTION | 4660473
8558 | BSMNT-LUB-IRD-7-LVL CHK | BASEMENT - INSPECTION | 23 | 21 | 3 - Obj Inspection | 5050030CB | MAKE-UP WATER PUMP #1 |  |  |  |  | PUMP | IRD | LUB | LEVEL CHK |  |  |  | 14 | 5 |  |  | JDE |  | LUBRICATION | FROM LUBE IT | BSMNT-LUB-IRD-7-LVL CHK BASEMENT - INSPECTION | 4660473
8559 | BSMNT-LUB-IRD-7-LVL CHK | BASEMENT - INSPECTION | 23 | 21 | 3 - Obj Inspection | 0100828A | BROKE PULPER |  |  |  |  | BEARING (TOP) | IRD | LUB | VISUAL |  |  |  | 7 | 5 |  |  | JDE |  | LUBRICATION | FROM LUBE IT | BSMNT-LUB-IRD-7-LVL CHK BASEMENT - INSPECTION | 4660473
8560 | BSMNT-LUB-IRD-7-LVL CHK | BASEMENT - INSPECTION | 23 | 21 | 3 - Obj Inspection | 5050030CC | MAKE-UP WATER PUMP #2 |  |  |  |  | PUMP | IRD | LUB | LEVEL CHK |  |  |  | 14 | 5 |  |  | JDE |  | LUBRICATION | FROM LUBE IT | BSMNT-LUB-IRD-7-LVL CHK BASEMENT - INSPECTION | 4660473
8565 | BSMNT-LUB-IRD-7-LVL CHK | BASEMENT - INSPECTION | 23 | 21 | 3 - Obj Inspection | 0100826JB | BROKE ACCEPTS TANK PUMP |  |  |  |  | PUMP | IRD | LUB | LEVEL CHK |  |  |  | 14 | 5 |  |  | JDE |  | LUBRICATION | FROM LUBE IT | BSMNT-LUB-IRD-7-LVL CHK BASEMENT - INSPECTION | 4660473
8566 | BSMNT-LUB-IRD-7-LVL CHK | BASEMENT - INSPECTION | 23 | 21 | 3 - Obj Inspection | 0100880E | WARM FRESH WATER MAKE-UP PUMP |  |  |  |  | PUMP | IRD | LUB | LEVEL CHK |  |  |  | 14 | 5 |  |  | JDE |  | LUBRICATION | FROM LUBE IT | BSMNT-LUB-IRD-7-LVL CHK BASEMENT - INSPECTION | 4660473
8567 | BSMNT-LUB-IRD-7-LVL CHK | BASEMENT - INSPECTION | 23 | 21 | 3 - Obj Inspection | 0100826JB | BROKE ACCEPTS TO BLEND CHEST PUMP |  |  |  |  | PUMP | IRD | LUB | LEVEL CHK |  |  |  | 14 | 5 |  |  | JDE |  | LUBRICATION | FROM LUBE IT | BSMNT-LUB-IRD-7-LVL CHK BASEMENT - INSPECTION | 4660473
8568 | BSMNT-LUB-IRD-7-LVL CHK | BASEMENT - INSPECTION | 23 | 21 | 3 - Obj Inspection | 0100880D | WARM FRESH WATER LOW PRESSURE SHOWER PUMP |  |  |  |  | PUMP | IRD | LUB | LEVEL CHK |  |  |  | 14 | 5 |  |  | JDE |  | LUBRICATION | FROM LUBE IT | BSMNT-LUB-IRD-7-LVL CHK BASEMENT - INSPECTION | 4660473
8569 | BSMNT-LUB-IRD-7-LVL CHK | BASEMENT - INSPECTION | 23 | 21 | 3 - Obj Inspection | 0100880C | WARM FRESH WATER HIGH PRESSURE SHOWER PUMP |  |  |  |  | PUMP | IRD | LUB | LEVEL CHK |  |  |  | 14 | 5 |  |  | JDE |  | LUBRICATION | FROM LUBE IT | BSMNT-LUB-IRD-7-LVL CHK BASEMENT - INSPECTION | 4660473
8570 | BSMNT-LUB-IRD-7-LVL CHK | BASEMENT - INSPECTION | 23 | 21 | 3 - Obj Inspection | 0100844BC | ATMOSPHERIC CONDENSATE RECEIVER PUMP #1 |  |  |  |  | PUMP | IRD | LUB | LEVEL CHK |  |  |  | 14 | 5 |  |  | JDE |  | LUBRICATION | FROM LUBE IT | BSMNT-LUB-IRD-7-LVL CHK BASEMENT - INSPECTION | 4660473
8571 | BSMNT-LUB-IRD-7-LVL CHK | BASEMENT - INSPECTION | 23 | 21 | 3 - Obj Inspection | 0100844BD | ATMOSPHERIC CONDENSATE RECEIVER PUMP #2 |  |  |  |  | PUMP | IRD | LUB | LEVEL CHK |  |  |  | 14 | 5 |  |  | JDE |  | LUBRICATION | FROM LUBE IT | BSMNT-LUB-IRD-7-LVL CHK BASEMENT - INSPECTION | 4660473
8572 | BSMNT-LUB-IRD-7-LVL CHK | BASEMENT - INSPECTION | 23 | 21 | 3 - Obj Inspection | 0100864AZ | WET DUST RECIRCULATION PUMP |  |  |  |  | PUMP | IRD | LUB | LEVEL CHK |  |  |  | 14 | 5 |  |  | JDE |  | LUBRICATION | FROM LUBE IT | BSMNT-LUB-IRD-7-LVL CHK BASEMENT - INSPECTION | 4660473
8573 | BSMNT-LUB-IRD-7-LVL CHK | BASEMENT - INSPECTION | 23 | 21 | 3 - Obj Inspection | 0100833B | TAD TRAY WATER PUMP |  |  |  |  | PUMP | IRD | LUB | LEVEL CHK |  |  |  | 14 | 5 |  |  | JDE |  | LUBRICATION | FROM LUBE IT | BSMNT-LUB-IRD-7-LVL CHK BASEMENT - INSPECTION | 4660473
8574 | BSMNT-LUB-IRD-7-LVL CHK | BASEMENT - INSPECTION | 23 | 21 | 3 - Obj Inspection | 0100880I | SEAL WATER PUMP #2 |  |  |  |  | PUMP | IRD | LUB | LEVEL CHK |  |  |  | 14 | 5 |  |  | JDE |  | LUBRICATION | FROM LUBE IT | BSMNT-LUB-IRD-7-LVL CHK BASEMENT - INSPECTION | 4660473
8575 | BSMNT-LUB-IRD-7-LVL CHK | BASEMENT - INSPECTION | 23 | 21 | 3 - Obj Inspection | 0100880H | SEAL WATER PUMP #1 |  |  |  |  | PUMP | IRD | LUB | LEVEL CHK |  |  |  | 14 | 5 |  |  | JDE |  | LUBRICATION | FROM LUBE IT | BSMNT-LUB-IRD-7-LVL CHK BASEMENT - INSPECTION | 4660473
8576 | BSMNT-LUB-IRD-7-LVL CHK | BASEMENT - INSPECTION | 23 | 21 | 3 - Obj Inspection | 0100832I | EXCESS WHITE WATER PUMP |  |  |  |  | PUMP | IRD | LUB | LEVEL CHK |  |  |  | 14 | 5 |  |  | JDE |  | LUBRICATION | FROM LUBE IT | BSMNT-LUB-IRD-7-LVL CHK BASEMENT - INSPECTION | 4660473
8577 | BSMNT-LUB-IRD-7-LVL CHK | BASEMENT - INSPECTION | 23 | 21 | 3 - Obj Inspection | 0100830JB | YANKEE MACHINE CHEST PUMP |  |  |  |  | PUMP | IRD | LUB | LEVEL CHK |  |  |  | 14 | 5 |  |  | JDE |  | LUBRICATION | FROM LUBE IT | BSMNT-LUB-IRD-7-LVL CHK BASEMENT - INSPECTION | 4660473
8578 | BSMNT-LUB-IRD-7-LVL CHK | BASEMENT - INSPECTION | 23 | 21 | 3 - Obj Inspection | 0100830IB | YANKEE BLEND CHEST PUMP |  |  |  |  | PUMP | IRD | LUB | LEVEL CHK |  |  |  | 14 | 5 |  |  | JDE |  | LUBRICATION | FROM LUBE IT | BSMNT-LUB-IRD-7-LVL CHK BASEMENT - INSPECTION | 4660473
8579 | BSMNT-LUB-IRD-7-LVL CHK | BASEMENT - INSPECTION | 23 | 21 | 3 - Obj Inspection | 0100830FB | CORE MACHINE CHEST PUMP |  |  |  |  | PUMP | IRD | LUB | LEVEL CHK |  |  |  | 14 | 5 |  |  | JDE |  | LUBRICATION | FROM LUBE IT | BSMNT-LUB-IRD-7-LVL CHK BASEMENT - INSPECTION | 4660473
8580 | BSMNT-LUB-IRD-7-LVL CHK | BASEMENT - INSPECTION | 23 | 21 | 3 - Obj Inspection | 0100830EB | CORE BLEND CHEST PUMP |  |  |  |  | PUMP | IRD | LUB | LEVEL CHK |  |  |  | 14 | 5 |  |  | JDE |  | LUBRICATION | FROM LUBE IT | BSMNT-LUB-IRD-7-LVL CHK BASEMENT - INSPECTION | 4660473
8581 | BSMNT-LUB-IRD-7-LVL CHK | BASEMENT - INSPECTION | 23 | 21 | 3 - Obj Inspection | 0100830BB | TAD MACHINE CHEST PUMP |  |  |  |  | PUMP | IRD | LUB | LEVEL CHK |  |  |  | 14 | 5 |  |  | JDE |  | LUBRICATION | FROM LUBE IT | BSMNT-LUB-IRD-7-LVL CHK BASEMENT - INSPECTION | 4660473
8582 | BSMNT-LUB-IRD-7-LVL CHK | BASEMENT - INSPECTION | 23 | 21 | 3 - Obj Inspection | 0100832HG | DAF RECOVERED FIBER PUMP |  |  |  |  | PUMP | IRD | LUB | LEVEL CHK |  |  |  | 14 | 5 |  |  | JDE |  | LUBRICATION | FROM LUBE IT | BSMNT-LUB-IRD-7-LVL CHK BASEMENT - INSPECTION | 4660473
8583 | BSMNT-LUB-IRD-7-LVL CHK | BASEMENT - INSPECTION | 23 | 21 | 3 - Obj Inspection | 0100832L | UTM & BROKE PULPER FILL PUMP |  |  |  |  | PUMP | IRD | LUB | LEVEL CHK |  |  |  | 14 | 5 |  |  | JDE |  | LUBRICATION | FROM LUBE IT | BSMNT-LUB-IRD-7-LVL CHK BASEMENT - INSPECTION | 4660473
8584 | BSMNT-LUB-IRD-7-LVL CHK | BASEMENT - INSPECTION | 23 | 21 | 3 - Obj Inspection | 0100832K | BALE PULPER FILL PUMP |  |  |  |  | PUMP | IRD | LUB | LEVEL CHK |  |  |  | 14 | 5 |  |  | JDE |  | LUBRICATION | FROM LUBE IT | BSMNT-LUB-IRD-7-LVL CHK BASEMENT - INSPECTION | 4660473
8585 | BSMNT-LUB-IRD-7-LVL CHK | BASEMENT - INSPECTION | 23 | 21 | 3 - Obj Inspection | 0100830N | DILUTION PUMP |  |  |  |  | PUMP | IRD | LUB | LEVEL CHK |  |  |  | 14 | 5 |  |  | JDE |  | LUBRICATION | FROM LUBE IT | BSMNT-LUB-IRD-7-LVL CHK BASEMENT - INSPECTION | 4660473
8586 | BSMNT-LUB-IRD-7-LVL CHK | BASEMENT - INSPECTION | 23 | 21 | 3 - Obj Inspection | 0100830C | TAD FAN PUMP |  |  |  |  | PUMP | IRD | LUB | LEVEL CHK |  |  |  | 14 | 5 |  |  | JDE |  | LUBRICATION | FROM LUBE IT | BSMNT-LUB-IRD-7-LVL CHK BASEMENT - INSPECTION | 4660473
8587 | BSMNT-LUB-IRD-7-LVL CHK | BASEMENT - INSPECTION | 23 | 21 | 3 - Obj Inspection | 0100834G | CWW MISC. SHOWER PUMP |  |  |  |  | PUMP | IRD | LUB | LEVEL CHK |  |  |  | 14 | 5 |  |  | JDE |  | LUBRICATION | FROM LUBE IT | BSMNT-LUB-IRD-7-LVL CHK BASEMENT - INSPECTION | 4660473
8588 | BSMNT-LUB-IRD-7-LVL CHK | BASEMENT - INSPECTION | 23 | 21 | 3 - Obj Inspection | 0100834B | CLARIFIED WHITE WATER PUMP |  |  |  |  | PUMP | IRD | LUB | LEVEL CHK |  |  |  | 14 | 5 |  |  | JDE |  | LUBRICATION | FROM LUBE IT | BSMNT-LUB-IRD-7-LVL CHK BASEMENT - INSPECTION | 4660473
8589 | BSMNT-LUB-IRD-7-LVL CHK | BASEMENT - INSPECTION | 23 | 21 | 3 - Obj Inspection | 0100832G | CONSISTENCY CONTROL PUMP |  |  |  |  | PUMP | IRD | LUB | LEVEL CHK |  |  |  | 14 | 5 |  |  | JDE |  | LUBRICATION | FROM LUBE IT | BSMNT-LUB-IRD-7-LVL CHK BASEMENT - INSPECTION | 4660473
8590 | BSMNT-LUB-IRD-7-LVL CHK | BASEMENT - INSPECTION | 23 | 21 | 3 - Obj Inspection | 0100832HE | DAF FEED PUMP |  |  |  |  | PUMP | IRD | LUB | LEVEL CHK |  |  |  | 14 | 5 |  |  | JDE |  | LUBRICATION | FROM LUBE IT | BSMNT-LUB-IRD-7-LVL CHK BASEMENT - INSPECTION | 4660473
8591 | BSMNT-LUB-IRD-7-LVL CHK | BASEMENT - INSPECTION | 23 | 21 | 3 - Obj Inspection | 0100834H | CWW MP SHOWER PUMP |  |  |  |  | PUMP | IRD | LUB | LEVEL CHK |  |  |  | 14 | 5 |  |  | JDE |  | LUBRICATION | FROM LUBE IT | BSMNT-LUB-IRD-7-LVL CHK BASEMENT - INSPECTION | 4660473
8592 | BSMNT-LUB-IRD-7-LVL CHK | BASEMENT - INSPECTION | 23 | 21 | 3 - Obj Inspection | 0100834F | CWW HP SHOWER PUMP #2 |  |  |  |  | PUMP | IRD | LUB | LEVEL CHK |  |  |  | 14 | 5 |  |  | JDE |  | LUBRICATION | FROM LUBE IT | BSMNT-LUB-IRD-7-LVL CHK BASEMENT - INSPECTION | 4660473
8593 | BSMNT-LUB-IRD-7-LVL CHK | BASEMENT - INSPECTION | 23 | 21 | 3 - Obj Inspection | 0100834E | CWW HP SHOWER PUMP #1 |  |  |  |  | PUMP | IRD | LUB | LEVEL CHK |  |  |  | 14 | 5 |  |  | JDE |  | LUBRICATION | FROM LUBE IT | BSMNT-LUB-IRD-7-LVL CHK BASEMENT - INSPECTION | 4660473
8594 | BSMNT-LUB-IRD-7-LVL CHK | BASEMENT - INSPECTION | 23 | 21 | 3 - Obj Inspection | 0100836XA | DB TAD SEAL PIT PUMP |  |  |  |  | PUMP | IRD | LUB | LEVEL CHK |  |  |  | 14 | 5 |  |  | JDE |  | LUBRICATION | FROM LUBE IT | BSMNT-LUB-IRD-7-LVL CHK BASEMENT - INSPECTION | 4660473
8595 | BSMNT-LUB-IRD-7-LVL CHK | BASEMENT - INSPECTION | 23 | 21 | 3 - Obj Inspection | 0100880A | EDGE TRIM AND TAIL SQUIRT SHOWER PUMP |  |  |  |  | PUMP | IRD | LUB | LEVEL CHK |  |  |  | 14 | 5 |  |  | JDE |  | LUBRICATION | FROM LUBE IT | BSMNT-LUB-IRD-7-LVL CHK BASEMENT - INSPECTION | 4660473
8596 | BSMNT-LUB-IRD-7-LVL CHK | BASEMENT - INSPECTION | 23 | 21 | 3 - Obj Inspection | 0100826MA | UTM PULPER PUMP |  |  |  |  | PUMP | IRD | LUB | LEVEL CHK |  |  |  | 14 | 5 |  |  | JDE |  | LUBRICATION | FROM LUBE IT | BSMNT-LUB-IRD-7-LVL CHK BASEMENT - INSPECTION | 4660473
8597 | BSMNT-LUB-IRD-7-LVL CHK | BASEMENT - INSPECTION | 23 | 21 | 3 - Obj Inspection | 0100826MB | UTM PULPER ROTOR #1 |  |  |  |  | GEARBOX | IRD | LUB | LEVEL CHK |  |  |  | 14 | 5 |  |  | JDE |  | LUBRICATION | FROM LUBE IT | BSMNT-LUB-IRD-7-LVL CHK BASEMENT - INSPECTION | 4660473
8598 | BSMNT-LUB-IRD-7-LVL CHK | BASEMENT - INSPECTION | 23 | 21 | 3 - Obj Inspection | 0100826MC | UTM PULPER ROTOR #2 |  |  |  |  | GEARBOX | IRD | LUB | LEVEL CHK |  |  |  | 14 | 5 |  |  | JDE |  | LUBRICATION | FROM LUBE IT | BSMNT-LUB-IRD-7-LVL CHK BASEMENT - INSPECTION | 4660473
8599 | BSMNT-LUB-IRD-7-LVL CHK | BASEMENT - INSPECTION | 23 | 21 | 3 - Obj Inspection | 0100880M | HOSE STATION BOOSTER PUMP |  |  |  |  | PUMP | IRD | LUB | LEVEL CHK |  |  |  | 14 | 5 |  |  | JDE |  | LUBRICATION | FROM LUBE IT | BSMNT-LUB-IRD-7-LVL CHK BASEMENT - INSPECTION | 4660473
8600 | BSMNT-LUB-IRD-7-LVL CHK | BASEMENT - INSPECTION | 23 | 21 | 3 - Obj Inspection | 0100830AB | TAD BLEND CHEST PUMP |  |  |  |  | PUMP | IRD | LUB | LEVEL CHK |  |  |  | 14 | 5 |  |  | JDE |  | LUBRICATION | FROM LUBE IT | BSMNT-LUB-IRD-7-LVL CHK BASEMENT - INSPECTION | 4660473
8601 | BSMNT-LUB-IRD-7-LVL CHK | BASEMENT - INSPECTION | 23 | 21 | 3 - Obj Inspection | 0100870HKB | WATER JET HP PUMP(INTENSIFIER) |  |  |  |  | RESERVOIR | IRD | LUB | LEVEL CHK |  |  |  | 14 | 5 |  |  | JDE |  | LUBRICATION | FROM LUBE IT | BSMNT-LUB-IRD-7-LVL CHK BASEMENT - INSPECTION | 4660473
8602 | BSMNT-LUB-IRD-7-LVL CHK | BASEMENT - INSPECTION | 23 | 21 | 3 - Obj Inspection | 0100826MD | UTM PULPER SUMP PUMP |  |  |  |  | PUMP | IRD | LUB | LEVEL CHK |  |  |  | 14 | 5 |  |  | JDE |  | LUBRICATION | FROM LUBE IT | BSMNT-LUB-IRD-7-LVL CHK BASEMENT - INSPECTION | 4660473
8603 | BSMNT-LUB-IRD-7-LVL CHK | BASEMENT - INSPECTION | 23 | 21 | 3 - Obj Inspection | 0100832E | BOW SCREEN RECOVERED FIBER PUMP |  |  |  |  | PUMP | IRD | LUB | LEVEL CHK |  |  |  | 14 | 5 |  |  | JDE |  | LUBRICATION | FROM LUBE IT | BSMNT-LUB-IRD-7-LVL CHK BASEMENT - INSPECTION | 4660473
8604 | BSMNT-LUB-IRD-7-LVL CHK | BASEMENT - INSPECTION | 23 | 21 | 3 - Obj Inspection | 0100830G | CORE FAN PUMP |  |  |  |  | PUMP | IRD | LUB | LEVEL CHK |  |  |  | 14 | 5 |  |  | JDE |  | LUBRICATION | FROM LUBE IT | BSMNT-LUB-IRD-7-LVL CHK BASEMENT - INSPECTION | 4660473
8605 | BSMNT-LUB-IRD-7-LVL CHK | BASEMENT - INSPECTION | 23 | 21 | 3 - Obj Inspection | 0100832NB | WIRE PIT PUMP |  |  |  |  | PUMP | IRD | LUB | LEVEL CHK |  |  |  | 14 | 5 |  |  | JDE |  | LUBRICATION | FROM LUBE IT | BSMNT-LUB-IRD-7-LVL CHK BASEMENT - INSPECTION | 4660473
8606 | BSMNT-LUB-IRD-7-LVL CHK | BASEMENT - INSPECTION | 23 | 21 | 3 - Obj Inspection | 0100830K | YANKEE FAN PUMP |  |  |  |  | PUMP | IRD | LUB | LEVEL CHK |  |  |  | 14 | 5 |  |  | JDE |  | LUBRICATION | FROM LUBE IT | BSMNT-LUB-IRD-7-LVL CHK BASEMENT - INSPECTION | 4660473
8607 | BSMNT-LUB-IRD-84-BEARING | BASEMENT - REGREASING (MOTOR) | 24 | 29 | 1L - Lubricate | 0100868LA | MAKE-UP AIR UNIT #1 |  |  |  |  | BEARING (MOTOR) | IRD | LUB | GREASING |  |  |  | 672 | 5 |  |  | JDE |  | LUBRICATION | FROM LUBE IT | BSMNT-LUB-IRD-84-BEARING BASEMENT - REGREASING (MOTOR) | 4660474
8608 | BSMNT-LUB-IRD-84-BEARING | BASEMENT - REGREASING (MOTOR) | 24 | 29 | 1L - Lubricate | 0100868F | MAKE UP AIR UNIT #6 |  |  |  |  | BEARING (MOTOR) | IRD | LUB | GREASING |  |  |  | 168 | 5 |  |  | JDE |  | LUBRICATION | FROM LUBE IT | BSMNT-LUB-IRD-84-BEARING BASEMENT - REGREASING (MOTOR) | 4660474
8609 | BSMNT-LUB-IRD-84-BEARING | BASEMENT - REGREASING (MOTOR) | 24 | 29 | 1L - Lubricate | 0100868G | MAKE UP AIR UNIT #7 |  |  |  |  | BEARING (MOTOR) | IRD | LUB | GREASING |  |  |  | 168 | 5 |  |  | JDE |  | LUBRICATION | FROM LUBE IT | BSMNT-LUB-IRD-84-BEARING BASEMENT - REGREASING (MOTOR) | 4660474
8610 | BSMNT-LUB-IRD-84-BEARING | BASEMENT - REGREASING (MOTOR) | 24 | 29 | 1L - Lubricate | 0100824AB | DUMP CHEST #2 PUMP |  |  |  |  | BEARING (MOTOR) | IRD | LUB | GREASING |  |  |  | 672 | 5 |  |  | JDE |  | LUBRICATION | FROM LUBE IT | BSMNT-LUB-IRD-84-BEARING BASEMENT - REGREASING (MOTOR) | 4660474
8611 | BSMNT-LUB-IRD-84-BEARING | BASEMENT - REGREASING (MOTOR) | 24 | 29 | 1L - Lubricate | 0100824AA | DUMP CHEST #2 AGITATOR |  |  |  |  | BEARING (MOTOR) | IRD | LUB | GREASING |  |  |  | 336 | 5 |  |  | JDE |  | LUBRICATION | FROM LUBE IT | BSMNT-LUB-IRD-84-BEARING BASEMENT - REGREASING (MOTOR) | 4660474
8612 | BSMNT-LUB-IRD-84-BEARING | BASEMENT - REGREASING (MOTOR) | 24 | 29 | 1L - Lubricate | 0100822AA | DUMP CHEST #1 AGITATOR |  |  |  |  | BEARING (MOTOR) | IRD | LUB | GREASING |  |  |  | 336 | 5 |  |  | JDE |  | LUBRICATION | FROM LUBE IT | BSMNT-LUB-IRD-84-BEARING BASEMENT - REGREASING (MOTOR) | 4660474
8613 | BSMNT-LUB-IRD-84-BEARING | BASEMENT - REGREASING (MOTOR) | 24 | 29 | 1L - Lubricate | 0100822AB | DUMP CHEST #1 PUMP |  |  |  |  | BEARING (MOTOR) | IRD | LUB | GREASING |  |  |  | 672 | 5 |  |  | JDE |  | LUBRICATION | FROM LUBE IT | BSMNT-LUB-IRD-84-BEARING BASEMENT - REGREASING (MOTOR) | 4660474
8614 | BSMNT-LUB-IRD-84-BEARING | BASEMENT - REGREASING (MOTOR) | 24 | 29 | 1L - Lubricate | 0100880B | WARM FRESH WATER CHEMICAL DILUTION PUMP |  |  |  |  | BEARING (MOTOR) | IRD | LUB | GREASING |  |  |  | 336 | 5 |  |  | JDE |  | LUBRICATION | FROM LUBE IT | BSMNT-LUB-IRD-84-BEARING BASEMENT - REGREASING (MOTOR) | 4660474
8615 | BSMNT-LUB-IRD-84-BEARING | BASEMENT - REGREASING (MOTOR) | 24 | 29 | 1L - Lubricate | 0100832JA | EXCESS WHITE WATER TANK AGITATOR |  |  |  |  | BEARING (MOTOR) | IRD | LUB | GREASING |  |  |  | 672 | 5 |  |  | JDE |  | LUBRICATION | FROM LUBE IT | BSMNT-LUB-IRD-84-BEARING BASEMENT - REGREASING (MOTOR) | 4660474
8616 | BSMNT-LUB-IRD-84-BEARING | BASEMENT - REGREASING (MOTOR) | 24 | 29 | 1L - Lubricate | 0100880E | WARM FRESH WATER MAKE-UP PUMP |  |  |  |  | BEARING (MOTOR) | IRD | LUB | GREASING |  |  |  | 672 | 5 |  |  | JDE |  | LUBRICATION | FROM LUBE IT | BSMNT-LUB-IRD-84-BEARING BASEMENT - REGREASING (MOTOR) | 4660474
8617 | BSMNT-LUB-IRD-84-BEARING | BASEMENT - REGREASING (MOTOR) | 24 | 29 | 1L - Lubricate | 0100880D | WARM FRESH WATER LOW PRESSURE SHOWER PUMP |  |  |  |  | BEARING (MOTOR) | IRD | LUB | GREASING |  |  |  | 672 | 5 |  |  | JDE |  | LUBRICATION | FROM LUBE IT | BSMNT-LUB-IRD-84-BEARING BASEMENT - REGREASING (MOTOR) | 4660474
8618 | BSMNT-LUB-IRD-84-BEARING | BASEMENT - REGREASING (MOTOR) | 24 | 29 | 1L - Lubricate | 0100833F | TAD FABRIC FLOODED NIP SHOWER PUMP |  |  |  |  | BEARING (MOTOR) | IRD | LUB | GREASING |  |  |  | 84 | 5 |  |  | JDE |  | LUBRICATION | FROM LUBE IT | BSMNT-LUB-IRD-84-BEARING BASEMENT - REGREASING (MOTOR) | 4660474
8619 | BSMNT-LUB-IRD-84-BEARING | BASEMENT - REGREASING (MOTOR) | 24 | 29 | 1L - Lubricate | 0100880C | WARM FRESH WATER HIGH PRESSURE SHOWER PUMP |  |  |  |  | BEARING (MOTOR) | IRD | LUB | GREASING |  |  |  | 672 | 5 |  |  | JDE |  | LUBRICATION | FROM LUBE IT | BSMNT-LUB-IRD-84-BEARING BASEMENT - REGREASING (MOTOR) | 4660474
8620 | BSMNT-LUB-IRD-84-BEARING | BASEMENT - REGREASING (MOTOR) | 24 | 29 | 1L - Lubricate | 0100870CPAA | TAD 2 COMBUSTION FAN |  |  |  |  | BEARING (MOTOR) | IRD | LUB | GREASING |  |  |  | 420 | 5 |  |  | JDE |  | LUBRICATION | FROM LUBE IT | BSMNT-LUB-IRD-84-BEARING BASEMENT - REGREASING (MOTOR) | 4660474
8621 | BSMNT-LUB-IRD-84-BEARING | BASEMENT - REGREASING (MOTOR) | 24 | 29 | 1L - Lubricate | 0100833G | TAD FABRIC HP FAN SHOWER PUMP |  |  |  |  | BEARING (MOTOR) | IRD | LUB | GREASING |  |  |  | 84 | 5 |  |  | JDE |  | LUBRICATION | FROM LUBE IT | BSMNT-LUB-IRD-84-BEARING BASEMENT - REGREASING (MOTOR) | 4660474
8622 | BSMNT-LUB-IRD-84-BEARING | BASEMENT - REGREASING (MOTOR) | 24 | 29 | 1L - Lubricate | 0100833D | CLARIFIED TAD TRAY WATER PUMP |  |  |  |  | BEARING (MOTOR) | IRD | LUB | GREASING |  |  |  | 336 | 5 |  |  | JDE |  | LUBRICATION | FROM LUBE IT | BSMNT-LUB-IRD-84-BEARING BASEMENT - REGREASING (MOTOR) | 4660474
8623 | BSMNT-LUB-IRD-84-BEARING | BASEMENT - REGREASING (MOTOR) | 24 | 29 | 1L - Lubricate | 0100880I | SEAL WATER PUMP #2 |  |  |  |  | BEARING (MOTOR) | IRD | LUB | GREASING |  |  |  | 420 | 5 |  |  | JDE |  | LUBRICATION | FROM LUBE IT | BSMNT-LUB-IRD-84-BEARING BASEMENT - REGREASING (MOTOR) | 4660474
8624 | BSMNT-LUB-IRD-84-BEARING | BASEMENT - REGREASING (MOTOR) | 24 | 29 | 1L - Lubricate | 0100880H | SEAL WATER PUMP #1 |  |  |  |  | BEARING (MOTOR) | IRD | LUB | GREASING |  |  |  | 420 | 5 |  |  | JDE |  | LUBRICATION | FROM LUBE IT | BSMNT-LUB-IRD-84-BEARING BASEMENT - REGREASING (MOTOR) | 4660474
8625 | BSMNT-LUB-IRD-84-BEARING | BASEMENT - REGREASING (MOTOR) | 24 | 29 | 1L - Lubricate | 0100833EA | CLARIFIED TAD TRAY WATER TANK AGITATOR |  |  |  |  | BEARING (MOTOR) | IRD | LUB | GREASING |  |  |  | 672 | 5 |  |  | JDE |  | LUBRICATION | FROM LUBE IT | BSMNT-LUB-IRD-84-BEARING BASEMENT - REGREASING (MOTOR) | 4660474
8626 | BSMNT-LUB-IRD-84-BEARING | BASEMENT - REGREASING (MOTOR) | 24 | 29 | 1L - Lubricate | 0100830JB | YANKEE MACHINE CHEST PUMP |  |  |  |  | BEARING (MOTOR) | IRD | LUB | GREASING |  |  |  | 336 | 5 |  |  | JDE |  | LUBRICATION | FROM LUBE IT | BSMNT-LUB-IRD-84-BEARING BASEMENT - REGREASING (MOTOR) | 4660474
8627 | BSMNT-LUB-IRD-84-BEARING | BASEMENT - REGREASING (MOTOR) | 24 | 29 | 1L - Lubricate | 0100830IA | YANKEE BLEND CHEST AGITATOR |  |  |  |  | BEARING (MOTOR) | IRD | LUB | GREASING |  |  |  | 672 | 5 |  |  | JDE |  | LUBRICATION | FROM LUBE IT | BSMNT-LUB-IRD-84-BEARING BASEMENT - REGREASING (MOTOR) | 4660474
8628 | BSMNT-LUB-IRD-84-BEARING | BASEMENT - REGREASING (MOTOR) | 24 | 29 | 1L - Lubricate | 0100844BC | ATMOSPHERIC CONDENSATE RECEIVER PUMP #1 |  |  |  |  | BEARING (MOTOR) | IRD | LUB | GREASING |  |  |  | 672 | 5 |  |  | JDE |  | LUBRICATION | FROM LUBE IT | BSMNT-LUB-IRD-84-BEARING BASEMENT - REGREASING (MOTOR) | 4660474
8629 | BSMNT-LUB-IRD-84-BEARING | BASEMENT - REGREASING (MOTOR) | 24 | 29 | 1L - Lubricate | 0100830IB | YANKEE BLEND CHEST PUMP |  |  |  |  | BEARING (MOTOR) | IRD | LUB | GREASING |  |  |  | 672 | 5 |  |  | JDE |  | LUBRICATION | FROM LUBE IT | BSMNT-LUB-IRD-84-BEARING BASEMENT - REGREASING (MOTOR) | 4660474
8630 | BSMNT-LUB-IRD-84-BEARING | BASEMENT - REGREASING (MOTOR) | 24 | 29 | 1L - Lubricate | 0100844BD | ATMOSPHERIC CONDENSATE RECEIVER PUMP #2 |  |  |  |  | BEARING (MOTOR) | IRD | LUB | GREASING |  |  |  | 672 | 5 |  |  | JDE |  | LUBRICATION | FROM LUBE IT | BSMNT-LUB-IRD-84-BEARING BASEMENT - REGREASING (MOTOR) | 4660474
8631 | BSMNT-LUB-IRD-84-BEARING | BASEMENT - REGREASING (MOTOR) | 24 | 29 | 1L - Lubricate | 0100830JA | YANKEE MACHINE CHEST AGITATOR |  |  |  |  | BEARING (MOTOR) | IRD | LUB | GREASING |  |  |  | 672 | 5 |  |  | JDE |  | LUBRICATION | FROM LUBE IT | BSMNT-LUB-IRD-84-BEARING BASEMENT - REGREASING (MOTOR) | 4660474
8632 | BSMNT-LUB-IRD-84-BEARING | BASEMENT - REGREASING (MOTOR) | 24 | 29 | 1L - Lubricate | 0100830FA | CORE MACHINE CHEST AGITATOR |  |  |  |  | BEARING (MOTOR) | IRD | LUB | GREASING |  |  |  | 672 | 5 |  |  | JDE |  | LUBRICATION | FROM LUBE IT | BSMNT-LUB-IRD-84-BEARING BASEMENT - REGREASING (MOTOR) | 4660474
8633 | BSMNT-LUB-IRD-84-BEARING | BASEMENT - REGREASING (MOTOR) | 24 | 29 | 1L - Lubricate | 0100830FB | CORE MACHINE CHEST PUMP |  |  |  |  | BEARING (MOTOR) | IRD | LUB | GREASING |  |  |  | 168 | 5 |  |  | JDE |  | LUBRICATION | FROM LUBE IT | BSMNT-LUB-IRD-84-BEARING BASEMENT - REGREASING (MOTOR) | 4660474
8634 | BSMNT-LUB-IRD-84-BEARING | BASEMENT - REGREASING (MOTOR) | 24 | 29 | 1L - Lubricate | 0100864AZ | WET DUST RECIRCULATION PUMP |  |  |  |  | BEARING (MOTOR) | IRD | LUB | GREASING |  |  |  | 672 | 5 |  |  | JDE |  | LUBRICATION | FROM LUBE IT | BSMNT-LUB-IRD-84-BEARING BASEMENT - REGREASING (MOTOR) | 4660474
8635 | BSMNT-LUB-IRD-84-BEARING | BASEMENT - REGREASING (MOTOR) | 24 | 29 | 1L - Lubricate | 0100830EA | CORE BLEND CHEST AGITATOR |  |  |  |  | BEARING (MOTOR) | IRD | LUB | GREASING |  |  |  | 672 | 5 |  |  | JDE |  | LUBRICATION | FROM LUBE IT | BSMNT-LUB-IRD-84-BEARING BASEMENT - REGREASING (MOTOR) | 4660474
8636 | BSMNT-LUB-IRD-84-BEARING | BASEMENT - REGREASING (MOTOR) | 24 | 29 | 1L - Lubricate | 0100833B | TAD TRAY WATER PUMP |  |  |  |  | BEARING (MOTOR) | IRD | LUB | GREASING |  |  |  | 672 | 5 |  |  | JDE |  | LUBRICATION | FROM LUBE IT | BSMNT-LUB-IRD-84-BEARING BASEMENT - REGREASING (MOTOR) | 4660474
8637 | BSMNT-LUB-IRD-84-BEARING | BASEMENT - REGREASING (MOTOR) | 24 | 29 | 1L - Lubricate | 0100830EB | CORE BLEND CHEST PUMP |  |  |  |  | BEARING (MOTOR) | IRD | LUB | GREASING |  |  |  | 672 | 5 |  |  | JDE |  | LUBRICATION | FROM LUBE IT | BSMNT-LUB-IRD-84-BEARING BASEMENT - REGREASING (MOTOR) | 4660474
8638 | BSMNT-LUB-IRD-84-BEARING | BASEMENT - REGREASING (MOTOR) | 24 | 29 | 1L - Lubricate | 0100830AA | TAD BLEND CHEST AGITATOR |  |  |  |  | BEARING (MOTOR) | IRD | LUB | GREASING |  |  |  | 672 | 5 |  |  | JDE |  | LUBRICATION | FROM LUBE IT | BSMNT-LUB-IRD-84-BEARING BASEMENT - REGREASING (MOTOR) | 4660474
8639 | BSMNT-LUB-IRD-84-BEARING | BASEMENT - REGREASING (MOTOR) | 24 | 29 | 1L - Lubricate | 0100833AA | TAD TRAY WATER TANK AGITATOR |  |  |  |  | BEARING (MOTOR) | IRD | LUB | GREASING |  |  |  | 672 | 5 |  |  | JDE |  | LUBRICATION | FROM LUBE IT | BSMNT-LUB-IRD-84-BEARING BASEMENT - REGREASING (MOTOR) | 4660474
8640 | BSMNT-LUB-IRD-84-BEARING | BASEMENT - REGREASING (MOTOR) | 24 | 29 | 1L - Lubricate | 0100832L | UTM & BROKE PULPER FILL PUMP |  |  |  |  | BEARING (MOTOR) | IRD | LUB | GREASING |  |  |  | 336 | 5 |  |  | JDE |  | LUBRICATION | FROM LUBE IT | BSMNT-LUB-IRD-84-BEARING BASEMENT - REGREASING (MOTOR) | 4660474
8641 | BSMNT-LUB-IRD-84-BEARING | BASEMENT - REGREASING (MOTOR) | 24 | 29 | 1L - Lubricate | 0100832K | BALE PULPER FILL PUMP |  |  |  |  | BEARING (MOTOR) | IRD | LUB | GREASING |  |  |  | 336 | 5 |  |  | JDE |  | LUBRICATION | FROM LUBE IT | BSMNT-LUB-IRD-84-BEARING BASEMENT - REGREASING (MOTOR) | 4660474
8642 | BSMNT-LUB-IRD-84-BEARING | BASEMENT - REGREASING (MOTOR) | 24 | 29 | 1L - Lubricate | 0100833C | TAD TRAY WATER SCREEN |  |  |  |  | BEARING (MOTOR) | IRD | LUB | GREASING |  |  |  | 336 | 5 |  |  | JDE |  | LUBRICATION | FROM LUBE IT | BSMNT-LUB-IRD-84-BEARING BASEMENT - REGREASING (MOTOR) | 4660474
8643 | BSMNT-LUB-IRD-84-BEARING | BASEMENT - REGREASING (MOTOR) | 24 | 29 | 1L - Lubricate | 0100826MB | UTM PULPER ROTOR #1 |  |  |  |  | BEARING (MOTOR) | IRD | LUB | GREASING |  |  |  | 84 | 5 |  |  | JDE |  | LUBRICATION | FROM LUBE IT | BSMNT-LUB-IRD-84-BEARING BASEMENT - REGREASING (MOTOR) | 4660474
8644 | BSMNT-LUB-IRD-84-BEARING | BASEMENT - REGREASING (MOTOR) | 24 | 29 | 1L - Lubricate | 0100826MC | UTM PULPER ROTOR #2 |  |  |  |  | BEARING (MOTOR) | IRD | LUB | GREASING |  |  |  | 84 | 5 |  |  | JDE |  | LUBRICATION | FROM LUBE IT | BSMNT-LUB-IRD-84-BEARING BASEMENT - REGREASING (MOTOR) | 4660474
8645 | BSMNT-LUB-IRD-84-BEARING | BASEMENT - REGREASING (MOTOR) | 24 | 29 | 1L - Lubricate | 0100880M | HOSE STATION BOOSTER PUMP |  |  |  |  | BEARING (MOTOR) | IRD | LUB | GREASING |  |  |  | 84 | 5 |  |  | JDE |  | LUBRICATION | FROM LUBE IT | BSMNT-LUB-IRD-84-BEARING BASEMENT - REGREASING (MOTOR) | 4660474
8646 | BSMNT-LUB-IRD-84-BEARING | BASEMENT - REGREASING (MOTOR) | 24 | 29 | 1L - Lubricate | 0100832NA | WIRE PIT AGITATOR |  |  |  |  | BEARING (MOTOR) | IRD | LUB | GREASING |  |  |  | 672 | 5 |  |  | JDE |  | LUBRICATION | FROM LUBE IT | BSMNT-LUB-IRD-84-BEARING BASEMENT - REGREASING (MOTOR) | 4660474
8647 | BSMNT-LUB-IRD-84-BEARING | BASEMENT - REGREASING (MOTOR) | 24 | 29 | 1L - Lubricate | 0100832I | EXCESS WHITE WATER PUMP |  |  |  |  | BEARING (MOTOR) | IRD | LUB | GREASING |  |  |  | 672 | 5 |  |  | JDE |  | LUBRICATION | FROM LUBE IT | BSMNT-LUB-IRD-84-BEARING BASEMENT - REGREASING (MOTOR) | 4660474
8648 | BSMNT-LUB-IRD-84-BEARING | BASEMENT - REGREASING (MOTOR) | 24 | 29 | 1L - Lubricate | 225693 | TERTIARY SUPPLY FAN #4 |  |  |  |  | BEARING (MOTOR) | IRD | LUB | GREASING |  |  |  | 336 | 5 |  |  | JDE |  | LUBRICATION | FROM LUBE IT | BSMNT-LUB-IRD-84-BEARING BASEMENT - REGREASING (MOTOR) | 4660474
8649 | BSMNT-LUB-IRD-84-BEARING | BASEMENT - REGREASING (MOTOR) | 24 | 29 | 1L - Lubricate | 225711 | TERTIARY SUPPLY FAN #5 |  |  |  |  | BEARING (MOTOR) | IRD | LUB | GREASING |  |  |  | 168 | 5 |  |  | JDE |  | LUBRICATION | FROM LUBE IT | BSMNT-LUB-IRD-84-BEARING BASEMENT - REGREASING (MOTOR) | 4660474
8650 | BSMNT-LUB-IRD-84-BEARING | BASEMENT - REGREASING (MOTOR) | 24 | 29 | 1L - Lubricate | 0100830GA | CORE FAN PUMP #1 |  |  |  |  | BEARING (MOTOR) | IRD | LUB | GREASING |  |  |  | 84 | 5 |  |  | JDE |  | LUBRICATION | FROM LUBE IT | BSMNT-LUB-IRD-84-BEARING BASEMENT - REGREASING (MOTOR) | 4660474
8651 | BSMNT-LUB-IRD-84-BEARING | BASEMENT - REGREASING (MOTOR) | 24 | 29 | 1L - Lubricate | 0100830GB | CORE FAN PUMP #2 |  |  |  |  | BEARING (MOTOR) | IRD | LUB | GREASING |  |  |  | 84 | 5 |  |  | JDE |  | LUBRICATION | FROM LUBE IT | BSMNT-LUB-IRD-84-BEARING BASEMENT - REGREASING (MOTOR) | 4660474
8652 | BSMNT-LUB-IRD-84-BEARING | BASEMENT - REGREASING (MOTOR) | 24 | 29 | 1L - Lubricate | 0100830BA | TAD MACHINE CHEST AGITATOR |  |  |  |  | BEARING (MOTOR) | IRD | LUB | GREASING |  |  |  | 672 | 5 |  |  | JDE |  | LUBRICATION | FROM LUBE IT | BSMNT-LUB-IRD-84-BEARING BASEMENT - REGREASING (MOTOR) | 4660474
8653 | BSMNT-LUB-IRD-84-BEARING | BASEMENT - REGREASING (MOTOR) | 24 | 29 | 1L - Lubricate | 0100830BB | TAD MACHINE CHEST PUMP |  |  |  |  | BEARING (MOTOR) | IRD | LUB | GREASING |  |  |  | 168 | 5 |  |  | JDE |  | LUBRICATION | FROM LUBE IT | BSMNT-LUB-IRD-84-BEARING BASEMENT - REGREASING (MOTOR) | 4660474
8654 | BSMNT-LUB-IRD-84-BEARING | BASEMENT - REGREASING (MOTOR) | 24 | 29 | 1L - Lubricate | 0100832HG | DAF RECOVERED FIBER PUMP |  |  |  |  | BEARING (MOTOR) | IRD | LUB | GREASING |  |  |  | 672 | 5 |  |  | JDE |  | LUBRICATION | FROM LUBE IT | BSMNT-LUB-IRD-84-BEARING BASEMENT - REGREASING (MOTOR) | 4660474
8655 | BSMNT-LUB-IRD-84-BEARING | BASEMENT - REGREASING (MOTOR) | 24 | 29 | 1L - Lubricate | 0100830D | TAD PRIMARY SCREEN |  |  |  |  | BEARING (MOTOR) | IRD | LUB | GREASING |  |  |  | 84 | 5 |  |  | JDE |  | LUBRICATION | FROM LUBE IT | BSMNT-LUB-IRD-84-BEARING BASEMENT - REGREASING (MOTOR) | 4660474
8656 | BSMNT-LUB-IRD-84-BEARING | BASEMENT - REGREASING (MOTOR) | 24 | 29 | 1L - Lubricate | 0100830H | CORE PRIMARY SCREEN |  |  |  |  | BEARING (MOTOR) | IRD | LUB | GREASING |  |  |  | 420 | 5 |  |  | JDE |  | LUBRICATION | FROM LUBE IT | BSMNT-LUB-IRD-84-BEARING BASEMENT - REGREASING (MOTOR) | 4660474
8657 | BSMNT-LUB-IRD-84-BEARING | BASEMENT - REGREASING (MOTOR) | 24 | 29 | 1L - Lubricate | 0100832NB | WIRE PIT PUMP |  |  |  |  | BEARING (MOTOR) | IRD | LUB | GREASING |  |  |  | 336 | 5 |  |  | JDE |  | LUBRICATION | FROM LUBE IT | BSMNT-LUB-IRD-84-BEARING BASEMENT - REGREASING (MOTOR) | 4660474
8658 | BSMNT-LUB-IRD-84-BEARING | BASEMENT - REGREASING (MOTOR) | 24 | 29 | 1L - Lubricate | 0100830O | DILUTION PRIMARY SCREEN |  |  |  |  | BEARING (MOTOR) | IRD | LUB | GREASING |  |  |  | 420 | 5 |  |  | JDE |  | LUBRICATION | FROM LUBE IT | BSMNT-LUB-IRD-84-BEARING BASEMENT - REGREASING (MOTOR) | 4660474
8659 | BSMNT-LUB-IRD-84-BEARING | BASEMENT - REGREASING (MOTOR) | 24 | 29 | 1L - Lubricate | 0100834G | CWW MISC. SHOWER PUMP |  |  |  |  | BEARING (MOTOR) | IRD | LUB | GREASING |  |  |  | 168 | 5 |  |  | JDE |  | LUBRICATION | FROM LUBE IT | BSMNT-LUB-IRD-84-BEARING BASEMENT - REGREASING (MOTOR) | 4660474
8660 | BSMNT-LUB-IRD-84-BEARING | BASEMENT - REGREASING (MOTOR) | 24 | 29 | 1L - Lubricate | 0100834B | CLARIFIED WHITE WATER PUMP |  |  |  |  | BEARING (MOTOR) | IRD | LUB | GREASING |  |  |  | 84 | 5 |  |  | JDE |  | LUBRICATION | FROM LUBE IT | BSMNT-LUB-IRD-84-BEARING BASEMENT - REGREASING (MOTOR) | 4660474
8661 | BSMNT-LUB-IRD-84-BEARING | BASEMENT - REGREASING (MOTOR) | 24 | 29 | 1L - Lubricate | 0100832G | CONSISTENCY CONTROL PUMP |  |  |  |  | BEARING (MOTOR) | IRD | LUB | GREASING |  |  |  | 84 | 5 |  |  | JDE |  | LUBRICATION | FROM LUBE IT | BSMNT-LUB-IRD-84-BEARING BASEMENT - REGREASING (MOTOR) | 4660474
8662 | BSMNT-LUB-IRD-84-BEARING | BASEMENT - REGREASING (MOTOR) | 24 | 29 | 1L - Lubricate | 0100832HE | DAF FEED PUMP |  |  |  |  | BEARING (MOTOR) | IRD | LUB | GREASING |  |  |  | 336 | 5 |  |  | JDE |  | LUBRICATION | FROM LUBE IT | BSMNT-LUB-IRD-84-BEARING BASEMENT - REGREASING (MOTOR) | 4660474
8663 | BSMNT-LUB-IRD-84-BEARING | BASEMENT - REGREASING (MOTOR) | 24 | 29 | 1L - Lubricate | 0100826KA | BROKE REJECTS TANK AGITATOR |  |  |  |  | BEARING (MOTOR) | IRD | LUB | GREASING |  |  |  | 672 | 5 |  |  | JDE |  | LUBRICATION | FROM LUBE IT | BSMNT-LUB-IRD-84-BEARING BASEMENT - REGREASING (MOTOR) | 4660474
8664 | BSMNT-LUB-IRD-84-BEARING | BASEMENT - REGREASING (MOTOR) | 24 | 29 | 1L - Lubricate | 0100826KB | BROKE REJECTS TANK PUMP |  |  |  |  | BEARING (MOTOR) | IRD | LUB | GREASING |  |  |  | 672 | 5 |  |  | JDE |  | LUBRICATION | FROM LUBE IT | BSMNT-LUB-IRD-84-BEARING BASEMENT - REGREASING (MOTOR) | 4660474
8665 | BSMNT-LUB-IRD-84-BEARING | BASEMENT - REGREASING (MOTOR) | 24 | 29 | 1L - Lubricate | 0100832FA | BOW SCREEN RECOVERED FIBER TANK AGITATOR |  |  |  |  | BEARING (MOTOR) | IRD | LUB | GREASING |  |  |  | 672 | 5 |  |  | JDE |  | LUBRICATION | FROM LUBE IT | BSMNT-LUB-IRD-84-BEARING BASEMENT - REGREASING (MOTOR) | 4660474
8666 | BSMNT-LUB-IRD-84-BEARING | BASEMENT - REGREASING (MOTOR) | 24 | 29 | 1L - Lubricate | 0100832E | BOW SCREEN RECOVERED FIBER PUMP |  |  |  |  | BEARING (MOTOR) | IRD | LUB | GREASING |  |  |  | 672 | 5 |  |  | JDE |  | LUBRICATION | FROM LUBE IT | BSMNT-LUB-IRD-84-BEARING BASEMENT - REGREASING (MOTOR) | 4660474
8667 | BSMNT-LUB-IRD-84-BEARING | BASEMENT - REGREASING (MOTOR) | 24 | 29 | 1L - Lubricate | 0100826JA | BROKE ACCEPTS TANK AGITATOR |  |  |  |  | BEARING (MOTOR) | IRD | LUB | GREASING |  |  |  | 336 | 5 |  |  | JDE |  | LUBRICATION | FROM LUBE IT | BSMNT-LUB-IRD-84-BEARING BASEMENT - REGREASING (MOTOR) | 4660474
8668 | BSMNT-LUB-IRD-84-BEARING | BASEMENT - REGREASING (MOTOR) | 24 | 29 | 1L - Lubricate | 0100834H | CWW MP SHOWER PUMP |  |  |  |  | BEARING (MOTOR) | IRD | LUB | GREASING |  |  |  | 168 | 5 |  |  | JDE |  | LUBRICATION | FROM LUBE IT | BSMNT-LUB-IRD-84-BEARING BASEMENT - REGREASING (MOTOR) | 4660474
8669 | BSMNT-LUB-IRD-84-BEARING | BASEMENT - REGREASING (MOTOR) | 24 | 29 | 1L - Lubricate | 0100834F | CWW HP SHOWER PUMP #2 |  |  |  |  | BEARING (MOTOR) | IRD | LUB | GREASING |  |  |  | 84 | 5 |  |  | JDE |  | LUBRICATION | FROM LUBE IT | BSMNT-LUB-IRD-84-BEARING BASEMENT - REGREASING (MOTOR) | 4660474
8670 | BSMNT-LUB-IRD-84-BEARING | BASEMENT - REGREASING (MOTOR) | 24 | 29 | 1L - Lubricate | 0100834E | CWW HP SHOWER PUMP #1 |  |  |  |  | BEARING (MOTOR) | IRD | LUB | GREASING |  |  |  | 84 | 5 |  |  | JDE |  | LUBRICATION | FROM LUBE IT | BSMNT-LUB-IRD-84-BEARING BASEMENT - REGREASING (MOTOR) | 4660474
8671 | BSMNT-LUB-IRD-84-BEARING | BASEMENT - REGREASING (MOTOR) | 24 | 29 | 1L - Lubricate | 0100826E | BROKE DEFLAKER #2 |  |  |  |  | BEARING (MOTOR) | IRD | LUB | GREASING |  |  |  | 168 | 5 |  |  | JDE |  | LUBRICATION | FROM LUBE IT | BSMNT-LUB-IRD-84-BEARING BASEMENT - REGREASING (MOTOR) | 4660474
8672 | BSMNT-LUB-IRD-84-BEARING | BASEMENT - REGREASING (MOTOR) | 24 | 29 | 1L - Lubricate | 0100826D | BROKE DEFLAKER #1 |  |  |  |  | BEARING (MOTOR) | IRD | LUB | GREASING |  |  |  | 168 | 5 |  |  | JDE |  | LUBRICATION | FROM LUBE IT | BSMNT-LUB-IRD-84-BEARING BASEMENT - REGREASING (MOTOR) | 4660474
8673 | BSMNT-LUB-IRD-84-BEARING | BASEMENT - REGREASING (MOTOR) | 24 | 29 | 1L - Lubricate | 0100836XA | DB TAD SEAL PIT PUMP |  |  |  |  | BEARING (MOTOR) | IRD | LUB | GREASING |  |  |  | 672 | 5 |  |  | JDE |  | LUBRICATION | FROM LUBE IT | BSMNT-LUB-IRD-84-BEARING BASEMENT - REGREASING (MOTOR) | 4660474
8674 | BSMNT-LUB-IRD-84-BEARING | BASEMENT - REGREASING (MOTOR) | 24 | 29 | 1L - Lubricate | 0100826AD | BROKE DUMP CHEST PUMP #1 |  |  |  |  | BEARING (MOTOR) | IRD | LUB | GREASING |  |  |  | 672 | 5 |  |  | JDE |  | LUBRICATION | FROM LUBE IT | BSMNT-LUB-IRD-84-BEARING BASEMENT - REGREASING (MOTOR) | 4660474
8675 | BSMNT-LUB-IRD-84-BEARING | BASEMENT - REGREASING (MOTOR) | 24 | 29 | 1L - Lubricate | 0100826AE | BROKE DUMP CHEST PUMP #2 |  |  |  |  | BEARING (MOTOR) | IRD | LUB | GREASING |  |  |  | 672 | 5 |  |  | JDE |  | LUBRICATION | FROM LUBE IT | BSMNT-LUB-IRD-84-BEARING BASEMENT - REGREASING (MOTOR) | 4660474
8676 | BSMNT-LUB-IRD-84-BEARING | BASEMENT - REGREASING (MOTOR) | 24 | 29 | 1L - Lubricate | 0100826FB | DEFLAKED BROKE CHEST PUMP #1 |  |  |  |  | BEARING (MOTOR) | IRD | LUB | GREASING |  |  |  | 672 | 5 |  |  | JDE |  | LUBRICATION | FROM LUBE IT | BSMNT-LUB-IRD-84-BEARING BASEMENT - REGREASING (MOTOR) | 4660474
8677 | BSMNT-LUB-IRD-84-BEARING | BASEMENT - REGREASING (MOTOR) | 24 | 29 | 1L - Lubricate | 0100826FA | DEFLAKED BROKE CHEST AGITATOR |  |  |  |  | BEARING (MOTOR) | IRD | LUB | GREASING |  |  |  | 672 | 5 |  |  | JDE |  | LUBRICATION | FROM LUBE IT | BSMNT-LUB-IRD-84-BEARING BASEMENT - REGREASING (MOTOR) | 4660474
8678 | BSMNT-LUB-IRD-84-BEARING | BASEMENT - REGREASING (MOTOR) | 24 | 29 | 1L - Lubricate | 0100826FC | DEFLAKED BROKE CHEST PUMP #2 |  |  |  |  | BEARING (MOTOR) | IRD | LUB | GREASING |  |  |  | 672 | 5 |  |  | JDE |  | LUBRICATION | FROM LUBE IT | BSMNT-LUB-IRD-84-BEARING BASEMENT - REGREASING (MOTOR) | 4660474
8679 | BSMNT-LUB-IRD-84-BEARING | BASEMENT - REGREASING (MOTOR) | 24 | 29 | 1L - Lubricate | 0100826L | BROKE TO ETP PUMP |  |  |  |  | BEARING (MOTOR) | IRD | LUB | GREASING |  |  |  | 168 | 5 |  |  | JDE |  | LUBRICATION | FROM LUBE IT | BSMNT-LUB-IRD-84-BEARING BASEMENT - REGREASING (MOTOR) | 4660474
8680 | BSMNT-LUB-IRD-84-BEARING | BASEMENT - REGREASING (MOTOR) | 24 | 29 | 1L - Lubricate | 0100830CA | TAD FAN PUMP #1 |  |  |  |  | BEARING (MOTOR) | IRD | LUB | GREASING |  |  |  | 84 | 5 |  |  | JDE |  | LUBRICATION | FROM LUBE IT | BSMNT-LUB-IRD-84-BEARING BASEMENT - REGREASING (MOTOR) | 4660474
8681 | BSMNT-LUB-IRD-84-BEARING | BASEMENT - REGREASING (MOTOR) | 24 | 29 | 1L - Lubricate | 0100830CB | TAD FAN PUMP #2 |  |  |  |  | BEARING (MOTOR) | IRD | LUB | GREASING |  |  |  | 84 | 5 |  |  | JDE |  | LUBRICATION | FROM LUBE IT | BSMNT-LUB-IRD-84-BEARING BASEMENT - REGREASING (MOTOR) | 4660474
8682 | BSMNT-LUB-IRD-84-BEARING | BASEMENT - REGREASING (MOTOR) | 24 | 29 | 1L - Lubricate | 0100828A | BROKE PULPER |  |  |  |  | BEARING (MOTOR) | IRD | LUB | GREASING |  |  |  | 252 | 5 |  |  | JDE |  | LUBRICATION | FROM LUBE IT | BSMNT-LUB-IRD-84-BEARING BASEMENT - REGREASING (MOTOR) | 4660474
8683 | BSMNT-LUB-IRD-84-BEARING | BASEMENT - REGREASING (MOTOR) | 24 | 29 | 1L - Lubricate | 0100826MA | UTM PULPER PUMP |  |  |  |  | BEARING (MOTOR) | IRD | LUB | GREASING |  |  |  | 84 | 5 |  |  | JDE |  | LUBRICATION | FROM LUBE IT | BSMNT-LUB-IRD-84-BEARING BASEMENT - REGREASING (MOTOR) | 4660474
8684 | BSMNT-LUB-IRD-7-LUBE | BASEMENT - REGREASING | 20 | 21 | 1L - Lubricate | 0100868LA | MAKE-UP AIR UNIT #1 |  |  |  |  | BEARING | IRD | LUB | GREASING |  |  |  | 112 | 5 |  |  | JDE |  | LUBRICATION | FROM LUBE IT | BSMNT-LUB-IRD-7-LUBE BASEMENT - REGREASING | 4660475
8685 | BSMNT-LUB-IRD-7-LUBE | BASEMENT - REGREASING | 20 | 21 | 1L - Lubricate | 0100868F | MAKE UP AIR UNIT #6 |  |  |  |  | BEARING | IRD | LUB | GREASING |  |  |  | 112 | 5 |  |  | JDE |  | LUBRICATION | FROM LUBE IT | BSMNT-LUB-IRD-7-LUBE BASEMENT - REGREASING | 4660475
8686 | BSMNT-LUB-IRD-7-LUBE | BASEMENT - REGREASING | 20 | 21 | 1L - Lubricate | 0100868G | MAKE UP AIR UNIT #7 |  |  |  |  | BEARING | IRD | LUB | GREASING |  |  |  | 112 | 5 |  |  | JDE |  | LUBRICATION | FROM LUBE IT | BSMNT-LUB-IRD-7-LUBE BASEMENT - REGREASING | 4660475
8687 | BSMNT-LUB-IRD-7-LUBE | BASEMENT - REGREASING | 20 | 21 | 1L - Lubricate | 0100824AA | DUMP CHEST #2 AGITATOR |  |  |  |  | BEARING (PULLEY) | IRD | LUB | GREASING |  |  |  | 168 | 5 |  |  | JDE |  | LUBRICATION | FROM LUBE IT | BSMNT-LUB-IRD-7-LUBE BASEMENT - REGREASING | 4660475
8688 | BSMNT-LUB-IRD-7-LUBE | BASEMENT - REGREASING | 20 | 21 | 1L - Lubricate | 0100830H | CORE PRIMARY SCREEN |  |  |  |  | BEARING | IRD | LUB | GREASING |  |  |  | 168 | 5 |  |  | JDE |  | LUBRICATION | FROM LUBE IT | BSMNT-LUB-IRD-7-LUBE BASEMENT - REGREASING | 4660475
8689 | BSMNT-LUB-IRD-7-LUBE | BASEMENT - REGREASING | 20 | 21 | 1L - Lubricate | 0100824AA | DUMP CHEST #2 AGITATOR |  |  |  |  | BEARING | IRD | LUB | GREASING |  |  |  | 168 | 5 |  |  | JDE |  | LUBRICATION | FROM LUBE IT | BSMNT-LUB-IRD-7-LUBE BASEMENT - REGREASING | 4660475
8690 | BSMNT-LUB-IRD-7-LUBE | BASEMENT - REGREASING | 20 | 21 | 1L - Lubricate | 0100826KA | BROKE REJECTS TANK AGITATOR |  |  |  |  | BEARING (PULLEY) | IRD | LUB | GREASING |  |  |  | 336 | 5 |  |  | JDE |  | LUBRICATION | FROM LUBE IT | BSMNT-LUB-IRD-7-LUBE BASEMENT - REGREASING | 4660475
8691 | BSMNT-LUB-IRD-7-LUBE | BASEMENT - REGREASING | 20 | 21 | 1L - Lubricate | 0100822AA | DUMP CHEST #1 AGITATOR |  |  |  |  | BEARING (PULLEY) | IRD | LUB | GREASING |  |  |  | 168 | 5 |  |  | JDE |  | LUBRICATION | FROM LUBE IT | BSMNT-LUB-IRD-7-LUBE BASEMENT - REGREASING | 4660475
8692 | BSMNT-LUB-IRD-7-LUBE | BASEMENT - REGREASING | 20 | 21 | 1L - Lubricate | 0100826KA | BROKE REJECTS TANK AGITATOR |  |  |  |  | BEARING | IRD | LUB | GREASING |  |  |  | 168 | 5 |  |  | JDE |  | LUBRICATION | FROM LUBE IT | BSMNT-LUB-IRD-7-LUBE BASEMENT - REGREASING | 4660475
8693 | BSMNT-LUB-IRD-7-LUBE | BASEMENT - REGREASING | 20 | 21 | 1L - Lubricate | 0100822AA | DUMP CHEST #1 AGITATOR |  |  |  |  | BEARING | IRD | LUB | GREASING |  |  |  | 336 | 5 |  |  | JDE |  | LUBRICATION | FROM LUBE IT | BSMNT-LUB-IRD-7-LUBE BASEMENT - REGREASING | 4660475
8694 | BSMNT-LUB-IRD-7-LUBE | BASEMENT - REGREASING | 20 | 21 | 1L - Lubricate | 0100826JA | BROKE ACCEPTS TANK AGITATOR |  |  |  |  | BEARING (PULLEY) | IRD | LUB | GREASING |  |  |  | 168 | 5 |  |  | JDE |  | LUBRICATION | FROM LUBE IT | BSMNT-LUB-IRD-7-LUBE BASEMENT - REGREASING | 4660475
8695 | BSMNT-LUB-IRD-7-LUBE | BASEMENT - REGREASING | 20 | 21 | 1L - Lubricate | 0100832JA | EXCESS WHITE WATER TANK AGITATOR |  |  |  |  | BEARING (PULLEY) | IRD | LUB | GREASING |  |  |  | 336 | 5 |  |  | JDE |  | LUBRICATION | FROM LUBE IT | BSMNT-LUB-IRD-7-LUBE BASEMENT - REGREASING | 4660475
8696 | BSMNT-LUB-IRD-7-LUBE | BASEMENT - REGREASING | 20 | 21 | 1L - Lubricate | 0100826JA | BROKE ACCEPTS TANK AGITATOR |  |  |  |  | BEARING | IRD | LUB | GREASING |  |  |  | 168 | 5 |  |  | JDE |  | LUBRICATION | FROM LUBE IT | BSMNT-LUB-IRD-7-LUBE BASEMENT - REGREASING | 4660475
8697 | BSMNT-LUB-IRD-7-LUBE | BASEMENT - REGREASING | 20 | 21 | 1L - Lubricate | 0100826E | BROKE DEFLAKER #2 |  |  |  |  | BEARING | IRD | LUB | GREASING |  |  |  | 84 | 5 |  |  | JDE |  | LUBRICATION | FROM LUBE IT | BSMNT-LUB-IRD-7-LUBE BASEMENT - REGREASING | 4660475
8698 | BSMNT-LUB-IRD-7-LUBE | BASEMENT - REGREASING | 20 | 21 | 1L - Lubricate | 0100832JA | EXCESS WHITE WATER TANK AGITATOR |  |  |  |  | BEARING | IRD | LUB | GREASING |  |  |  | 168 | 5 |  |  | JDE |  | LUBRICATION | FROM LUBE IT | BSMNT-LUB-IRD-7-LUBE BASEMENT - REGREASING | 4660475
8699 | BSMNT-LUB-IRD-7-LUBE | BASEMENT - REGREASING | 20 | 21 | 1L - Lubricate | 0100826D | BROKE DEFLAKER #1 |  |  |  |  | BEARING | IRD | LUB | GREASING |  |  |  | 84 | 5 |  |  | JDE |  | LUBRICATION | FROM LUBE IT | BSMNT-LUB-IRD-7-LUBE BASEMENT - REGREASING | 4660475
8700 | BSMNT-LUB-IRD-7-LUBE | BASEMENT - REGREASING | 20 | 21 | 1L - Lubricate | 0100826AA | BROKE DUMP CHEST AGITATOR |  |  |  |  | BEARING (PULLEY) | IRD | LUB | GREASING |  |  |  | 168 | 5 |  |  | JDE |  | LUBRICATION | FROM LUBE IT | BSMNT-LUB-IRD-7-LUBE BASEMENT - REGREASING | 4660475
8701 | BSMNT-LUB-IRD-7-LUBE | BASEMENT - REGREASING | 20 | 21 | 1L - Lubricate | 0100826FA | DEFLAKED BROKE CHEST AGITATOR |  |  |  |  | BEARING (PULLEY) | IRD | LUB | GREASING |  |  |  | 336 | 5 |  |  | JDE |  | LUBRICATION | FROM LUBE IT | BSMNT-LUB-IRD-7-LUBE BASEMENT - REGREASING | 4660475
8702 | BSMNT-LUB-IRD-7-LUBE | BASEMENT - REGREASING | 20 | 21 | 1L - Lubricate | 0100828A | BROKE PULPER |  |  |  |  | COUPLING | IRD | LUB | GREASING |  |  |  | 7 | 60 |  |  | JDE |  | LUBRICATION | FROM LUBE IT | BSMNT-LUB-IRD-7-LUBE BASEMENT - REGREASING | 4660475
8703 | BSMNT-LUB-IRD-7-LUBE | BASEMENT - REGREASING | 20 | 21 | 1L - Lubricate | 0100833EA | CLARIFIED TAD TRAY WATER TANK AGITATOR |  |  |  |  | BEARING (PULLEY) | IRD | LUB | GREASING |  |  |  | 336 | 5 |  |  | JDE |  | LUBRICATION | FROM LUBE IT | BSMNT-LUB-IRD-7-LUBE BASEMENT - REGREASING | 4660475
8704 | BSMNT-LUB-IRD-7-LUBE | BASEMENT - REGREASING | 20 | 21 | 1L - Lubricate | 0100828A | BROKE PULPER |  |  |  |  | BEARING (BOTTOM) | IRD | LUB | GREASING |  |  |  | 7 | 5 |  |  | JDE |  | LUBRICATION | FROM LUBE IT | BSMNT-LUB-IRD-7-LUBE BASEMENT - REGREASING | 4660475
8705 | BSMNT-LUB-IRD-7-LUBE | BASEMENT - REGREASING | 20 | 21 | 1L - Lubricate | 0100833EA | CLARIFIED TAD TRAY WATER TANK AGITATOR |  |  |  |  | BEARING | IRD | LUB | GREASING |  |  |  | 168 | 5 |  |  | JDE |  | LUBRICATION | FROM LUBE IT | BSMNT-LUB-IRD-7-LUBE BASEMENT - REGREASING | 4660475
8706 | BSMNT-LUB-IRD-7-LUBE | BASEMENT - REGREASING | 20 | 21 | 1L - Lubricate | 0100870COAA | TAD 1 COMBUSTION FAN |  |  |  |  | BEARING | IRD | LUB | GREASING |  |  |  | 168 | 5 |  |  | JDE |  | LUBRICATION | FROM LUBE IT | BSMNT-LUB-IRD-7-LUBE BASEMENT - REGREASING | 4660475
8707 | BSMNT-LUB-IRD-7-LUBE | BASEMENT - REGREASING | 20 | 21 | 1L - Lubricate | 0100870COAA | TAD 1 COMBUSTION FAN |  |  |  |  | BEARING (MOTOR) | IRD | LUB | GREASING |  |  |  | 420 | 5 |  |  | JDE |  | LUBRICATION | FROM LUBE IT | BSMNT-LUB-IRD-7-LUBE BASEMENT - REGREASING | 4660475
8708 | BSMNT-LUB-IRD-7-LUBE | BASEMENT - REGREASING | 20 | 21 | 1L - Lubricate | 0100870CPAA | TAD 2 COMBUSTION FAN |  |  |  |  | BEARING | IRD | LUB | GREASING |  |  |  | 168 | 5 |  |  | JDE |  | LUBRICATION | FROM LUBE IT | BSMNT-LUB-IRD-7-LUBE BASEMENT - REGREASING | 4660475
8709 | BSMNT-LUB-IRD-7-LUBE | BASEMENT - REGREASING | 20 | 21 | 1L - Lubricate | 0100833AA | TAD TRAY WATER TANK AGITATOR |  |  |  |  | BEARING (PULLEY) | IRD | LUB | GREASING |  |  |  | 336 | 5 |  |  | JDE |  | LUBRICATION | FROM LUBE IT | BSMNT-LUB-IRD-7-LUBE BASEMENT - REGREASING | 4660475
8710 | BSMNT-LUB-IRD-7-LUBE | BASEMENT - REGREASING | 20 | 21 | 1L - Lubricate | 0100833AA | TAD TRAY WATER TANK AGITATOR |  |  |  |  | BEARING | IRD | LUB | GREASING |  |  |  | 168 | 5 |  |  | JDE |  | LUBRICATION | FROM LUBE IT | BSMNT-LUB-IRD-7-LUBE BASEMENT - REGREASING | 4660475
8711 | BSMNT-LUB-IRD-7-LUBE | BASEMENT - REGREASING | 20 | 21 | 1L - Lubricate | 0100833C | TAD TRAY WATER SCREEN |  |  |  |  | BEARING | IRD | LUB | GREASING |  |  |  | 168 | 5 |  |  | JDE |  | LUBRICATION | FROM LUBE IT | BSMNT-LUB-IRD-7-LUBE BASEMENT - REGREASING | 4660475
8712 | BSMNT-LUB-IRD-7-LUBE | BASEMENT - REGREASING | 20 | 21 | 1L - Lubricate | 0100832NA | WIRE PIT AGITATOR |  |  |  |  | BEARING (PULLEY) | IRD | LUB | GREASING |  |  |  | 336 | 5 |  |  | JDE |  | LUBRICATION | FROM LUBE IT | BSMNT-LUB-IRD-7-LUBE BASEMENT - REGREASING | 4660475
8713 | BSMNT-LUB-IRD-7-LUBE | BASEMENT - REGREASING | 20 | 21 | 1L - Lubricate | 0100832NA | WIRE PIT AGITATOR |  |  |  |  | BEARING | IRD | LUB | GREASING |  |  |  | 84 | 5 |  |  | JDE |  | LUBRICATION | FROM LUBE IT | BSMNT-LUB-IRD-7-LUBE BASEMENT - REGREASING | 4660475
8714 | BSMNT-LUB-IRD-7-LUBE | BASEMENT - REGREASING | 20 | 21 | 1L - Lubricate | 0100830IA | YANKEE BLEND CHEST AGITATOR |  |  |  |  | BEARING | IRD | LUB | GREASING |  |  |  | 168 | 5 |  |  | JDE |  | LUBRICATION | FROM LUBE IT | BSMNT-LUB-IRD-7-LUBE BASEMENT - REGREASING | 4660475
8715 | BSMNT-LUB-IRD-7-LUBE | BASEMENT - REGREASING | 20 | 21 | 1L - Lubricate | 0100830K | YANKEE FAN PUMP |  |  |  |  | BEARING | IRD | LUB | GREASING |  |  |  | 56 | 5 |  |  | JDE |  | LUBRICATION | FROM LUBE IT | BSMNT-LUB-IRD-7-LUBE BASEMENT - REGREASING | 4660475
8716 | BSMNT-LUB-IRD-7-LUBE | BASEMENT - REGREASING | 20 | 21 | 1L - Lubricate | 0100830K | YANKEE FAN PUMP |  |  |  |  | BEARING (MOTOR 1) | IRD | LUB | GREASING |  |  |  | 84 | 5 |  |  | JDE |  | LUBRICATION | FROM LUBE IT | BSMNT-LUB-IRD-7-LUBE BASEMENT - REGREASING | 4660475
8717 | BSMNT-LUB-IRD-7-LUBE | BASEMENT - REGREASING | 20 | 21 | 1L - Lubricate | 0100830K | YANKEE FAN PUMP |  |  |  |  | BEARING (MOTOR 2) | IRD | LUB | GREASING |  |  |  | 84 | 5 |  |  | JDE |  | LUBRICATION | FROM LUBE IT | BSMNT-LUB-IRD-7-LUBE BASEMENT - REGREASING | 4660475
8718 | BSMNT-LUB-IRD-7-LUBE | BASEMENT - REGREASING | 20 | 21 | 1L - Lubricate | 0100830N | DILUTION PUMP |  |  |  |  | PUMP | IRD | LUB | GREASING |  |  |  | 168 | 60 |  |  | JDE |  | LUBRICATION | FROM LUBE IT | BSMNT-LUB-IRD-7-LUBE BASEMENT - REGREASING | 4660475
8719 | BSMNT-LUB-IRD-7-LUBE | BASEMENT - REGREASING | 20 | 21 | 1L - Lubricate | 0100830JA | YANKEE MACHINE CHEST AGITATOR |  |  |  |  | BEARING (PULLEY) | IRD | LUB | GREASING |  |  |  | 336 | 5 |  |  | JDE |  | LUBRICATION | FROM LUBE IT | BSMNT-LUB-IRD-7-LUBE BASEMENT - REGREASING | 4660475
8720 | BSMNT-LUB-IRD-7-LUBE | BASEMENT - REGREASING | 20 | 21 | 1L - Lubricate | 0100830JA | YANKEE MACHINE CHEST AGITATOR |  |  |  |  | BEARING | IRD | LUB | GREASING |  |  |  | 168 | 5 |  |  | JDE |  | LUBRICATION | FROM LUBE IT | BSMNT-LUB-IRD-7-LUBE BASEMENT - REGREASING | 4660475
8721 | BSMNT-LUB-IRD-7-LUBE | BASEMENT - REGREASING | 20 | 21 | 1L - Lubricate | 0100830L | YANKEE PRIMARY SCREEN |  |  |  |  | BEARING | IRD | LUB | GREASING |  |  |  | 168 | 5 |  |  | JDE |  | LUBRICATION | FROM LUBE IT | BSMNT-LUB-IRD-7-LUBE BASEMENT - REGREASING | 4660475
8722 | BSMNT-LUB-IRD-7-LUBE | BASEMENT - REGREASING | 20 | 21 | 1L - Lubricate | 0100830L | YANKEE PRIMARY SCREEN |  |  |  |  | BEARING (MOTOR) | IRD | LUB | GREASING |  |  |  | 420 | 5 |  |  | JDE |  | LUBRICATION | FROM LUBE IT | BSMNT-LUB-IRD-7-LUBE BASEMENT - REGREASING | 4660475
8723 | BSMNT-LUB-IRD-7-LUBE | BASEMENT - REGREASING | 20 | 21 | 1L - Lubricate | 0100870DA | YANKEE ROLL MOTOR #1 |  |  |  |  | BEARING (MOTOR) | IRD | LUB | GREASING |  |  |  | 168 | 5 |  |  | JDE |  | LUBRICATION | FROM LUBE IT | BSMNT-LUB-IRD-7-LUBE BASEMENT - REGREASING | 4660475
8724 | BSMNT-LUB-IRD-7-LUBE | BASEMENT - REGREASING | 20 | 21 | 1L - Lubricate | 0100870DA | YANKEE ROLL MOTOR #2 |  |  |  |  | BEARING (MOTOR) | IRD | LUB | GREASING |  |  |  | 168 | 5 |  |  | JDE |  | LUBRICATION | FROM LUBE IT | BSMNT-LUB-IRD-7-LUBE BASEMENT - REGREASING | 4660475
8725 | BSMNT-LUB-IRD-7-LUBE | BASEMENT - REGREASING | 20 | 21 | 1L - Lubricate | 0100830FA | CORE MACHINE CHEST AGITATOR |  |  |  |  | BEARING (PULLEY) | IRD | LUB | GREASING |  |  |  | 336 | 5 |  |  | JDE |  | LUBRICATION | FROM LUBE IT | BSMNT-LUB-IRD-7-LUBE BASEMENT - REGREASING | 4660475
8726 | BSMNT-LUB-IRD-7-LUBE | BASEMENT - REGREASING | 20 | 21 | 1L - Lubricate | 0100830FA | CORE MACHINE CHEST AGITATOR |  |  |  |  | BEARING | IRD | LUB | GREASING |  |  |  | 168 | 5 |  |  | JDE |  | LUBRICATION | FROM LUBE IT | BSMNT-LUB-IRD-7-LUBE BASEMENT - REGREASING | 4660475
8727 | BSMNT-LUB-IRD-7-LUBE | BASEMENT - REGREASING | 20 | 21 | 1L - Lubricate | 0100830EA | CORE BLEND CHEST AGITATOR |  |  |  |  | BEARING (PULLEY) | IRD | LUB | GREASING |  |  |  | 336 | 5 |  |  | JDE |  | LUBRICATION | FROM LUBE IT | BSMNT-LUB-IRD-7-LUBE BASEMENT - REGREASING | 4660475
8728 | BSMNT-LUB-IRD-7-LUBE | BASEMENT - REGREASING | 20 | 21 | 1L - Lubricate | 0100830EA | CORE BLEND CHEST AGITATOR |  |  |  |  | BEARING | IRD | LUB | GREASING |  |  |  | 168 | 5 |  |  | JDE |  | LUBRICATION | FROM LUBE IT | BSMNT-LUB-IRD-7-LUBE BASEMENT - REGREASING | 4660475
8729 | BSMNT-LUB-IRD-7-LUBE | BASEMENT - REGREASING | 20 | 21 | 1L - Lubricate | 0100830BA | TAD MACHINE CHEST AGITATOR |  |  |  |  | BEARING (PULLEY) | IRD | LUB | GREASING |  |  |  | 336 | 5 |  |  | JDE |  | LUBRICATION | FROM LUBE IT | BSMNT-LUB-IRD-7-LUBE BASEMENT - REGREASING | 4660475
8730 | BSMNT-LUB-IRD-7-LUBE | BASEMENT - REGREASING | 20 | 21 | 1L - Lubricate | 0100830BA | TAD MACHINE CHEST AGITATOR |  |  |  |  | BEARING | IRD | LUB | GREASING |  |  |  | 168 | 5 |  |  | JDE |  | LUBRICATION | FROM LUBE IT | BSMNT-LUB-IRD-7-LUBE BASEMENT - REGREASING | 4660475
8731 | BSMNT-LUB-IRD-7-LUBE | BASEMENT - REGREASING | 20 | 21 | 1L - Lubricate | 0100832HHA | DAF RECOVERED FIBER TANK AGITATOR |  |  |  |  | BEARING (PULLEY) | IRD | LUB | GREASING |  |  |  | 336 | 5 |  |  | JDE |  | LUBRICATION | FROM LUBE IT | BSMNT-LUB-IRD-7-LUBE BASEMENT - REGREASING | 4660475
8732 | BSMNT-LUB-IRD-7-LUBE | BASEMENT - REGREASING | 20 | 21 | 1L - Lubricate | 0100830AA | TAD BLEND CHEST AGITATOR |  |  |  |  | BEARING (PULLEY) | IRD | LUB | GREASING |  |  |  | 336 | 5 |  |  | JDE |  | LUBRICATION | FROM LUBE IT | BSMNT-LUB-IRD-7-LUBE BASEMENT - REGREASING | 4660475
8733 | BSMNT-LUB-IRD-7-LUBE | BASEMENT - REGREASING | 20 | 21 | 1L - Lubricate | 0100830AA | TAD BLEND CHEST AGITATOR |  |  |  |  | BEARING | IRD | LUB | GREASING |  |  |  | 168 | 5 |  |  | JDE |  | LUBRICATION | FROM LUBE IT | BSMNT-LUB-IRD-7-LUBE BASEMENT - REGREASING | 4660475
8734 | BSMNT-LUB-IRD-7-LUBE | BASEMENT - REGREASING | 20 | 21 | 1L - Lubricate | 0100830AB | TAD BLEND CHEST PUMP |  |  |  |  | BEARING (MOTOR) | IRD | LUB | GREASING |  |  |  | 672 | 5 |  |  | JDE |  | LUBRICATION | FROM LUBE IT | BSMNT-LUB-IRD-7-LUBE BASEMENT - REGREASING | 4660475
8735 | BSMNT-LUB-IRD-7-LUBE | BASEMENT - REGREASING | 20 | 21 | 1L - Lubricate | 0100830D | TAD PRIMARY SCREEN |  |  |  |  | BEARING | IRD | LUB | GREASING |  |  |  | 168 | 5 |  |  | JDE |  | LUBRICATION | FROM LUBE IT | BSMNT-LUB-IRD-7-LUBE BASEMENT - REGREASING | 4660475
8736 | BSMNT-LUB-IRD-7-LUBE | BASEMENT - REGREASING | 20 | 21 | 1L - Lubricate | 0100830O | DILUTION PRIMARY SCREEN |  |  |  |  | BEARING | IRD | LUB | GREASING |  |  |  | 168 | 5 |  |  | JDE |  | LUBRICATION | FROM LUBE IT | BSMNT-LUB-IRD-7-LUBE BASEMENT - REGREASING | 4660475
8737 | BSMNT-LUB-IRD-7-LUBE | BASEMENT - REGREASING | 20 | 21 | 1L - Lubricate | 0100830G | CORE FAN PUMP |  |  |  |  | BEARING | IRD | LUB | GREASING |  |  |  | 56 | 5 |  |  | JDE |  | LUBRICATION | FROM LUBE IT | BSMNT-LUB-IRD-7-LUBE BASEMENT - REGREASING | 4660475
8738 | BSMNT-LUB-IRD-7-LUBE | BASEMENT - REGREASING | 20 | 21 | 1L - Lubricate | 0100830C | TAD FAN PUMP |  |  |  |  | BEARING | IRD | LUB | GREASING |  |  |  | 56 | 5 |  |  | JDE |  | LUBRICATION | FROM LUBE IT | BSMNT-LUB-IRD-7-LUBE BASEMENT - REGREASING | 4660475
8739 | BSMNT-LUB-IRD-7-LUBE | BASEMENT - REGREASING | 20 | 21 | 1L - Lubricate | 0100832FA | BOW SCREEN RECOVERED FIBER TANK AGITATOR |  |  |  |  | BEARING (PULLEY) | IRD | LUB | GREASING |  |  |  | 336 | 5 |  |  | JDE |  | LUBRICATION | FROM LUBE IT | BSMNT-LUB-IRD-7-LUBE BASEMENT - REGREASING | 4660475
8740 | BSMNT-LUB-IRD-7-LUBE | BASEMENT - REGREASING | 20 | 21 | 1L - Lubricate | 0100832FA | BOW SCREEN RECOVERED FIBER TANK AGITATOR |  |  |  |  | BEARING | IRD | LUB | GREASING |  |  |  | 168 | 5 |  |  | JDE |  | LUBRICATION | FROM LUBE IT | BSMNT-LUB-IRD-7-LUBE BASEMENT - REGREASING | 4660475
8741 | BSMNT-LUB-IRD-7-LUBE | BASEMENT - REGREASING | 20 | 21 | 1L - Lubricate | 225693 | TERTIARY SUPPLY FAN #4 |  |  |  |  | BEARING | IRD | LUB | GREASING |  |  |  | 112 | 5 |  |  | JDE |  | LUBRICATION | FROM LUBE IT | BSMNT-LUB-IRD-7-LUBE BASEMENT - REGREASING | 4660475
8742 | BSMNT-LUB-IRD-7-LUBE | BASEMENT - REGREASING | 20 | 21 | 1L - Lubricate | 225711 | TERTIARY SUPPLY FAN #5 |  |  |  |  | BEARING | IRD | LUB | GREASING |  |  |  | 112 | 5 |  |  | JDE |  | LUBRICATION | FROM LUBE IT | BSMNT-LUB-IRD-7-LUBE BASEMENT - REGREASING | 4660475
8743 | BSMNT-LUB-IRD-7-LUBE | BASEMENT - REGREASING | 20 | 21 | 1L - Lubricate | 0100828W | CORE TRANSFER CONVEYOR #1 |  |  |  |  | CONVEYOR HINGE STEEL BELT | IRD | LUB | LUBRICATE |  |  |  | 28 | 30 |  |  | JDE |  | LUBRICATION | FROM LUBE IT | BSMNT-LUB-IRD-7-LUBE BASEMENT - REGREASING | 4660475
8744 | BSMNT-LUB-IRD-7-LUBE | BASEMENT - REGREASING | 20 | 21 | 1L - Lubricate | 0100830CA | TAD FAN PUMP #1 |  |  |  |  | BEARING | IRD | LUB | GREASING |  |  |  | 168 | 5 |  |  | JDE |  | LUBRICATION | FROM LUBE IT | BSMNT-LUB-IRD-7-LUBE BASEMENT - REGREASING | 4660475
8745 | BSMNT-LUB-IRD-7-LUBE | BASEMENT - REGREASING | 20 | 21 | 1L - Lubricate | 0100830CB | TAD FAN PUMP #2 |  |  |  |  | BEARING | IRD | LUB | GREASING |  |  |  | 168 | 5 |  |  | JDE |  | LUBRICATION | FROM LUBE IT | BSMNT-LUB-IRD-7-LUBE BASEMENT - REGREASING | 4660475
8746 | BSMNT-LUB-IRD-7-LUBE | BASEMENT - REGREASING | 20 | 21 | 1L - Lubricate | 0100830GA | CORE FAN PUMP #1 |  |  |  |  | BEARING | IRD | LUB | GREASING |  |  |  | 168 | 5 |  |  | JDE |  | LUBRICATION | FROM LUBE IT | BSMNT-LUB-IRD-7-LUBE BASEMENT - REGREASING | 4660475
8747 | BSMNT-LUB-IRD-7-LUBE | BASEMENT - REGREASING | 20 | 21 | 1L - Lubricate | 0100830GB | CORE FAN PUMP #2 |  |  |  |  | BEARING | IRD | LUB | GREASING |  |  |  | 168 | 5 |  |  | JDE |  | LUBRICATION | FROM LUBE IT | BSMNT-LUB-IRD-7-LUBE BASEMENT - REGREASING | 4660475
8748 | ETP-LUB-IRD-14-LVL CHK | ETP - INSPECTION | 22 | 16 | 3 - Obj Inspection | 5050045BDB | ETP DAF 1 SLUDGE SCRAPER |  |  |  |  | REDUCER | IRD | LUB | LEVEL CHK |  |  |  | 14 | 5 |  |  | JDE |  | LUBRICATION | FROM LUBE IT | ETP-LUB-IRD-14-LVL CHK ETP - INSPECTION | 4660476
8749 | ETP-LUB-IRD-14-LVL CHK | ETP - INSPECTION | 22 | 16 | 3 - Obj Inspection | 5050045BDC | ETP DAF 1 SLUDGE THICKENER |  |  |  |  | REDUCER | IRD | LUB | LEVEL CHK |  |  |  | 14 | 5 |  |  | JDE |  | LUBRICATION | FROM LUBE IT | ETP-LUB-IRD-14-LVL CHK ETP - INSPECTION | 4660476
8750 | ETP-LUB-IRD-14-LVL CHK | ETP - INSPECTION | 22 | 16 | 3 - Obj Inspection | 5050045AAA | FLOCCULATION TANK #1 AGITATOR |  |  |  |  | GEARBOX | IRD | LUB | LEVEL CHK |  |  |  | 14 | 5 |  |  | JDE |  | LUBRICATION | FROM LUBE IT | ETP-LUB-IRD-14-LVL CHK ETP - INSPECTION | 4660476
8751 | ETP-LUB-IRD-14-LVL CHK | ETP - INSPECTION | 22 | 16 | 3 - Obj Inspection | 5050045ABA | FLOCCULATION TANK #2 AGITATOR |  |  |  |  | GEARBOX | IRD | LUB | LEVEL CHK |  |  |  | 14 | 5 |  |  | JDE |  | LUBRICATION | FROM LUBE IT | ETP-LUB-IRD-14-LVL CHK ETP - INSPECTION | 4660476
8752 | ETP-LUB-IRD-14-LVL CHK | ETP - INSPECTION | 22 | 16 | 3 - Obj Inspection | 5050045AH | SCREW PRESS #1 |  |  |  |  | REDUCER (PLANETARY): SCREW PRESS 1 MOTOR | IRD | LUB | LEVEL CHK |  |  |  | 28 | 5 |  |  | JDE |  | LUBRICATION | FROM LUBE IT | ETP-LUB-IRD-14-LVL CHK ETP - INSPECTION | 4660476
8753 | ETP-LUB-IRD-14-LVL CHK | ETP - INSPECTION | 22 | 16 | 3 - Obj Inspection | 5050045AH | SCREW PRESS #1 |  |  |  |  | REDUCER (PRIMARY): SCREW PRESS 1 MOTOR | IRD | LUB | LEVEL CHK |  |  |  | 28 | 5 |  |  | JDE |  | LUBRICATION | FROM LUBE IT | ETP-LUB-IRD-14-LVL CHK ETP - INSPECTION | 4660476
8754 | ETP-LUB-IRD-14-LVL CHK | ETP - INSPECTION | 22 | 16 | 3 - Obj Inspection | 5050045AI | SCREW PRESS #2 |  |  |  |  | REDUCER (PLANETARY): SCREW PRESS 1 MOTOR | IRD | LUB | LEVEL CHK |  |  |  | 28 | 5 |  |  | JDE |  | LUBRICATION | FROM LUBE IT | ETP-LUB-IRD-14-LVL CHK ETP - INSPECTION | 4660476
8755 | ETP-LUB-IRD-14-LVL CHK | ETP - INSPECTION | 22 | 16 | 3 - Obj Inspection | 5050045AI | SCREW PRESS #2 |  |  |  |  | REDUCER (PRIMARY): SCREW PRESS 1 MOTOR | IRD | LUB | LEVEL CHK |  |  |  | 28 | 5 |  |  | JDE |  | LUBRICATION | FROM LUBE IT | ETP-LUB-IRD-14-LVL CHK ETP - INSPECTION | 4660476
8756 | ETP-LUB-IRD-14-LVL CHK | ETP - INSPECTION | 22 | 16 | 3 - Obj Inspection | 5050045BDEA | ETP DAF 1 RECIRCULATION PUMP |  |  |  |  | PUMP | IRD | LUB | LEVEL CHK |  |  |  | 14 | 5 |  |  | JDE |  | LUBRICATION | FROM LUBE IT | ETP-LUB-IRD-14-LVL CHK ETP - INSPECTION | 4660476
8757 | ETP-LUB-IRD-14-LVL CHK | ETP - INSPECTION | 22 | 16 | 3 - Obj Inspection | 5050045AD | SLUDGE PUMP #2 |  |  |  |  | GEARBOX | IRD | LUB | LEVEL CHK |  |  |  | 14 | 5 |  |  | JDE |  | LUBRICATION | FROM LUBE IT | ETP-LUB-IRD-14-LVL CHK ETP - INSPECTION | 4660476
8758 | ETP-LUB-IRD-14-LVL CHK | ETP - INSPECTION | 22 | 16 | 3 - Obj Inspection | 5050045AD | SLUDGE PUMP #2 |  |  |  |  | PUMP | IRD | LUB | LEVEL CHK |  |  |  | 14 | 5 |  |  | JDE |  | LUBRICATION | FROM LUBE IT | ETP-LUB-IRD-14-LVL CHK ETP - INSPECTION | 4660476
8759 | ETP-LUB-IRD-14-LVL CHK | ETP - INSPECTION | 22 | 16 | 3 - Obj Inspection | 5050045AC | SLUDGE PUMP #1 |  |  |  |  | GEARBOX | IRD | LUB | LEVEL CHK |  |  |  | 14 | 5 |  |  | JDE |  | LUBRICATION | FROM LUBE IT | ETP-LUB-IRD-14-LVL CHK ETP - INSPECTION | 4660476
8760 | ETP-LUB-IRD-14-LVL CHK | ETP - INSPECTION | 22 | 16 | 3 - Obj Inspection | 5050045AC | SLUDGE PUMP #1 |  |  |  |  | PUMP | IRD | LUB | LEVEL CHK |  |  |  | 14 | 5 |  |  | JDE |  | LUBRICATION | FROM LUBE IT | ETP-LUB-IRD-14-LVL CHK ETP - INSPECTION | 4660476
8761 | ETP-LUB-IRD-14-LVL CHK | ETP - INSPECTION | 22 | 16 | 3 - Obj Inspection | 5050045BJ | RECYCLE WATER PUMP #2 |  |  |  |  | PUMP | IRD | LUB | LEVEL CHK |  |  |  | 14 | 5 |  |  | JDE |  | LUBRICATION | FROM LUBE IT | ETP-LUB-IRD-14-LVL CHK ETP - INSPECTION | 4660476
8762 | ETP-LUB-IRD-14-LVL CHK | ETP - INSPECTION | 22 | 16 | 3 - Obj Inspection | 5050045BI | RECYCLE WATER PUMP #1 |  |  |  |  | PUMP | IRD | LUB | LEVEL CHK |  |  |  | 14 | 5 |  |  | JDE |  | LUBRICATION | FROM LUBE IT | ETP-LUB-IRD-14-LVL CHK ETP - INSPECTION | 4660476
8763 | ETP-LUB-IRD-14-LVL CHK | ETP - INSPECTION | 22 | 16 | 3 - Obj Inspection | 5050045BO | WASTE WATER COLLECTION SUMP PUMP #2 |  |  |  |  | PUMP | IRD | LUB | LEVEL CHK |  |  |  | 14 | 5 |  |  | JDE |  | LUBRICATION | FROM LUBE IT | ETP-LUB-IRD-14-LVL CHK ETP - INSPECTION | 4660476
8764 | ETP-LUB-IRD-14-LVL CHK | ETP - INSPECTION | 22 | 16 | 3 - Obj Inspection | 5050045BN | WASTE WATER COLLECTION SUMP PUMP #1 |  |  |  |  | PUMP | IRD | LUB | LEVEL CHK |  |  |  | 14 | 5 |  |  | JDE |  | LUBRICATION | FROM LUBE IT | ETP-LUB-IRD-14-LVL CHK ETP - INSPECTION | 4660476
8765 | ETP-LUB-IRD-14-LVL CHK | ETP - INSPECTION | 22 | 16 | 3 - Obj Inspection | 0100880J | COLD FRESH WATER PROCESS PUMP #1 |  |  |  |  | PUMP | IRD | LUB | LEVEL CHK |  |  |  | 14 | 5 |  |  | JDE |  | LUBRICATION | FROM LUBE IT | ETP-LUB-IRD-14-LVL CHK ETP - INSPECTION | 4660476
8766 | ETP-LUB-IRD-14-LVL CHK | ETP - INSPECTION | 22 | 16 | 3 - Obj Inspection | 0100880K | COLD FRESH WATER PROCESS PUMP #2 |  |  |  |  | PUMP | IRD | LUB | LEVEL CHK |  |  |  | 14 | 5 |  |  | JDE |  | LUBRICATION | FROM LUBE IT | ETP-LUB-IRD-14-LVL CHK ETP - INSPECTION | 4660476
8767 | ETP-LUB-IRD-14-LVL CHK | ETP - INSPECTION | 22 | 16 | 3 - Obj Inspection | 5050045BG | ETP DAF SLUDGE PUMP #2 |  |  |  |  | GEARBOX | IRD | LUB | LEVEL CHK |  |  |  | 14 | 5 |  |  | JDE |  | LUBRICATION | FROM LUBE IT | ETP-LUB-IRD-14-LVL CHK ETP - INSPECTION | 4660476
8768 | ETP-LUB-IRD-14-LVL CHK | ETP - INSPECTION | 22 | 16 | 3 - Obj Inspection | 5050045BG | ETP DAF SLUDGE PUMP #2 |  |  |  |  | PUMP | IRD | LUB | LEVEL CHK |  |  |  | 14 | 5 |  |  | JDE |  | LUBRICATION | FROM LUBE IT | ETP-LUB-IRD-14-LVL CHK ETP - INSPECTION | 4660476
8769 | ETP-LUB-IRD-14-LVL CHK | ETP - INSPECTION | 22 | 16 | 3 - Obj Inspection | 5050045BF | ETP DAF SLUDGE PUMP #1 |  |  |  |  | GEARBOX | IRD | LUB | LEVEL CHK |  |  |  | 14 | 5 |  |  | JDE |  | LUBRICATION | FROM LUBE IT | ETP-LUB-IRD-14-LVL CHK ETP - INSPECTION | 4660476
8770 | ETP-LUB-IRD-14-LVL CHK | ETP - INSPECTION | 22 | 16 | 3 - Obj Inspection | 5050045BF | ETP DAF SLUDGE PUMP #1 |  |  |  |  | PUMP | IRD | LUB | LEVEL CHK |  |  |  | 14 | 5 |  |  | JDE |  | LUBRICATION | FROM LUBE IT | ETP-LUB-IRD-14-LVL CHK ETP - INSPECTION | 4660476
8771 | ETP-LUB-IRD-14-LVL CHK | ETP - INSPECTION | 22 | 16 | 3 - Obj Inspection | 5050045BB | EQUALIZATION TANK DISCHARGE PUMP #1 |  |  |  |  | PUMP | IRD | LUB | LEVEL CHK |  |  |  | 14 | 5 |  |  | JDE |  | LUBRICATION | FROM LUBE IT | ETP-LUB-IRD-14-LVL CHK ETP - INSPECTION | 4660476
8772 | ETP-LUB-IRD-14-LVL CHK | ETP - INSPECTION | 22 | 16 | 3 - Obj Inspection | 5050045BC | EQUALIZATION TANK DISCHARGE PUMP #2 |  |  |  |  | PUMP | IRD | LUB | LEVEL CHK |  |  |  | 14 | 5 |  |  | JDE |  | LUBRICATION | FROM LUBE IT | ETP-LUB-IRD-14-LVL CHK ETP - INSPECTION | 4660476
8773 | ETP-LUB-IRD-14-LVL CHK | ETP - INSPECTION | 22 | 16 | 3 - Obj Inspection | 5050045AJ | BIN DISTRIBUTION CONVEYOR #1 |  |  |  |  | REDUCER | IRD | LUB | LEVEL CHK |  |  |  | 14 | 5 |  |  | JDE |  | LUBRICATION | FROM LUBE IT | ETP-LUB-IRD-14-LVL CHK ETP - INSPECTION | 4660476
8774 | ETP-LUB-IRD-14-LVL CHK | ETP - INSPECTION | 22 | 16 | 3 - Obj Inspection | 5050045AK | BIN DISTRIBUTION CONVEYOR #2 |  |  |  |  | REDUCER | IRD | LUB | LEVEL CHK |  |  |  | 14 | 5 |  |  | JDE |  | LUBRICATION | FROM LUBE IT | ETP-LUB-IRD-14-LVL CHK ETP - INSPECTION | 4660476
8775 | ETP-LUB-IRD-14-LVL CHK | ETP - INSPECTION | 22 | 16 | 3 - Obj Inspection | 5050045AL | SCREW PRESS DISCHARGE COLLECTION CONVEYOR |  |  |  |  | REDUCER | IRD | LUB | LEVEL CHK |  |  |  | 14 | 5 |  |  | JDE |  | LUBRICATION | FROM LUBE IT | ETP-LUB-IRD-14-LVL CHK ETP - INSPECTION | 4660476
8776 | ETP-LUB-IRD-84-LUBE | ETP - OIL CHANGE | 19 | 16 | 1L - Lubricate | 5050045BDB | ETP DAF 1 SLUDGE SCRAPER |  |  |  |  | REDUCER | IRD | LUB | OIL CHANGE |  |  |  | 1008 | 60 |  |  | JDE |  | LUBRICATION | FROM LUBE IT | ETP-LUB-IRD-84-LUBE ETP - OIL CHANGE | 4660477
8777 | ETP-LUB-IRD-84-LUBE | ETP - OIL CHANGE | 19 | 16 | 1L - Lubricate | 5050045BDC | ETP DAF 1 SLUDGE THICKENER |  |  |  |  | REDUCER | IRD | LUB | OIL CHANGE |  |  |  | 1008 | 60 |  |  | JDE |  | LUBRICATION | FROM LUBE IT | ETP-LUB-IRD-84-LUBE ETP - OIL CHANGE | 4660477
8778 | ETP-LUB-IRD-84-LUBE | ETP - OIL CHANGE | 19 | 16 | 1L - Lubricate | 5050045AAA | FLOCCULATION TANK #1 AGITATOR |  |  |  |  | GEARBOX | IRD | LUB | OIL CHANGE |  |  |  | 672 | 60 |  |  | JDE |  | LUBRICATION | FROM LUBE IT | ETP-LUB-IRD-84-LUBE ETP - OIL CHANGE | 4660477
8779 | ETP-LUB-IRD-84-LUBE | ETP - OIL CHANGE | 19 | 16 | 1L - Lubricate | 5050045ABA | FLOCCULATION TANK #2 AGITATOR |  |  |  |  | GEARBOX | IRD | LUB | OIL CHANGE |  |  |  | 672 | 60 |  |  | JDE |  | LUBRICATION | FROM LUBE IT | ETP-LUB-IRD-84-LUBE ETP - OIL CHANGE | 4660477
8780 | ETP-LUB-IRD-84-LUBE | ETP - OIL CHANGE | 19 | 16 | 1L - Lubricate | 5050045AF | PRE-THICKENER #1 |  |  |  |  | REDUCER | IRD | LUB | OIL CHANGE |  |  |  | 1008 | 60 |  |  | JDE |  | LUBRICATION | FROM LUBE IT | ETP-LUB-IRD-84-LUBE ETP - OIL CHANGE | 4660477
8781 | ETP-LUB-IRD-84-LUBE | ETP - OIL CHANGE | 19 | 16 | 1L - Lubricate | 5050045AG | PRE-THICKENER #2 |  |  |  |  | REDUCER | IRD | LUB | OIL CHANGE |  |  |  | 1008 | 60 |  |  | JDE |  | LUBRICATION | FROM LUBE IT | ETP-LUB-IRD-84-LUBE ETP - OIL CHANGE | 4660477
8782 | ETP-LUB-IRD-84-LUBE | ETP - OIL CHANGE | 19 | 16 | 1L - Lubricate | 5050045AI | SCREW PRESS #2 |  |  |  |  | REDUCER (PRIMARY): SCREW PRESS 1 MOTOR | IRD | LUB | OIL CHANGE |  |  |  | 1008 | 60 |  |  | JDE |  | LUBRICATION | FROM LUBE IT | ETP-LUB-IRD-84-LUBE ETP - OIL CHANGE | 4660477
8783 | ETP-LUB-IRD-84-LUBE | ETP - OIL CHANGE | 19 | 16 | 1L - Lubricate | 5050045AI | SCREW PRESS #2 |  |  |  |  | REDUCER (PLANETARY): SCREW PRESS 1 MOTOR | IRD | LUB | OIL CHANGE |  |  |  | 1008 | 60 |  |  | JDE |  | LUBRICATION | FROM LUBE IT | ETP-LUB-IRD-84-LUBE ETP - OIL CHANGE | 4660477
8784 | ETP-LUB-IRD-84-LUBE | ETP - OIL CHANGE | 19 | 16 | 1L - Lubricate | 5050045AI | SCREW PRESS #2 |  |  |  |  | CHAIN | IRD | LUB | VISUAL |  |  |  | 84 | 30 |  |  | JDE |  | LUBRICATION | FROM LUBE IT | ETP-LUB-IRD-84-LUBE ETP - OIL CHANGE | 4660477
8785 | ETP-LUB-IRD-84-LUBE | ETP - OIL CHANGE | 19 | 16 | 1L - Lubricate | 5050045AH | SCREW PRESS #1 |  |  |  |  | REDUCER (PRIMARY): SCREW PRESS 1 MOTOR | IRD | LUB | OIL CHANGE |  |  |  | 1008 | 60 |  |  | JDE |  | LUBRICATION | FROM LUBE IT | ETP-LUB-IRD-84-LUBE ETP - OIL CHANGE | 4660477
8786 | ETP-LUB-IRD-84-LUBE | ETP - OIL CHANGE | 19 | 16 | 1L - Lubricate | 5050045AH | SCREW PRESS #1 |  |  |  |  | CHAIN | IRD | LUB | VISUAL |  |  |  | 84 | 30 |  |  | JDE |  | LUBRICATION | FROM LUBE IT | ETP-LUB-IRD-84-LUBE ETP - OIL CHANGE | 4660477
8787 | ETP-LUB-IRD-84-LUBE | ETP - OIL CHANGE | 19 | 16 | 1L - Lubricate | 5050045AH | SCREW PRESS #1 |  |  |  |  | REDUCER (PLANETARY): SCREW PRESS 1 MOTOR | IRD | LUB | OIL CHANGE |  |  |  | 1008 | 60 |  |  | JDE |  | LUBRICATION | FROM LUBE IT | ETP-LUB-IRD-84-LUBE ETP - OIL CHANGE | 4660477
8788 | ETP-LUB-IRD-84-LUBE | ETP - OIL CHANGE | 19 | 16 | 1L - Lubricate | 5050045BDEA | ETP DAF 1 RECIRCULATION PUMP |  |  |  |  | PUMP | IRD | LUB | OIL CHANGE |  |  |  | 336 | 60 |  |  | JDE |  | LUBRICATION | FROM LUBE IT | ETP-LUB-IRD-84-LUBE ETP - OIL CHANGE | 4660477
8789 | ETP-LUB-IRD-84-LUBE | ETP - OIL CHANGE | 19 | 16 | 1L - Lubricate | 5050045AD | SLUDGE PUMP #2 |  |  |  |  | PUMP | IRD | LUB | OIL CHANGE |  |  |  | 336 | 60 |  |  | JDE |  | LUBRICATION | FROM LUBE IT | ETP-LUB-IRD-84-LUBE ETP - OIL CHANGE | 4660477
8790 | ETP-LUB-IRD-84-LUBE | ETP - OIL CHANGE | 19 | 16 | 1L - Lubricate | 5050045AD | SLUDGE PUMP #2 |  |  |  |  | GEARBOX | IRD | LUB | OIL CHANGE |  |  |  | 168 | 60 |  |  | JDE |  | LUBRICATION | FROM LUBE IT | ETP-LUB-IRD-84-LUBE ETP - OIL CHANGE | 4660477
8791 | ETP-LUB-IRD-84-LUBE | ETP - OIL CHANGE | 19 | 16 | 1L - Lubricate | 5050045AC | SLUDGE PUMP #1 |  |  |  |  | PUMP | IRD | LUB | OIL CHANGE |  |  |  | 336 | 60 |  |  | JDE |  | LUBRICATION | FROM LUBE IT | ETP-LUB-IRD-84-LUBE ETP - OIL CHANGE | 4660477
8792 | ETP-LUB-IRD-84-LUBE | ETP - OIL CHANGE | 19 | 16 | 1L - Lubricate | 5050045AC | SLUDGE PUMP #1 |  |  |  |  | GEARBOX | IRD | LUB | OIL CHANGE |  |  |  | 168 | 60 |  |  | JDE |  | LUBRICATION | FROM LUBE IT | ETP-LUB-IRD-84-LUBE ETP - OIL CHANGE | 4660477
8793 | ETP-LUB-IRD-84-LUBE | ETP - OIL CHANGE | 19 | 16 | 1L - Lubricate | 5050045BJ | RECYCLE WATER PUMP #2 |  |  |  |  | PUMP | IRD | LUB | OIL CHANGE |  |  |  | 336 | 60 |  |  | JDE |  | LUBRICATION | FROM LUBE IT | ETP-LUB-IRD-84-LUBE ETP - OIL CHANGE | 4660477
8794 | ETP-LUB-IRD-84-LUBE | ETP - OIL CHANGE | 19 | 16 | 1L - Lubricate | 5050045BI | RECYCLE WATER PUMP #1 |  |  |  |  | PUMP | IRD | LUB | OIL CHANGE |  |  |  | 336 | 60 |  |  | JDE |  | LUBRICATION | FROM LUBE IT | ETP-LUB-IRD-84-LUBE ETP - OIL CHANGE | 4660477
8795 | ETP-LUB-IRD-84-LUBE | ETP - OIL CHANGE | 19 | 16 | 1L - Lubricate | 5050045BO | WASTE WATER COLLECTION SUMP PUMP #2 |  |  |  |  | PUMP | IRD | LUB | OIL CHANGE |  |  |  | 336 | 60 |  |  | JDE |  | LUBRICATION | FROM LUBE IT | ETP-LUB-IRD-84-LUBE ETP - OIL CHANGE | 4660477
8796 | ETP-LUB-IRD-84-LUBE | ETP - OIL CHANGE | 19 | 16 | 1L - Lubricate | 5050045BN | WASTE WATER COLLECTION SUMP PUMP #1 |  |  |  |  | PUMP | IRD | LUB | OIL CHANGE |  |  |  | 336 | 60 |  |  | JDE |  | LUBRICATION | FROM LUBE IT | ETP-LUB-IRD-84-LUBE ETP - OIL CHANGE | 4660477
8797 | ETP-LUB-IRD-84-LUBE | ETP - OIL CHANGE | 19 | 16 | 1L - Lubricate | 0100880J | COLD FRESH WATER PROCESS PUMP #1 |  |  |  |  | PUMP | IRD | LUB | OIL CHANGE |  |  |  | 168 | 60 |  |  | JDE |  | LUBRICATION | FROM LUBE IT | ETP-LUB-IRD-84-LUBE ETP - OIL CHANGE | 4660477
8798 | ETP-LUB-IRD-84-LUBE | ETP - OIL CHANGE | 19 | 16 | 1L - Lubricate | 0100880K | COLD FRESH WATER PROCESS PUMP #2 |  |  |  |  | PUMP | IRD | LUB | OIL CHANGE |  |  |  | 168 | 60 |  |  | JDE |  | LUBRICATION | FROM LUBE IT | ETP-LUB-IRD-84-LUBE ETP - OIL CHANGE | 4660477
8799 | ETP-LUB-IRD-84-LUBE | ETP - OIL CHANGE | 19 | 16 | 1L - Lubricate | 5050045BG | ETP DAF SLUDGE PUMP #2 |  |  |  |  | PUMP | IRD | LUB | OIL CHANGE |  |  |  | 336 | 60 |  |  | JDE |  | LUBRICATION | FROM LUBE IT | ETP-LUB-IRD-84-LUBE ETP - OIL CHANGE | 4660477
8800 | ETP-LUB-IRD-84-LUBE | ETP - OIL CHANGE | 19 | 16 | 1L - Lubricate | 5050045BG | ETP DAF SLUDGE PUMP #2 |  |  |  |  | GEARBOX | IRD | LUB | OIL CHANGE |  |  |  | 168 | 60 |  |  | JDE |  | LUBRICATION | FROM LUBE IT | ETP-LUB-IRD-84-LUBE ETP - OIL CHANGE | 4660477
8801 | ETP-LUB-IRD-84-LUBE | ETP - OIL CHANGE | 19 | 16 | 1L - Lubricate | 5050045BF | ETP DAF SLUDGE PUMP #1 |  |  |  |  | PUMP | IRD | LUB | OIL CHANGE |  |  |  | 336 | 60 |  |  | JDE |  | LUBRICATION | FROM LUBE IT | ETP-LUB-IRD-84-LUBE ETP - OIL CHANGE | 4660477
8802 | ETP-LUB-IRD-84-LUBE | ETP - OIL CHANGE | 19 | 16 | 1L - Lubricate | 5050045BF | ETP DAF SLUDGE PUMP #1 |  |  |  |  | GEARBOX | IRD | LUB | OIL CHANGE |  |  |  | 168 | 60 |  |  | JDE |  | LUBRICATION | FROM LUBE IT | ETP-LUB-IRD-84-LUBE ETP - OIL CHANGE | 4660477
8803 | ETP-LUB-IRD-84-LUBE | ETP - OIL CHANGE | 19 | 16 | 1L - Lubricate | 5050045BB | EQUALIZATION TANK DISCHARGE PUMP #1 |  |  |  |  | PUMP | IRD | LUB | OIL CHANGE |  |  |  | 336 | 60 |  |  | JDE |  | LUBRICATION | FROM LUBE IT | ETP-LUB-IRD-84-LUBE ETP - OIL CHANGE | 4660477
8804 | ETP-LUB-IRD-84-LUBE | ETP - OIL CHANGE | 19 | 16 | 1L - Lubricate | 5050045BC | EQUALIZATION TANK DISCHARGE PUMP #2 |  |  |  |  | PUMP | IRD | LUB | OIL CHANGE |  |  |  | 336 | 60 |  |  | JDE |  | LUBRICATION | FROM LUBE IT | ETP-LUB-IRD-84-LUBE ETP - OIL CHANGE | 4660477
8805 | ETP-LUB-IRD-84-LUBE | ETP - OIL CHANGE | 19 | 16 | 1L - Lubricate | 5050045AJ | BIN DISTRIBUTION CONVEYOR #1 |  |  |  |  | REDUCER | IRD | LUB | OIL CHANGE |  |  |  | 168 | 60 |  |  | JDE |  | LUBRICATION | FROM LUBE IT | ETP-LUB-IRD-84-LUBE ETP - OIL CHANGE | 4660477
8806 | ETP-LUB-IRD-84-LUBE | ETP - OIL CHANGE | 19 | 16 | 1L - Lubricate | 5050045AK | BIN DISTRIBUTION CONVEYOR #2 |  |  |  |  | REDUCER | IRD | LUB | OIL CHANGE |  |  |  | 168 | 60 |  |  | JDE |  | LUBRICATION | FROM LUBE IT | ETP-LUB-IRD-84-LUBE ETP - OIL CHANGE | 4660477
8807 | ETP-LUB-IRD-84-LUBE | ETP - OIL CHANGE | 19 | 16 | 1L - Lubricate | 5050045AL | SCREW PRESS DISCHARGE COLLECTION CONVEYOR |  |  |  |  | REDUCER | IRD | LUB | OIL CHANGE |  |  |  | 168 | 60 |  |  | JDE |  | LUBRICATION | FROM LUBE IT | ETP-LUB-IRD-84-LUBE ETP - OIL CHANGE | 4660477
8808 | ETP-LUB-IRD-7-LUBE | ETP - REGREASING | 18 | 16 | 1L - Lubricate | 5050045BDB | ETP DAF 1 SLUDGE SCRAPER |  |  |  |  | BUSHING (SHAFT PILLOW BLOCK) | IRD | LUB | GREASING |  |  |  | 28 | 5 |  |  | JDE |  | LUBRICATION | FROM LUBE IT | ETP-LUB-IRD-7-LUBE ETP - REGREASING | 4660478
8809 | ETP-LUB-IRD-7-LUBE | ETP - REGREASING | 18 | 16 | 1L - Lubricate | 5050045BDB | ETP DAF 1 SLUDGE SCRAPER |  |  |  |  | BEARING (MOTOR) | IRD | LUB | GREASING |  |  |  | 84 | 5 |  |  | JDE |  | LUBRICATION | FROM LUBE IT | ETP-LUB-IRD-7-LUBE ETP - REGREASING | 4660478
8810 | ETP-LUB-IRD-7-LUBE | ETP - REGREASING | 18 | 16 | 1L - Lubricate | 5050045BDC | ETP DAF 1 SLUDGE THICKENER |  |  |  |  | BUSHING (SHAFT PILLOW BLOCK) | IRD | LUB | GREASING |  |  |  | 28 | 5 |  |  | JDE |  | LUBRICATION | FROM LUBE IT | ETP-LUB-IRD-7-LUBE ETP - REGREASING | 4660478
8811 | ETP-LUB-IRD-7-LUBE | ETP - REGREASING | 18 | 16 | 1L - Lubricate | 5050045BDC | ETP DAF 1 SLUDGE THICKENER |  |  |  |  | BEARING (MOTOR) | IRD | LUB | GREASING |  |  |  | 84 | 5 |  |  | JDE |  | LUBRICATION | FROM LUBE IT | ETP-LUB-IRD-7-LUBE ETP - REGREASING | 4660478
8812 | ETP-LUB-IRD-7-LUBE | ETP - REGREASING | 18 | 16 | 1L - Lubricate | 5050045AAA | FLOCCULATION TANK #1 AGITATOR |  |  |  |  | BEARING (MOTOR) | IRD | LUB | GREASING |  |  |  | 84 | 5 |  |  | JDE |  | LUBRICATION | FROM LUBE IT | ETP-LUB-IRD-7-LUBE ETP - REGREASING | 4660478
8813 | ETP-LUB-IRD-7-LUBE | ETP - REGREASING | 18 | 16 | 1L - Lubricate | 5050045ABA | FLOCCULATION TANK #2 AGITATOR |  |  |  |  | BEARING (MOTOR) | IRD | LUB | GREASING |  |  |  | 84 | 5 |  |  | JDE |  | LUBRICATION | FROM LUBE IT | ETP-LUB-IRD-7-LUBE ETP - REGREASING | 4660478
8814 | ETP-LUB-IRD-7-LUBE | ETP - REGREASING | 18 | 16 | 1L - Lubricate | 5050045AG | PRE-THICKENER #2 |  |  |  |  | BEARING (MOTOR) | IRD | LUB | GREASING |  |  |  | 672 |  |  |  | JDE |  | LUBRICATION | FROM LUBE IT | ETP-LUB-IRD-7-LUBE ETP - REGREASING | 4660478
8815 | ETP-LUB-IRD-7-LUBE | ETP - REGREASING | 18 | 16 | 1L - Lubricate | 5050045AG | PRE-THICKENER #2 |  |  |  |  | BEARING (DRUM SHAFT) | IRD | LUB | GREASING |  |  |  | 168 | 5 |  |  | JDE |  | LUBRICATION | FROM LUBE IT | ETP-LUB-IRD-7-LUBE ETP - REGREASING | 4660478
8816 | ETP-LUB-IRD-7-LUBE | ETP - REGREASING | 18 | 16 | 1L - Lubricate | 5050045AG | PRE-THICKENER #2 |  |  |  |  | BEARING (SCREW SHAFT) | IRD | LUB | GREASING |  |  |  | 168 | 5 |  |  | JDE |  | LUBRICATION | FROM LUBE IT | ETP-LUB-IRD-7-LUBE ETP - REGREASING | 4660478
8817 | ETP-LUB-IRD-7-LUBE | ETP - REGREASING | 18 | 16 | 1L - Lubricate | 5050045AG | PRE-THICKENER #2 |  |  |  |  | SEAL (PACKING) | IRD | LUB | GREASING |  |  |  | 168 | 5 |  |  | JDE |  | LUBRICATION | FROM LUBE IT | ETP-LUB-IRD-7-LUBE ETP - REGREASING | 4660478
8818 | ETP-LUB-IRD-7-LUBE | ETP - REGREASING | 18 | 16 | 1L - Lubricate | 5050045AF | PRE-THICKENER #1 |  |  |  |  | BEARING (MOTOR) | IRD | LUB | GREASING |  |  |  | 672 |  |  |  | JDE |  | LUBRICATION | FROM LUBE IT | ETP-LUB-IRD-7-LUBE ETP - REGREASING | 4660478
8819 | ETP-LUB-IRD-7-LUBE | ETP - REGREASING | 18 | 16 | 1L - Lubricate | 5050045AF | PRE-THICKENER #1 |  |  |  |  | BEARING (DRUM SHAFT) | IRD | LUB | GREASING |  |  |  | 168 | 5 |  |  | JDE |  | LUBRICATION | FROM LUBE IT | ETP-LUB-IRD-7-LUBE ETP - REGREASING | 4660478
8820 | ETP-LUB-IRD-7-LUBE | ETP - REGREASING | 18 | 16 | 1L - Lubricate | 5050045AF | PRE-THICKENER #1 |  |  |  |  | BEARING (SCREW SHAFT) | IRD | LUB | GREASING |  |  |  | 168 | 5 |  |  | JDE |  | LUBRICATION | FROM LUBE IT | ETP-LUB-IRD-7-LUBE ETP - REGREASING | 4660478
8821 | ETP-LUB-IRD-7-LUBE | ETP - REGREASING | 18 | 16 | 1L - Lubricate | 5050045AF | PRE-THICKENER #1 |  |  |  |  | SEAL (PACKING) | IRD | LUB | GREASING |  |  |  | 168 | 5 |  |  | JDE |  | LUBRICATION | FROM LUBE IT | ETP-LUB-IRD-7-LUBE ETP - REGREASING | 4660478
8822 | ETP-LUB-IRD-7-LUBE | ETP - REGREASING | 18 | 16 | 1L - Lubricate | 5050045BDEA | ETP DAF 1 RECIRCULATION PUMP |  |  |  |  | ROTARY JOINT | IRD | LUB | GREASING |  |  |  | 28 | 5 |  |  | JDE |  | LUBRICATION | FROM LUBE IT | ETP-LUB-IRD-7-LUBE ETP - REGREASING | 4660478
8823 | ETP-LUB-IRD-7-LUBE | ETP - REGREASING | 18 | 16 | 1L - Lubricate | 5050045BDEA | ETP DAF 1 RECIRCULATION PUMP |  |  |  |  | BEARING (MOTOR): ETP DAF 1 RECIRCULATION PUMP | IRD | LUB | GREASING |  |  |  | 84 | 5 |  |  | JDE |  | LUBRICATION | FROM LUBE IT | ETP-LUB-IRD-7-LUBE ETP - REGREASING | 4660478
8824 | ETP-LUB-IRD-7-LUBE | ETP - REGREASING | 18 | 16 | 1L - Lubricate | 5050045AH | SCREW PRESS #1 |  |  |  |  | BEARING (MOTOR) | IRD | LUB | GREASING |  |  |  | 420 | 5 |  |  | JDE |  | LUBRICATION | FROM LUBE IT | ETP-LUB-IRD-7-LUBE ETP - REGREASING | 4660478
8825 | ETP-LUB-IRD-7-LUBE | ETP - REGREASING | 18 | 16 | 1L - Lubricate | 5050045AH | SCREW PRESS #1 |  |  |  |  | BEARING | IRD | LUB | GREASING |  |  |  | 7 | 5 |  |  | JDE |  | LUBRICATION | FROM LUBE IT | ETP-LUB-IRD-7-LUBE ETP - REGREASING | 4660478
8826 | ETP-LUB-IRD-7-LUBE | ETP - REGREASING | 18 | 16 | 1L - Lubricate | 5050045AH | SCREW PRESS #1 |  |  |  |  | BEARING (SPROCKET) | IRD | LUB | GREASING |  |  |  | 14 | 5 |  |  | JDE |  | LUBRICATION | FROM LUBE IT | ETP-LUB-IRD-7-LUBE ETP - REGREASING | 4660478
8827 | ETP-LUB-IRD-7-LUBE | ETP - REGREASING | 18 | 16 | 1L - Lubricate | 5050045AH | SCREW PRESS #1 |  |  |  |  | BUSHING (SPRING ARBOR) | IRD | LUB | GREASING |  |  |  | 7 | 5 |  |  | JDE |  | LUBRICATION | FROM LUBE IT | ETP-LUB-IRD-7-LUBE ETP - REGREASING | 4660478
8828 | ETP-LUB-IRD-7-LUBE | ETP - REGREASING | 18 | 16 | 1L - Lubricate | 5050045AH | SCREW PRESS #1 |  |  |  |  | SHAFT (SPRING ARBOR) | IRD | LUB | GREASING |  |  |  | 168 | 5 |  |  | JDE |  | LUBRICATION | FROM LUBE IT | ETP-LUB-IRD-7-LUBE ETP - REGREASING | 4660478
8829 | ETP-LUB-IRD-7-LUBE | ETP - REGREASING | 18 | 16 | 1L - Lubricate | 5050045AI | SCREW PRESS #2 |  |  |  |  | BEARING (MOTOR) | IRD | LUB | GREASING |  |  |  | 420 | 5 |  |  | JDE |  | LUBRICATION | FROM LUBE IT | ETP-LUB-IRD-7-LUBE ETP - REGREASING | 4660478
8830 | ETP-LUB-IRD-7-LUBE | ETP - REGREASING | 18 | 16 | 1L - Lubricate | 5050045AI | SCREW PRESS #2 |  |  |  |  | BEARING | IRD | LUB | GREASING |  |  |  | 7 | 5 |  |  | JDE |  | LUBRICATION | FROM LUBE IT | ETP-LUB-IRD-7-LUBE ETP - REGREASING | 4660478
8831 | ETP-LUB-IRD-7-LUBE | ETP - REGREASING | 18 | 16 | 1L - Lubricate | 5050045AI | SCREW PRESS #2 |  |  |  |  | BEARING (SPROCKET) | IRD | LUB | GREASING |  |  |  | 14 | 5 |  |  | JDE |  | LUBRICATION | FROM LUBE IT | ETP-LUB-IRD-7-LUBE ETP - REGREASING | 4660478
8832 | ETP-LUB-IRD-7-LUBE | ETP - REGREASING | 18 | 16 | 1L - Lubricate | 5050045AI | SCREW PRESS #2 |  |  |  |  | BUSHING (SPRING ARBOR) | IRD | LUB | GREASING |  |  |  | 7 | 5 |  |  | JDE |  | LUBRICATION | FROM LUBE IT | ETP-LUB-IRD-7-LUBE ETP - REGREASING | 4660478
8833 | ETP-LUB-IRD-7-LUBE | ETP - REGREASING | 18 | 16 | 1L - Lubricate | 5050045AI | SCREW PRESS #2 |  |  |  |  | SHAFT (SPRING ARBOR) | IRD | LUB | GREASING |  |  |  | 168 | 5 |  |  | JDE |  | LUBRICATION | FROM LUBE IT | ETP-LUB-IRD-7-LUBE ETP - REGREASING | 4660478
8834 | ETP-LUB-IRD-7-LUBE | ETP - REGREASING | 18 | 16 | 1L - Lubricate | 5050045AD | SLUDGE PUMP #2 |  |  |  |  | BEARING | IRD | LUB | GREASING |  |  |  | 336 | 5 |  |  | JDE |  | LUBRICATION | FROM LUBE IT | ETP-LUB-IRD-7-LUBE ETP - REGREASING | 4660478
8835 | ETP-LUB-IRD-7-LUBE | ETP - REGREASING | 18 | 16 | 1L - Lubricate | 5050045AD | SLUDGE PUMP #2 |  |  |  |  | REDUCER | IRD | LUB | GREASING |  |  |  | 84 | 5 |  |  | JDE |  | LUBRICATION | FROM LUBE IT | ETP-LUB-IRD-7-LUBE ETP - REGREASING | 4660478
8836 | ETP-LUB-IRD-7-LUBE | ETP - REGREASING | 18 | 16 | 1L - Lubricate | 5050045AD | SLUDGE PUMP #2 |  |  |  |  | BEARING (MOTOR) | IRD | LUB | GREASING |  |  |  | 672 | 5 |  |  | JDE |  | LUBRICATION | FROM LUBE IT | ETP-LUB-IRD-7-LUBE ETP - REGREASING | 4660478
8837 | ETP-LUB-IRD-7-LUBE | ETP - REGREASING | 18 | 16 | 1L - Lubricate | 5050045AC | SLUDGE PUMP #1 |  |  |  |  | BEARING | IRD | LUB | GREASING |  |  |  | 336 | 5 |  |  | JDE |  | LUBRICATION | FROM LUBE IT | ETP-LUB-IRD-7-LUBE ETP - REGREASING | 4660478
8838 | ETP-LUB-IRD-7-LUBE | ETP - REGREASING | 18 | 16 | 1L - Lubricate | 5050045AC | SLUDGE PUMP #1 |  |  |  |  | REDUCER | IRD | LUB | GREASING |  |  |  | 84 | 5 |  |  | JDE |  | LUBRICATION | FROM LUBE IT | ETP-LUB-IRD-7-LUBE ETP - REGREASING | 4660478
8839 | ETP-LUB-IRD-7-LUBE | ETP - REGREASING | 18 | 16 | 1L - Lubricate | 5050045AC | SLUDGE PUMP #1 |  |  |  |  | BEARING (MOTOR) | IRD | LUB | GREASING |  |  |  | 672 | 5 |  |  | JDE |  | LUBRICATION | FROM LUBE IT | ETP-LUB-IRD-7-LUBE ETP - REGREASING | 4660478
8840 | ETP-LUB-IRD-7-LUBE | ETP - REGREASING | 18 | 16 | 1L - Lubricate | 5050045BJ | RECYCLE WATER PUMP #2 |  |  |  |  | BEARING (MOTOR): 16 | IRD | LUB | GREASING |  |  |  | 336 | 5 |  |  | JDE |  | LUBRICATION | FROM LUBE IT | ETP-LUB-IRD-7-LUBE ETP - REGREASING | 4660478
8841 | ETP-LUB-IRD-7-LUBE | ETP - REGREASING | 18 | 16 | 1L - Lubricate | 5050045BI | RECYCLE WATER PUMP #1 |  |  |  |  | BEARING (MOTOR) | IRD | LUB | GREASING |  |  |  | 336 | 5 |  |  | JDE |  | LUBRICATION | FROM LUBE IT | ETP-LUB-IRD-7-LUBE ETP - REGREASING | 4660478
8842 | ETP-LUB-IRD-7-LUBE | ETP - REGREASING | 18 | 16 | 1L - Lubricate | 5050045BO | WASTE WATER COLLECTION SUMP PUMP #2 |  |  |  |  | BEARING (MOTOR) | IRD | LUB | GREASING |  |  |  | 56 | 5 |  |  | JDE |  | LUBRICATION | FROM LUBE IT | ETP-LUB-IRD-7-LUBE ETP - REGREASING | 4660478
8843 | ETP-LUB-IRD-7-LUBE | ETP - REGREASING | 18 | 16 | 1L - Lubricate | 5050045BN | WASTE WATER COLLECTION SUMP PUMP #1 |  |  |  |  | BEARING (MOTOR) | IRD | LUB | GREASING |  |  |  | 56 | 5 |  |  | JDE |  | LUBRICATION | FROM LUBE IT | ETP-LUB-IRD-7-LUBE ETP - REGREASING | 4660478
8844 | ETP-LUB-IRD-7-LUBE | ETP - REGREASING | 18 | 16 | 1L - Lubricate | 0100880J | COLD FRESH WATER PROCESS PUMP #1 |  |  |  |  | BEARING (MOTOR) | IRD | LUB | GREASING |  |  |  | 336 | 5 |  |  | JDE |  | LUBRICATION | FROM LUBE IT | ETP-LUB-IRD-7-LUBE ETP - REGREASING | 4660478
8845 | ETP-LUB-IRD-7-LUBE | ETP - REGREASING | 18 | 16 | 1L - Lubricate | 0100880K | COLD FRESH WATER PROCESS PUMP #2 |  |  |  |  | BEARING (MOTOR) | IRD | LUB | GREASING |  |  |  | 336 | 5 |  |  | JDE |  | LUBRICATION | FROM LUBE IT | ETP-LUB-IRD-7-LUBE ETP - REGREASING | 4660478
8846 | ETP-LUB-IRD-7-LUBE | ETP - REGREASING | 18 | 16 | 1L - Lubricate | 5050045BG | ETP DAF SLUDGE PUMP #2 |  |  |  |  | BEARING (MOTOR) | IRD | LUB | GREASING |  |  |  | 672 | 5 |  |  | JDE |  | LUBRICATION | FROM LUBE IT | ETP-LUB-IRD-7-LUBE ETP - REGREASING | 4660478
8847 | ETP-LUB-IRD-7-LUBE | ETP - REGREASING | 18 | 16 | 1L - Lubricate | 5050045BG | ETP DAF SLUDGE PUMP #2 |  |  |  |  | BEARING | IRD | LUB | GREASING |  |  |  | 336 | 5 |  |  | JDE |  | LUBRICATION | FROM LUBE IT | ETP-LUB-IRD-7-LUBE ETP - REGREASING | 4660478
8848 | ETP-LUB-IRD-7-LUBE | ETP - REGREASING | 18 | 16 | 1L - Lubricate | 5050045BG | ETP DAF SLUDGE PUMP #2 |  |  |  |  | REDUCER | IRD | LUB | GREASING |  |  |  | 84 | 5 |  |  | JDE |  | LUBRICATION | FROM LUBE IT | ETP-LUB-IRD-7-LUBE ETP - REGREASING | 4660478
8849 | ETP-LUB-IRD-7-LUBE | ETP - REGREASING | 18 | 16 | 1L - Lubricate | 5050045BF | ETP DAF SLUDGE PUMP #1 |  |  |  |  | BEARING (MOTOR) | IRD | LUB | GREASING |  |  |  | 672 | 5 |  |  | JDE |  | LUBRICATION | FROM LUBE IT | ETP-LUB-IRD-7-LUBE ETP - REGREASING | 4660478
8850 | ETP-LUB-IRD-7-LUBE | ETP - REGREASING | 18 | 16 | 1L - Lubricate | 5050045BF | ETP DAF SLUDGE PUMP #1 |  |  |  |  | BEARING | IRD | LUB | GREASING |  |  |  | 336 | 5 |  |  | JDE |  | LUBRICATION | FROM LUBE IT | ETP-LUB-IRD-7-LUBE ETP - REGREASING | 4660478
8851 | ETP-LUB-IRD-7-LUBE | ETP - REGREASING | 18 | 16 | 1L - Lubricate | 5050045BEA | ETP DAF SLUDGE BUFFER |  |  |  |  | BEARING (PULLEY) | IRD | LUB | GREASING |  |  |  | 336 | 5 |  |  | JDE |  | LUBRICATION | FROM LUBE IT | ETP-LUB-IRD-7-LUBE ETP - REGREASING | 4660478
8852 | ETP-LUB-IRD-7-LUBE | ETP - REGREASING | 18 | 16 | 1L - Lubricate | 5050045BF | ETP DAF SLUDGE PUMP #1 |  |  |  |  | REDUCER | IRD | LUB | GREASING |  |  |  | 84 | 5 |  |  | JDE |  | LUBRICATION | FROM LUBE IT | ETP-LUB-IRD-7-LUBE ETP - REGREASING | 4660478
8853 | ETP-LUB-IRD-7-LUBE | ETP - REGREASING | 18 | 16 | 1L - Lubricate | 5050045BEA | DAF SLUDGE BUFFER TANK AGITATOR |  |  |  |  | BEARING | IRD | LUB | GREASING |  |  |  | 168 | 5 |  |  | JDE |  | LUBRICATION | FROM LUBE IT | ETP-LUB-IRD-7-LUBE ETP - REGREASING | 4660478
8854 | ETP-LUB-IRD-7-LUBE | ETP - REGREASING | 18 | 16 | 1L - Lubricate | 5050045BEA | DAF SLUDGE BUFFER TANK AGITATOR |  |  |  |  | BEARING (MOTOR) | IRD | LUB | GREASING |  |  |  | 672 | 5 |  |  | JDE |  | LUBRICATION | FROM LUBE IT | ETP-LUB-IRD-7-LUBE ETP - REGREASING | 4660478
8855 | ETP-LUB-IRD-7-LUBE | ETP - REGREASING | 18 | 16 | 1L - Lubricate | 5050045BB | EQUALIZATION TANK DISCHARGE PUMP #1 |  |  |  |  | BEARING (MOTOR) | IRD | LUB | GREASING |  |  |  | 336 | 5 |  |  | JDE |  | LUBRICATION | FROM LUBE IT | ETP-LUB-IRD-7-LUBE ETP - REGREASING | 4660478
8856 | ETP-LUB-IRD-7-LUBE | ETP - REGREASING | 18 | 16 | 1L - Lubricate | 5050045BC | EQUALIZATION TANK DISCHARGE PUMP #2 |  |  |  |  | BEARING (MOTOR) | IRD | LUB | GREASING |  |  |  | 336 | 5 |  |  | JDE |  | LUBRICATION | FROM LUBE IT | ETP-LUB-IRD-7-LUBE ETP - REGREASING | 4660478
8857 | ETP-LUB-IRD-7-LUBE | ETP - REGREASING | 18 | 16 | 1L - Lubricate | 5050045AJ | BIN DISTRIBUTION CONVEYOR #1 |  |  |  |  | BEARING (SCREW) | IRD | LUB | GREASING |  |  |  | 84 | 5 |  |  | JDE |  | LUBRICATION | FROM LUBE IT | ETP-LUB-IRD-7-LUBE ETP - REGREASING | 4660478
8858 | ETP-LUB-IRD-7-LUBE | ETP - REGREASING | 18 | 16 | 1L - Lubricate | 5050045AK | BIN DISTRIBUTION CONVEYOR #2 |  |  |  |  | BEARING (SCREW) | IRD | LUB | GREASING |  |  |  | 84 | 5 |  |  | JDE |  | LUBRICATION | FROM LUBE IT | ETP-LUB-IRD-7-LUBE ETP - REGREASING | 4660478
8859 | ETP-LUB-IRD-7-LUBE | ETP - REGREASING | 18 | 16 | 1L - Lubricate | 5050045AJ | BIN DISTRIBUTION CONVEYOR #1 |  |  |  |  | BEARING (MOTOR) | IRD | LUB | GREASING |  |  |  | 84 | 5 |  |  | JDE |  | LUBRICATION | FROM LUBE IT | ETP-LUB-IRD-7-LUBE ETP - REGREASING | 4660478
8860 | ETP-LUB-IRD-7-LUBE | ETP - REGREASING | 18 | 16 | 1L - Lubricate | 5050045AK | BIN DISTRIBUTION CONVEYOR #2 |  |  |  |  | BEARING (MOTOR) | IRD | LUB | GREASING |  |  |  | 84 | 5 |  |  | JDE |  | LUBRICATION | FROM LUBE IT | ETP-LUB-IRD-7-LUBE ETP - REGREASING | 4660478
8861 | ETP-LUB-IRD-7-LUBE | ETP - REGREASING | 18 | 16 | 1L - Lubricate | 5050045AL | SCREW PRESS DISCHARGE COLLECTION CONVEYOR |  |  |  |  | BEARING (MOTOR) | IRD | LUB | GREASING |  |  |  | 84 | 5 |  |  | JDE |  | LUBRICATION | FROM LUBE IT | ETP-LUB-IRD-7-LUBE ETP - REGREASING | 4660478
8862 | ETP-LUB-IRD-7-LUBE | ETP - REGREASING | 18 | 16 | 1L - Lubricate | 5050045AL | SCREW PRESS DISCHARGE COLLECTION CONVEYOR |  |  |  |  | BEARING (SCREW) | IRD | LUB | GREASING |  |  |  | 84 | 5 |  |  | JDE |  | LUBRICATION | FROM LUBE IT | ETP-LUB-IRD-7-LUBE ETP - REGREASING | 4660478
8863 | ETP-LUB-IRD-7-LUBE | ETP - REGREASING | 18 | 16 | 1L - Lubricate | 5050030BA | RO FILTER SKID |  |  |  |  | BEARING (MOTOR): REVERSE OSMOSIS FILTER SKID CIP PUMP | IRD | LUB | GREASING |  |  |  | 112 | 5 |  |  | JDE |  | LUBRICATION | FROM LUBE IT | ETP-LUB-IRD-7-LUBE ETP - REGREASING | 4660478
8864 | ETP-LUB-IRD-7-LUBE | ETP - REGREASING | 18 | 16 | 1L - Lubricate | 5050030BA | RO FILTER SKID |  |  |  |  | BEARING (MOTOR): RO FILTER SKID BOOSTER PUMP | IRD | LUB | GREASING |  |  |  | 112 | 5 |  |  | JDE |  | LUBRICATION | FROM LUBE IT | ETP-LUB-IRD-7-LUBE ETP - REGREASING | 4660478
8865 | ETP-LUB-IRD-7-LUBE | ETP - REGREASING | 18 | 16 | 1L - Lubricate | 5050030BC | ANTI SCALANT METERING PUMP |  |  |  |  | BEARING (MOTOR) | IRD | LUB | GREASING |  |  |  | 112 | 5 |  |  | JDE |  | LUBRICATION | FROM LUBE IT | ETP-LUB-IRD-7-LUBE ETP - REGREASING | 4660478
8866 | ETP-LUB-IRD-7-LUBE | ETP - REGREASING | 18 | 16 | 1L - Lubricate | 3050061 | CONDENSATE WATER PUMP #2 |  |  |  |  | BEARING (MOTOR) | IRD | LUB | GREASING |  |  |  | 84 | 5 |  |  | JDE |  | LUBRICATION | FROM LUBE IT | ETP-LUB-IRD-7-LUBE ETP - REGREASING | 4660478
8867 | ETP-LUB-IRD-7-LUBE | ETP - REGREASING | 18 | 16 | 1L - Lubricate | 3050061 | CONDENSATE WATER PUMP #2 |  |  |  |  | BEARING (PUMP) | IRD | LUB | GREASING |  |  |  | 84 | 5 |  |  | JDE |  | LUBRICATION | FROM LUBE IT | ETP-LUB-IRD-7-LUBE ETP - REGREASING | 4660478
8868 | ETP-LUB-IRD-7-LUBE | ETP - REGREASING | 18 | 16 | 1L - Lubricate | 5050030EC | BOILER FORCED DRAFT FAN |  |  |  |  | BEARING | IRD | LUB | GREASING |  |  |  | 112 | 5 |  |  | JDE |  | LUBRICATION | FROM LUBE IT | ETP-LUB-IRD-7-LUBE ETP - REGREASING | 4660478
8869 | M8RESULT-LUB-IRD-28-LUBE TEST | SAMPLE RESULTS | 29 | 14 | 1L - Lubricate | 2050040A | CB-20-1 |  |  |  |  | RESERVOIR | IRD | LUB | LUBE-TEST |  |  |  | 28 | 2 |  |  | JDE |  | LUBRICATION | FROM LUBE IT | M8RESULT-LUB-IRD-28-LUBE TEST SAMPLE RESULTS | 4660479
8870 | M8RESULT-LUB-IRD-28-LUBE TEST | SAMPLE RESULTS | 29 | 14 | 1L - Lubricate | 2050040B | CB-20-2 |  |  |  |  | RESERVOIR | IRD | LUB | LUBE-TEST |  |  |  | 28 | 2 |  |  | JDE |  | LUBRICATION | FROM LUBE IT | M8RESULT-LUB-IRD-28-LUBE TEST SAMPLE RESULTS | 4660479
8871 | M8RESULT-LUB-IRD-28-LUBE TEST | SAMPLE RESULTS | 29 | 14 | 1L - Lubricate | 2050040C | CB-20-3 |  |  |  |  | RESERVOIR | IRD | LUB | LUBE-TEST |  |  |  | 28 | 2 |  |  | JDE |  | LUBRICATION | FROM LUBE IT | M8RESULT-LUB-IRD-28-LUBE TEST SAMPLE RESULTS | 4660479
8872 | M8RESULT-LUB-IRD-28-LUBE TEST | SAMPLE RESULTS | 29 | 14 | 1L - Lubricate | 2050040D | CB-20-4 |  |  |  |  | RESERVOIR | IRD | LUB | LUBE-TEST |  |  |  | 28 | 2 |  |  | JDE |  | LUBRICATION | FROM LUBE IT | M8RESULT-LUB-IRD-28-LUBE TEST SAMPLE RESULTS | 4660479
8873 | M8RESULT-LUB-IRD-28-LUBE TEST | SAMPLE RESULTS | 29 | 14 | 1L - Lubricate | 2050040E | CB-20-5 |  |  |  |  | RESERVOIR | IRD | LUB | LUBE-TEST |  |  |  | 28 | 2 |  |  | JDE |  | LUBRICATION | FROM LUBE IT | M8RESULT-LUB-IRD-28-LUBE TEST SAMPLE RESULTS | 4660479
8874 | M8RESULT-LUB-IRD-28-LUBE TEST | SAMPLE RESULTS | 29 | 14 | 1L - Lubricate | 2050040F | CB-20-6 |  |  |  |  | RESERVOIR | IRD | LUB | LUBE-TEST |  |  |  | 28 | 2 |  |  | JDE |  | LUBRICATION | FROM LUBE IT | M8RESULT-LUB-IRD-28-LUBE TEST SAMPLE RESULTS | 4660479
8875 | M8RESULT-LUB-IRD-28-LUBE TEST | SAMPLE RESULTS | 29 | 14 | 1L - Lubricate | 2050040G | CB-20-7 |  |  |  |  | RESERVOIR | IRD | LUB | LUBE-TEST |  |  |  | 28 | 2 |  |  | JDE |  | LUBRICATION | FROM LUBE IT | M8RESULT-LUB-IRD-28-LUBE TEST SAMPLE RESULTS | 4660479
8876 | M8RESULT-LUB-IRD-28-LUBE TEST | SAMPLE RESULTS | 29 | 14 | 1L - Lubricate | 2050040H | CB-20-8 |  |  |  |  | RESERVOIR | IRD | LUB | LUBE-TEST |  |  |  | 28 | 2 |  |  | JDE |  | LUBRICATION | FROM LUBE IT | M8RESULT-LUB-IRD-28-LUBE TEST SAMPLE RESULTS | 4660479
8877 | M8RESULT-LUB-IRD-28-LUBE TEST | SAMPLE RESULTS | 29 | 14 | 1L - Lubricate | 2050040I | CB-20-9 |  |  |  |  | RESERVOIR | IRD | LUB | LUBE-TEST |  |  |  | 28 | 2 |  |  | JDE |  | LUBRICATION | FROM LUBE IT | M8RESULT-LUB-IRD-28-LUBE TEST SAMPLE RESULTS | 4660479
8878 | M8RESULT-LUB-IRD-28-LUBE TEST | SAMPLE RESULTS | 29 | 14 | 1L - Lubricate | 2050040J | CB-20-10 |  |  |  |  | RESERVOIR | IRD | LUB | LUBE-TEST |  |  |  | 28 | 2 |  |  | JDE |  | LUBRICATION | FROM LUBE IT | M8RESULT-LUB-IRD-28-LUBE TEST SAMPLE RESULTS | 4660479
8879 | M8RESULT-LUB-IRD-28-LUBE TEST | SAMPLE RESULTS | 29 | 14 | 1L - Lubricate | 2050040K | LGV ELEPHANT #1 |  |  |  |  | RESERVOIR | IRD | LUB | LUBE-TEST |  |  |  | 28 | 2 |  |  | JDE |  | LUBRICATION | FROM LUBE IT | M8RESULT-LUB-IRD-28-LUBE TEST SAMPLE RESULTS | 4660479
8880 | M8RESULT-LUB-IRD-28-LUBE TEST | SAMPLE RESULTS | 29 | 14 | 1L - Lubricate | 2050040L | LGV ELEPHANT #2 |  |  |  |  | RESERVOIR | IRD | LUB | LUBE-TEST |  |  |  | 28 | 2 |  |  | JDE |  | LUBRICATION | FROM LUBE IT | M8RESULT-LUB-IRD-28-LUBE TEST SAMPLE RESULTS | 4660479
8881 | M8RESULT-LUB-IRD-28-LUBE TEST | SAMPLE RESULTS | 29 | 14 | 1L - Lubricate | 2050040M | LGV ELEPHANT #3 |  |  |  |  | RESERVOIR | IRD | LUB | LUBE-TEST |  |  |  | 28 | 2 |  |  | JDE |  | LUBRICATION | FROM LUBE IT | M8RESULT-LUB-IRD-28-LUBE TEST SAMPLE RESULTS | 4660479
8882 | M8RESULT-LUB-IRD-28-LUBE TEST | SAMPLE RESULTS | 29 | 14 | 1L - Lubricate | 2050040N | LGV ELEPHANT #4 |  |  |  |  | RESERVOIR | IRD | LUB | LUBE-TEST |  |  |  | 28 | 2 |  |  | JDE |  | LUBRICATION | FROM LUBE IT | M8RESULT-LUB-IRD-28-LUBE TEST SAMPLE RESULTS | 4660479
8883 | M8RESULT-LUB-IRD-28-LUBE TEST | SAMPLE RESULTS | 29 | 14 | 1L - Lubricate | 0100836H | VACCUM PUMP #1 |  |  |  |  | GEARBOX | IRD | LUB | LUBE-TEST |  |  |  | 28 | 2 |  |  | JDE |  | LUBRICATION | FROM LUBE IT | M8RESULT-LUB-IRD-28-LUBE TEST SAMPLE RESULTS | 4660479
8884 | M8RESULT-LUB-IRD-28-LUBE TEST | SAMPLE RESULTS | 29 | 14 | 1L - Lubricate | 0100836I | VACCUM PUMP #2 |  |  |  |  | GEARBOX | IRD | LUB | LUBE-TEST |  |  |  | 28 | 2 |  |  | JDE |  | LUBRICATION | FROM LUBE IT | M8RESULT-LUB-IRD-28-LUBE TEST SAMPLE RESULTS | 4660479
8885 | M8RESULT-LUB-IRD-28-LUBE TEST | SAMPLE RESULTS | 29 | 14 | 1L - Lubricate | 0100836J | VACCUM PUMP #3 |  |  |  |  | GEARBOX | IRD | LUB | LUBE-TEST |  |  |  | 28 | 2 |  |  | JDE |  | LUBRICATION | FROM LUBE IT | M8RESULT-LUB-IRD-28-LUBE TEST SAMPLE RESULTS | 4660479
8886 | M8RESULT-LUB-IRD-28-LUBE TEST | SAMPLE RESULTS | 29 | 14 | 1L - Lubricate | 0100836K | VACCUM PUMP #4 |  |  |  |  | GEARBOX | IRD | LUB | LUBE-TEST |  |  |  | 28 | 2 |  |  | JDE |  | LUBRICATION | FROM LUBE IT | M8RESULT-LUB-IRD-28-LUBE TEST SAMPLE RESULTS | 4660479
8887 | M8RESULT-LUB-IRD-28-LUBE TEST | SAMPLE RESULTS | 29 | 14 | 1L - Lubricate | 0100836L | VACCUM PUMP #5 |  |  |  |  | GEARBOX | IRD | LUB | LUBE-TEST |  |  |  | 28 | 2 |  |  | JDE |  | LUBRICATION | FROM LUBE IT | M8RESULT-LUB-IRD-28-LUBE TEST SAMPLE RESULTS | 4660479
8888 | M8RESULT-LUB-IRD-28-LUBE TEST | SAMPLE RESULTS | 29 | 14 | 1L - Lubricate | 0100836M | VACCUM PUMP #6 |  |  |  |  | GEARBOX | IRD | LUB | LUBE-TEST |  |  |  | 28 | 2 |  |  | JDE |  | LUBRICATION | FROM LUBE IT | M8RESULT-LUB-IRD-28-LUBE TEST SAMPLE RESULTS | 4660479
8889 | M8RESULT-LUB-IRD-28-LUBE TEST | SAMPLE RESULTS | 29 | 14 | 1L - Lubricate | 0100870KA | HYDRAULIC SYSTEM #2 DE |  |  |  |  | CIRCULATION SYSTEM | IRD | LUB | LUBE-TEST |  |  |  | 28 | 30 |  |  | JDE |  | LUBRICATION | FROM LUBE IT | M8RESULT-LUB-IRD-28-LUBE TEST SAMPLE RESULTS | 4660479
8890 | M8RESULT-LUB-IRD-28-LUBE TEST | SAMPLE RESULTS | 29 | 14 | 1L - Lubricate | 0100870KB | HYDRAULIC SYSTEM #1 WE |  |  |  |  | CIRCULATION SYSTEM | IRD | LUB | LUBE-TEST |  |  |  | 28 | 30 |  |  | JDE |  | LUBRICATION | FROM LUBE IT | M8RESULT-LUB-IRD-28-LUBE TEST SAMPLE RESULTS | 4660479
8891 | M8RESULT-LUB-IRD-28-LUBE TEST | SAMPLE RESULTS | 29 | 14 | 1L - Lubricate | 0100870JAB | TAD FAN LUBRICATION UNIT |  |  |  |  | RESERVOIR | IRD | LUB | LUBE-TEST |  |  |  | 28 | 30 |  |  | JDE |  | LUBRICATION | FROM LUBE IT | M8RESULT-LUB-IRD-28-LUBE TEST SAMPLE RESULTS | 4660479
8892 | M8RESULT-LUB-IRD-28-LUBE TEST | SAMPLE RESULTS | 29 | 14 | 1L - Lubricate | 0100836N | VACCUM PUMP #7 |  |  |  |  | GEARBOX | IRD | LUB | LUBE-TEST |  |  |  | 28 | 2 |  |  | JDE |  | LUBRICATION | FROM LUBE IT | M8RESULT-LUB-IRD-28-LUBE TEST SAMPLE RESULTS | 4660479
8893 | M8RESULT-LUB-IRD-28-LUBE TEST | SAMPLE RESULTS | 29 | 14 | 1L - Lubricate | 0100836O | VACCUM PUMP #8 |  |  |  |  | GEARBOX | IRD | LUB | LUBE-TEST |  |  |  | 28 | 2 |  |  | JDE |  | LUBRICATION | FROM LUBE IT | M8RESULT-LUB-IRD-28-LUBE TEST SAMPLE RESULTS | 4660479
8894 | M8RESULT-LUB-IRD-28-LUBE TEST | SAMPLE RESULTS | 29 | 14 | 1L - Lubricate | 0100836P | VACCUM PUMP #9 |  |  |  |  | GEARBOX | IRD | LUB | LUBE-TEST |  |  |  | 28 | 2 |  |  | JDE |  | LUBRICATION | FROM LUBE IT | M8RESULT-LUB-IRD-28-LUBE TEST SAMPLE RESULTS | 4660479
8895 | M8RESULT-LUB-IRD-28-LUBE TEST | SAMPLE RESULTS | 29 | 14 | 1L - Lubricate | 5050050A | AIR COMPRESSOR #1 |  |  |  |  | RESERVOIR: AIR COMPRESSOR 1 LUBRICATION SYSTEM | IRD | LUB | LUBE-TEST |  |  |  | 84 | 2 |  |  | JDE |  | LUBRICATION | FROM LUBE IT | M8RESULT-LUB-IRD-28-LUBE TEST SAMPLE RESULTS | 4660479
8896 | M8RESULT-LUB-IRD-28-LUBE TEST | SAMPLE RESULTS | 29 | 14 | 1L - Lubricate | 5050050B | AIR COMPRESSOR #2 |  |  |  |  | RESERVOIR: AIR COMPRESSOR 2 LUBRICATION SYSTEM | IRD | LUB | LUBE-TEST |  |  |  | 84 | 2 |  |  | JDE |  | LUBRICATION | FROM LUBE IT | M8RESULT-LUB-IRD-28-LUBE TEST SAMPLE RESULTS | 4660479
8897 | M8RESULT-LUB-IRD-28-LUBE TEST | SAMPLE RESULTS | 29 | 14 | 1L - Lubricate | 5050050C | AIR COMPRESSOR #3 |  |  |  |  | RESERVOIR: AIR COMPRESSOR 3 LUBRICATION SYSTEM | IRD | LUB | LUBE-TEST |  |  |  | 84 | 2 |  |  | JDE |  | LUBRICATION | FROM LUBE IT | M8RESULT-LUB-IRD-28-LUBE TEST SAMPLE RESULTS | 4660479
8898 | M8RESULT-LUB-IRD-28-LUBE TEST | SAMPLE RESULTS | 29 | 14 | 1L - Lubricate | 0100828J | TIPPER AND GUILLOTINE HYDRAULIC POWER UNIT |  |  |  |  | RESERVOIR | IRD | LUB | LUBE-TEST |  |  |  | 28 | 2 |  |  | JDE |  | LUBRICATION | FROM LUBE IT | M8RESULT-LUB-IRD-28-LUBE TEST SAMPLE RESULTS | 4660479
8899 | M8RESULT-LUB-IRD-28-LUBE TEST | SAMPLE RESULTS | 29 | 14 | 1L - Lubricate | 0100828A | BROKE PULPER |  |  |  |  | REDUCER | IRD | LUB | LUBE-TEST |  |  |  | 28 | 2 |  |  | JDE |  | LUBRICATION | FROM LUBE IT | M8RESULT-LUB-IRD-28-LUBE TEST SAMPLE RESULTS | 4660479
8900 | M8RESULT-LUB-IRD-28-LUBE TEST | SAMPLE RESULTS | 29 | 14 | 1L - Lubricate | 0100826MB | UTM PULPER ROTOR #1 |  |  |  |  | GEARBOX | IRD | LUB | LUBE-TEST |  |  |  | 28 | 2 |  |  | JDE |  | LUBRICATION | FROM LUBE IT | M8RESULT-LUB-IRD-28-LUBE TEST SAMPLE RESULTS | 4660479
8901 | M8RESULT-LUB-IRD-28-LUBE TEST | SAMPLE RESULTS | 29 | 14 | 1L - Lubricate | 0100826MC | UTM PULPER ROTOR #2 |  |  |  |  | GEARBOX | IRD | LUB | LUBE-TEST |  |  |  | 28 | 2 |  |  | JDE |  | LUBRICATION | FROM LUBE IT | M8RESULT-LUB-IRD-28-LUBE TEST SAMPLE RESULTS | 4660479
8902 | M8RESULT-LUB-IRD-28-LUBE TEST | SAMPLE RESULTS | 29 | 14 | 1L - Lubricate | 0100821A | BALE PULPER #1 |  |  |  |  | GEARBOX | IRD | LUB | LUBE-TEST |  |  |  | 28 | 2 |  |  | JDE |  | LUBRICATION | FROM LUBE IT | M8RESULT-LUB-IRD-28-LUBE TEST SAMPLE RESULTS | 4660479
8903 | M8RESULT-LUB-IRD-28-LUBE TEST | SAMPLE RESULTS | 29 | 14 | 1L - Lubricate | 0100821B | BALE PULPER #2 |  |  |  |  | GEARBOX | IRD | LUB | LUBE-TEST |  |  |  | 28 | 2 |  |  | JDE |  | LUBRICATION | FROM LUBE IT | M8RESULT-LUB-IRD-28-LUBE TEST SAMPLE RESULTS | 4660479
8904 | M8RESULT-LUB-IRD-28-LUBE TEST | SAMPLE RESULTS | 29 | 14 | 1L - Lubricate | 0100820Z | BALE HANDLING HYDRAULIC SYSTEM |  |  |  |  | RESERVOIR: HYDRAULIC SYSTEM | IRD | LUB | LUBE-TEST |  |  |  | 28 | 2 |  |  | JDE |  | LUBRICATION | FROM LUBE IT | M8RESULT-LUB-IRD-28-LUBE TEST SAMPLE RESULTS | 4660479
8905 | M8RESULT-LUB-IRD-28-LUBE TEST | SAMPLE RESULTS | 29 | 14 | 1L - Lubricate | 0100824D | REFINER #3 |  |  |  |  | RESERVOIR | IRD | LUB | LUBE-TEST |  |  |  | 28 | 2 |  |  | JDE |  | LUBRICATION | FROM LUBE IT | M8RESULT-LUB-IRD-28-LUBE TEST SAMPLE RESULTS | 4660479
8906 | M8RESULT-LUB-IRD-28-LUBE TEST | SAMPLE RESULTS | 29 | 14 | 1L - Lubricate | 0100822D | REFINER #2 |  |  |  |  | RESERVOIR | IRD | LUB | LUBE-TEST |  |  |  | 28 | 2 |  |  | JDE |  | LUBRICATION | FROM LUBE IT | M8RESULT-LUB-IRD-28-LUBE TEST SAMPLE RESULTS | 4660479
8907 | M8RESULT-LUB-IRD-28-LUBE TEST | SAMPLE RESULTS | 29 | 14 | 1L - Lubricate | 0100822C | REFINER #1 |  |  |  |  | RESERVOIR | IRD | LUB | LUBE-TEST |  |  |  | 28 | 2 |  |  | JDE |  | LUBRICATION | FROM LUBE IT | M8RESULT-LUB-IRD-28-LUBE TEST SAMPLE RESULTS | 4660479
8908 | M8RESULT-LUB-IRD-28-LUBE TEST | SAMPLE RESULTS | 29 | 14 | 1L - Lubricate | 0100828R | SPENT AND CULL ROLL LIFT TABLES HYD POWER UNIT |  |  |  |  | PUMP | IRD | LUB | LUBE-TEST |  |  |  | 28 | 2 |  |  | JDE |  | LUBRICATION | FROM LUBE IT | M8RESULT-LUB-IRD-28-LUBE TEST SAMPLE RESULTS | 4660479
8909 | M8RESULT-LUB-IRD-28-LUBE TEST | SAMPLE RESULTS | 29 | 14 | 1L - Lubricate | 0100828R | SPENT AND CULL ROLL LIFT TABLES HYD POWER UNIT |  |  |  |  | RESERVOIR | IRD | LUB | LUBE-TEST |  |  |  | 28 | 2 |  |  | JDE |  | LUBRICATION | FROM LUBE IT | M8RESULT-LUB-IRD-28-LUBE TEST SAMPLE RESULTS | 4660479
8910 | M8RESULT-LUB-IRD-28-LUBE TEST | SAMPLE RESULTS | 29 | 14 | 1L - Lubricate | 010082827 | LINE 1 BALER |  |  |  |  | RESERVOIR | IRD | LUB | LUBE-TEST |  |  |  | 28 | 2 |  |  | JDE |  | LUBRICATION | FROM LUBE IT | M8RESULT-LUB-IRD-28-LUBE TEST SAMPLE RESULTS | 4660479
8911 | M8RESULT-LUB-IRD-28-LUBE TEST | SAMPLE RESULTS | 29 | 14 | 1L - Lubricate | 010082828 | LINE 2 BALER |  |  |  |  | RESERVOIR | IRD | LUB | LUBE-TEST |  |  |  | 28 | 2 |  |  | JDE |  | LUBRICATION | FROM LUBE IT | M8RESULT-LUB-IRD-28-LUBE TEST SAMPLE RESULTS | 4660479
8912 | M8RESULT-LUB-IRD-28-LUBE TEST | SAMPLE RESULTS | 29 | 14 | 1L - Lubricate | 1106115 | BACKSTAND PLATFORM 1 |  |  |  |  | HYDRAULIC OIL RESERVOIR | IRD | LUB | LUBE-TEST |  |  |  | 28 | 2 |  |  | JDE |  | LUBRICATION | FROM LUBE IT | M8RESULT-LUB-IRD-28-LUBE TEST SAMPLE RESULTS | 4660479
8913 | M8RESULT-LUB-IRD-28-LUBE TEST | SAMPLE RESULTS | 29 | 14 | 1L - Lubricate | 1106115 | BACKSTAND PLATFORM 2 |  |  |  |  | HYDRAULIC OIL RESERVOIR | IRD | LUB | LUBE-TEST |  |  |  | 28 | 2 |  |  | JDE |  | LUBRICATION | FROM LUBE IT | M8RESULT-LUB-IRD-28-LUBE TEST SAMPLE RESULTS | 4660479
8914 | M8RESULT-LUB-IRD-28-LUBE TEST | SAMPLE RESULTS | 29 | 14 | 1L - Lubricate | 1106215 | BACKSTAND PLATFORM 1 |  |  |  |  | HYDRAULIC OIL RESERVOIR | IRD | LUB | LUBE-TEST |  |  |  | 28 | 2 |  |  | JDE |  | LUBRICATION | FROM LUBE IT | M8RESULT-LUB-IRD-28-LUBE TEST SAMPLE RESULTS | 4660479
8915 | M8RESULT-LUB-IRD-28-LUBE TEST | SAMPLE RESULTS | 29 | 14 | 1L - Lubricate | 1106215 | BACKSTAND PLATFORM 2 |  |  |  |  | HYDRAULIC OIL RESERVOIR | IRD | LUB | LUBE-TEST |  |  |  | 28 | 2 |  |  | JDE |  | LUBRICATION | FROM LUBE IT | M8RESULT-LUB-IRD-28-LUBE TEST SAMPLE RESULTS | 4660479
8916 | M8RESULT-LUB-IRD-28-LUBE TEST | SAMPLE RESULTS | 29 | 14 | 1L - Lubricate | 1106315 | BACKSTAND PLATFORM 1 |  |  |  |  | HYDRAULIC OIL RESERVOIR | IRD | LUB | LUBE-TEST |  |  |  | 28 | 2 |  |  | JDE |  | LUBRICATION | FROM LUBE IT | M8RESULT-LUB-IRD-28-LUBE TEST SAMPLE RESULTS | 4660479
8917 | M8RESULT-LUB-IRD-28-LUBE TEST | SAMPLE RESULTS | 29 | 14 | 1L - Lubricate | 1106315 | BACKSTAND PLATFORM 2 |  |  |  |  | HYDRAULIC OIL RESERVOIR | IRD | LUB | LUBE-TEST |  |  |  | 28 | 2 |  |  | JDE |  | LUBRICATION | FROM LUBE IT | M8RESULT-LUB-IRD-28-LUBE TEST SAMPLE RESULTS | 4660479
8918 | M8RESULT-LUB-IRD-28-LUBE TEST | SAMPLE RESULTS | 29 | 14 | 1L - Lubricate | 1106415 | BACKSTAND PLATFORM 1 |  |  |  |  | HYDRAULIC OIL RESERVOIR | IRD | LUB | LUBE-TEST |  |  |  | 28 | 2 |  |  | JDE |  | LUBRICATION | FROM LUBE IT | M8RESULT-LUB-IRD-28-LUBE TEST SAMPLE RESULTS | 4660479
8919 | M8RESULT-LUB-IRD-28-LUBE TEST | SAMPLE RESULTS | 29 | 14 | 1L - Lubricate | 1106415 | BACKSTAND PLATFORM 2 |  |  |  |  | HYDRAULIC OIL RESERVOIR | IRD | LUB | LUBE-TEST |  |  |  | 28 | 2 |  |  | JDE |  | LUBRICATION | FROM LUBE IT | M8RESULT-LUB-IRD-28-LUBE TEST SAMPLE RESULTS | 4660479
8920 | M8RESULT-LUB-IRD-28-LUBE TEST | SAMPLE RESULTS | 29 | 14 | 1L - Lubricate | 1106120A | JOI EMBOSSER |  |  |  |  | CIRCULATION SYSTEM | IRD | LUB | LUBE-TEST |  |  |  | 28 | 2 |  |  | JDE |  | LUBRICATION | FROM LUBE IT | M8RESULT-LUB-IRD-28-LUBE TEST SAMPLE RESULTS | 4660479
8921 | M8RESULT-LUB-IRD-28-LUBE TEST | SAMPLE RESULTS | 29 | 14 | 1L - Lubricate | 1106220A | JOI EMBOSSER |  |  |  |  | CIRCULATION SYSTEM | IRD | LUB | LUBE-TEST |  |  |  | 28 | 2 |  |  | JDE |  | LUBRICATION | FROM LUBE IT | M8RESULT-LUB-IRD-28-LUBE TEST SAMPLE RESULTS | 4660479
8922 | M8RESULT-LUB-IRD-28-LUBE TEST | SAMPLE RESULTS | 29 | 14 | 1L - Lubricate | 1106320A | JOI EMBOSSER |  |  |  |  | CIRCULATION SYSTEM | IRD | LUB | LUBE-TEST |  |  |  | 28 | 2 |  |  | JDE |  | LUBRICATION | FROM LUBE IT | M8RESULT-LUB-IRD-28-LUBE TEST SAMPLE RESULTS | 4660479
8923 | M8RESULT-LUB-IRD-28-LUBE TEST | SAMPLE RESULTS | 29 | 14 | 1L - Lubricate | 1106420A | JOI EMBOSSER |  |  |  |  | CIRCULATION SYSTEM | IRD | LUB | LUBE-TEST |  |  |  | 28 | 2 |  |  | JDE |  | LUBRICATION | FROM LUBE IT | M8RESULT-LUB-IRD-28-LUBE TEST SAMPLE RESULTS | 4660479
8924 | M8RESULT-LUB-IRD-28-LUBE TEST | SAMPLE RESULTS | 29 | 14 | 1L - Lubricate | 0100870JAA | MACHINE LUBRICATION UNIT |  |  |  |  | RESERVOIR | IRD | LUB | LUBE-TEST |  |  |  | 28 | 30 |  |  | JDE |  | LUBRICATION | FROM LUBE IT | M8RESULT-LUB-IRD-28-LUBE TEST SAMPLE RESULTS | 4660479
8925 | M8ROBOT-LUB-IRD-168-LUBE | ROBOT - REGREASING | 24 | 18 | 1L - Lubricate | 1106180AAE | FANUC R2000 1 |  |  |  |  | REDUCER (J1 AXIS - FANUC R2000 1): FANUC R2000 1 | IRD | LUB | GREASING |  |  |  | 336 | 45 |  |  | JDE |  | LUBRICATION | FROM LUBE IT | M8ROBOT-LUB-IRD-168-LUBE ROBOT - REGREASING | 4660480
8926 | M8ROBOT-LUB-IRD-168-LUBE | ROBOT - REGREASING | 24 | 18 | 1L - Lubricate | 1106180AAE | FANUC R2000 1 |  |  |  |  | REDUCER (J1 AXIS - FANUC R2000 1): FANUC R2000 1 | IRD | LUB | GREASE CHG |  |  |  | 1008 |  |  |  | JDE |  | LUBRICATION | FROM LUBE IT | M8ROBOT-LUB-IRD-168-LUBE ROBOT - REGREASING | 4660480
8927 | M8ROBOT-LUB-IRD-168-LUBE | ROBOT - REGREASING | 24 | 18 | 1L - Lubricate | 1106180AAE | FANUC R2000 1 |  |  |  |  | REDUCER (J2 AXIS - FANUC R2000 1): FANUC R2000 1 | IRD | LUB | GREASING |  |  |  | 336 | 45 |  |  | JDE |  | LUBRICATION | FROM LUBE IT | M8ROBOT-LUB-IRD-168-LUBE ROBOT - REGREASING | 4660480
8928 | M8ROBOT-LUB-IRD-168-LUBE | ROBOT - REGREASING | 24 | 18 | 1L - Lubricate | 1106180AAE | FANUC R2000 1 |  |  |  |  | REDUCER (J2 AXIS - FANUC R2000 1): FANUC R2000 1 | IRD | LUB | GREASE CHG |  |  |  | 1008 |  |  |  | JDE |  | LUBRICATION | FROM LUBE IT | M8ROBOT-LUB-IRD-168-LUBE ROBOT - REGREASING | 4660480
8929 | M8ROBOT-LUB-IRD-168-LUBE | ROBOT - REGREASING | 24 | 18 | 1L - Lubricate | 1106180AAE | FANUC R2000 1 |  |  |  |  | REDUCER (J3 AXIS - FANUC R2000 1): FANUC R2000 1 | IRD | LUB | GREASING |  |  |  | 336 | 45 |  |  | JDE |  | LUBRICATION | FROM LUBE IT | M8ROBOT-LUB-IRD-168-LUBE ROBOT - REGREASING | 4660480
8930 | M8ROBOT-LUB-IRD-168-LUBE | ROBOT - REGREASING | 24 | 18 | 1L - Lubricate | 1106180AAE | FANUC R2000 1 |  |  |  |  | REDUCER (J3 AXIS - FANUC R2000 1): FANUC R2000 1 | IRD | LUB | GREASE CHG |  |  |  | 1008 |  |  |  | JDE |  | LUBRICATION | FROM LUBE IT | M8ROBOT-LUB-IRD-168-LUBE ROBOT - REGREASING | 4660480
8931 | M8ROBOT-LUB-IRD-168-LUBE | ROBOT - REGREASING | 24 | 18 | 1L - Lubricate | 1106180AAE | FANUC R2000 1 |  |  |  |  | REDUCER (J4 AXIS - FANUC R2000 1): FANUC R2000 1 | IRD | LUB | GREASING |  |  |  | 336 | 45 |  |  | JDE |  | LUBRICATION | FROM LUBE IT | M8ROBOT-LUB-IRD-168-LUBE ROBOT - REGREASING | 4660480
8932 | M8ROBOT-LUB-IRD-168-LUBE | ROBOT - REGREASING | 24 | 18 | 1L - Lubricate | 1106180AAE | FANUC R2000 1 |  |  |  |  | REDUCER (J4 AXIS - FANUC R2000 1): FANUC R2000 1 | IRD | LUB | GREASE CHG |  |  |  | 1008 |  |  |  | JDE |  | LUBRICATION | FROM LUBE IT | M8ROBOT-LUB-IRD-168-LUBE ROBOT - REGREASING | 4660480
8933 | M8ROBOT-LUB-IRD-168-LUBE | ROBOT - REGREASING | 24 | 18 | 1L - Lubricate | 1106180AAE | FANUC R2000 1 |  |  |  |  | WRIST 1 (FANUC R2000 1): FANUC R2000 1 | IRD | LUB | GREASING |  |  |  | 1008 | 45 |  |  | JDE |  | LUBRICATION | FROM LUBE IT | M8ROBOT-LUB-IRD-168-LUBE ROBOT - REGREASING | 4660480
8934 | M8ROBOT-LUB-IRD-168-LUBE | ROBOT - REGREASING | 24 | 18 | 1L - Lubricate | 1106180AAE | FANUC R2000 1 |  |  |  |  | WRIST 2 (FANUC R2000 1): FANUC R2000 1 | IRD | LUB | GREASING |  |  |  | 1008 | 45 |  |  | JDE |  | LUBRICATION | FROM LUBE IT | M8ROBOT-LUB-IRD-168-LUBE ROBOT - REGREASING | 4660480
8935 | M8ROBOT-LUB-IRD-168-LUBE | ROBOT - REGREASING | 24 | 18 | 1L - Lubricate | 1106180AAF | FANUC R2000 2 |  |  |  |  | REDUCER (J1 AXIS - FANUC R2000 2): FANUC R2000 2 | IRD | LUB | GREASING |  |  |  | 336 | 45 |  |  | JDE |  | LUBRICATION | FROM LUBE IT | M8ROBOT-LUB-IRD-168-LUBE ROBOT - REGREASING | 4660480
8936 | M8ROBOT-LUB-IRD-168-LUBE | ROBOT - REGREASING | 24 | 18 | 1L - Lubricate | 1106180AAF | FANUC R2000 2 |  |  |  |  | REDUCER (J1 AXIS - FANUC R2000 2): FANUC R2000 2 | IRD | LUB | GREASE CHG |  |  |  | 1008 |  |  |  | JDE |  | LUBRICATION | FROM LUBE IT | M8ROBOT-LUB-IRD-168-LUBE ROBOT - REGREASING | 4660480
8937 | M8ROBOT-LUB-IRD-168-LUBE | ROBOT - REGREASING | 24 | 18 | 1L - Lubricate | 1106180AAF | FANUC R2000 2 |  |  |  |  | REDUCER (J2 AXIS - FANUC R2000 2): FANUC R2000 2 | IRD | LUB | GREASING |  |  |  | 336 | 45 |  |  | JDE |  | LUBRICATION | FROM LUBE IT | M8ROBOT-LUB-IRD-168-LUBE ROBOT - REGREASING | 4660480
8938 | M8ROBOT-LUB-IRD-168-LUBE | ROBOT - REGREASING | 24 | 18 | 1L - Lubricate | 1106180AAF | FANUC R2000 2 |  |  |  |  | REDUCER (J2 AXIS - FANUC R2000 2): FANUC R2000 2 | IRD | LUB | GREASE CHG |  |  |  | 1008 |  |  |  | JDE |  | LUBRICATION | FROM LUBE IT | M8ROBOT-LUB-IRD-168-LUBE ROBOT - REGREASING | 4660480
8939 | M8ROBOT-LUB-IRD-168-LUBE | ROBOT - REGREASING | 24 | 18 | 1L - Lubricate | 1106180AAF | FANUC R2000 2 |  |  |  |  | REDUCER (J3 AXIS - FANUC R2000 2): FANUC R2000 2 | IRD | LUB | GREASING |  |  |  | 336 | 45 |  |  | JDE |  | LUBRICATION | FROM LUBE IT | M8ROBOT-LUB-IRD-168-LUBE ROBOT - REGREASING | 4660480
8940 | M8ROBOT-LUB-IRD-168-LUBE | ROBOT - REGREASING | 24 | 18 | 1L - Lubricate | 1106180AAF | FANUC R2000 2 |  |  |  |  | REDUCER (J3 AXIS - FANUC R2000 2): FANUC R2000 2 | IRD | LUB | GREASE CHG |  |  |  | 1008 |  |  |  | JDE |  | LUBRICATION | FROM LUBE IT | M8ROBOT-LUB-IRD-168-LUBE ROBOT - REGREASING | 4660480
8941 | M8ROBOT-LUB-IRD-168-LUBE | ROBOT - REGREASING | 24 | 18 | 1L - Lubricate | 1106180AAF | FANUC R2000 2 |  |  |  |  | REDUCER (J4 AXIS - FANUC R2000 2): FANUC R2000 2 | IRD | LUB | GREASING |  |  |  | 336 | 45 |  |  | JDE |  | LUBRICATION | FROM LUBE IT | M8ROBOT-LUB-IRD-168-LUBE ROBOT - REGREASING | 4660480
8942 | M8ROBOT-LUB-IRD-168-LUBE | ROBOT - REGREASING | 24 | 18 | 1L - Lubricate | 1106180AAF | FANUC R2000 2 |  |  |  |  | REDUCER (J4 AXIS - FANUC R2000 2): FANUC R2000 2 | IRD | LUB | GREASE CHG |  |  |  | 1008 |  |  |  | JDE |  | LUBRICATION | FROM LUBE IT | M8ROBOT-LUB-IRD-168-LUBE ROBOT - REGREASING | 4660480
8943 | M8ROBOT-LUB-IRD-168-LUBE | ROBOT - REGREASING | 24 | 18 | 1L - Lubricate | 1106180AAF | FANUC R2000 2 |  |  |  |  | WRIST 1 (FANUC R2000 2): FANUC R2000 2 | IRD | LUB | GREASING |  |  |  | 1008 | 45 |  |  | JDE |  | LUBRICATION | FROM LUBE IT | M8ROBOT-LUB-IRD-168-LUBE ROBOT - REGREASING | 4660480
8944 | M8ROBOT-LUB-IRD-168-LUBE | ROBOT - REGREASING | 24 | 18 | 1L - Lubricate | 1106180AAF | FANUC R2000 2 |  |  |  |  | WRIST 2 (FANUC R2000 2): FANUC R2000 2 | IRD | LUB | GREASING |  |  |  | 1008 | 45 |  |  | JDE |  | LUBRICATION | FROM LUBE IT | M8ROBOT-LUB-IRD-168-LUBE ROBOT - REGREASING | 4660480
8945 | M8ROBOT-LUB-IRD-168-LUBE | ROBOT - REGREASING | 24 | 18 | 1L - Lubricate | 1106180A | PALLETIZER |  |  |  |  | SIDE RACK (PICK-UP CLAMP): FORK GRIPPER 1200X1000 TISSUE | IRD | LUB | GREASING |  |  |  | 168 | 45 |  |  | JDE |  | LUBRICATION | FROM LUBE IT | M8ROBOT-LUB-IRD-168-LUBE ROBOT - REGREASING | 4660480
8946 | M8ROBOT-LUB-IRD-168-LUBE | ROBOT - REGREASING | 24 | 18 | 1L - Lubricate | 1106180AAG | FANUC M410 |  |  |  |  | REDUCER (J1 AXIS - FANUC M410): FANUC M410 | IRD | LUB | GREASING |  |  |  | 336 | 45 |  |  | JDE |  | LUBRICATION | FROM LUBE IT | M8ROBOT-LUB-IRD-168-LUBE ROBOT - REGREASING | 4660480
8947 | M8ROBOT-LUB-IRD-168-LUBE | ROBOT - REGREASING | 24 | 18 | 1L - Lubricate | 1106180AAG | FANUC M410 |  |  |  |  | REDUCER (J1 AXIS - FANUC M410): FANUC M410 | IRD | LUB | GREASE CHG |  |  |  | 1008 |  |  |  | JDE |  | LUBRICATION | FROM LUBE IT | M8ROBOT-LUB-IRD-168-LUBE ROBOT - REGREASING | 4660480
8948 | M8ROBOT-LUB-IRD-168-LUBE | ROBOT - REGREASING | 24 | 18 | 1L - Lubricate | 1106180AAG | FANUC M410 |  |  |  |  | REDUCER (J2 AXIS - FANUC M410): FANUC M410 | IRD | LUB | GREASING |  |  |  | 336 | 45 |  |  | JDE |  | LUBRICATION | FROM LUBE IT | M8ROBOT-LUB-IRD-168-LUBE ROBOT - REGREASING | 4660480
8949 | M8ROBOT-LUB-IRD-168-LUBE | ROBOT - REGREASING | 24 | 18 | 1L - Lubricate | 1106180AAG | FANUC M410 |  |  |  |  | REDUCER (J2 AXIS - FANUC M410): FANUC M410 | IRD | LUB | GREASE CHG |  |  |  | 1008 |  |  |  | JDE |  | LUBRICATION | FROM LUBE IT | M8ROBOT-LUB-IRD-168-LUBE ROBOT - REGREASING | 4660480
8950 | M8ROBOT-LUB-IRD-168-LUBE | ROBOT - REGREASING | 24 | 18 | 1L - Lubricate | 1106180AAG | FANUC M410 |  |  |  |  | REDUCER (J3 AXIS - FANUC M410): FANUC M410 | IRD | LUB | GREASING |  |  |  | 336 | 45 |  |  | JDE |  | LUBRICATION | FROM LUBE IT | M8ROBOT-LUB-IRD-168-LUBE ROBOT - REGREASING | 4660480
8951 | M8ROBOT-LUB-IRD-168-LUBE | ROBOT - REGREASING | 24 | 18 | 1L - Lubricate | 1106180AAG | FANUC M410 |  |  |  |  | REDUCER (J3 AXIS - FANUC M410): FANUC M410 | IRD | LUB | GREASE CHG |  |  |  | 1008 |  |  |  | JDE |  | LUBRICATION | FROM LUBE IT | M8ROBOT-LUB-IRD-168-LUBE ROBOT - REGREASING | 4660480
8952 | M8ROBOT-LUB-IRD-168-LUBE | ROBOT - REGREASING | 24 | 18 | 1L - Lubricate | 1106180AAG | FANUC M410 |  |  |  |  | REDUCER (J4 AXIS - FANUC M410): FANUC M410 | IRD | LUB | GREASING |  |  |  | 336 | 45 |  |  | JDE |  | LUBRICATION | FROM LUBE IT | M8ROBOT-LUB-IRD-168-LUBE ROBOT - REGREASING | 4660480
8953 | M8ROBOT-LUB-IRD-168-LUBE | ROBOT - REGREASING | 24 | 18 | 1L - Lubricate | 1106180AAG | FANUC M410 |  |  |  |  | REDUCER (J4 AXIS - FANUC M410): FANUC M410 | IRD | LUB | GREASE CHG |  |  |  | 1008 |  |  |  | JDE |  | LUBRICATION | FROM LUBE IT | M8ROBOT-LUB-IRD-168-LUBE ROBOT - REGREASING | 4660480
8954 | M8ROBOT-LUB-IRD-168-LUBE | ROBOT - REGREASING | 24 | 18 | 1L - Lubricate | 1106180A | PALLETIZER |  |  |  |  | RING (J3 AXIS CROSS ROLLER): FANUC M410 | IRD | LUB | GREASING |  |  |  | 1008 | 45 |  |  | JDE |  | LUBRICATION | FROM LUBE IT | M8ROBOT-LUB-IRD-168-LUBE ROBOT - REGREASING | 4660480
8955 | M8ROBOT-LUB-IRD-168-LUBE | ROBOT - REGREASING | 24 | 18 | 1L - Lubricate | 1106180A | PALLETIZER |  |  |  |  | RING (J4 AXIS CROSS ROLLER): FANUC M410 | IRD | LUB | GREASING |  |  |  | 1008 | 45 |  |  | JDE |  | LUBRICATION | FROM LUBE IT | M8ROBOT-LUB-IRD-168-LUBE ROBOT - REGREASING | 4660480
8956 | M8ROBOT-LUB-IRD-168-LUBE | ROBOT - REGREASING | 24 | 18 | 1L - Lubricate | 1106180AAD | FANUC M710 |  |  |  |  | REDUCER (J1 AXIS - FANUC M710): FANUC M710 | IRD | LUB | GREASING |  |  |  | 336 | 45 |  |  | JDE |  | LUBRICATION | FROM LUBE IT | M8ROBOT-LUB-IRD-168-LUBE ROBOT - REGREASING | 4660480
8957 | M8ROBOT-LUB-IRD-168-LUBE | ROBOT - REGREASING | 24 | 18 | 1L - Lubricate | 1106180AAD | FANUC M710 |  |  |  |  | REDUCER (J1 AXIS - FANUC M710): FANUC M710 | IRD | LUB | GREASE CHG |  |  |  | 1008 |  |  |  | JDE |  | LUBRICATION | FROM LUBE IT | M8ROBOT-LUB-IRD-168-LUBE ROBOT - REGREASING | 4660480
8958 | M8ROBOT-LUB-IRD-168-LUBE | ROBOT - REGREASING | 24 | 18 | 1L - Lubricate | 1106180AAD | FANUC M710 |  |  |  |  | REDUCER (J2 AXIS - FANUC M710): FANUC M710 | IRD | LUB | GREASING |  |  |  | 336 | 45 |  |  | JDE |  | LUBRICATION | FROM LUBE IT | M8ROBOT-LUB-IRD-168-LUBE ROBOT - REGREASING | 4660480
8959 | M8ROBOT-LUB-IRD-168-LUBE | ROBOT - REGREASING | 24 | 18 | 1L - Lubricate | 1106180AAD | FANUC M710 |  |  |  |  | REDUCER (J2 AXIS - FANUC M710): FANUC M710 | IRD | LUB | GREASE CHG |  |  |  | 1008 |  |  |  | JDE |  | LUBRICATION | FROM LUBE IT | M8ROBOT-LUB-IRD-168-LUBE ROBOT - REGREASING | 4660480
8960 | M8ROBOT-LUB-IRD-168-LUBE | ROBOT - REGREASING | 24 | 18 | 1L - Lubricate | 1106180A | PALLETIZER |  |  |  |  | REDUCER (J3 AXIS - FANUC M170): FANUC M710 | IRD | LUB | GREASING |  |  |  | 336 | 45 |  |  | JDE |  | LUBRICATION | FROM LUBE IT | M8ROBOT-LUB-IRD-168-LUBE ROBOT - REGREASING | 4660480
8961 | M8ROBOT-LUB-IRD-168-LUBE | ROBOT - REGREASING | 24 | 18 | 1L - Lubricate | 1106180A | PALLETIZER |  |  |  |  | REDUCER (J3 AXIS - M170): FANUC M710 | IRD | LUB | GREASE CHG |  |  |  | 1008 |  |  |  | JDE |  | LUBRICATION | FROM LUBE IT | M8ROBOT-LUB-IRD-168-LUBE ROBOT - REGREASING | 4660480
8962 | M8ROBOT-LUB-IRD-168-LUBE | ROBOT - REGREASING | 24 | 18 | 1L - Lubricate | 1106180A | PALLETIZER |  |  |  |  | REDUCER (J4 AXIS - FANUC M170): FANUC M710 | IRD | LUB | GREASING |  |  |  | 336 | 45 |  |  | JDE |  | LUBRICATION | FROM LUBE IT | M8ROBOT-LUB-IRD-168-LUBE ROBOT - REGREASING | 4660480
8963 | M8ROBOT-LUB-IRD-168-LUBE | ROBOT - REGREASING | 24 | 18 | 1L - Lubricate | 1106180A | PALLETIZER |  |  |  |  | REDUCER (J4 AXIS - M170): FANUC M710 | IRD | LUB | GREASE CHG |  |  |  | 1008 |  |  |  | JDE |  | LUBRICATION | FROM LUBE IT | M8ROBOT-LUB-IRD-168-LUBE ROBOT - REGREASING | 4660480
8964 | M8ROBOT-LUB-IRD-168-LUBE | ROBOT - REGREASING | 24 | 18 | 1L - Lubricate | 1106180AAD | FANUC M710 |  |  |  |  | WRIST (FANUC M710): FANUC M710 | IRD | LUB | GREASING |  |  |  | 1008 | 45 |  |  | JDE |  | LUBRICATION | FROM LUBE IT | M8ROBOT-LUB-IRD-168-LUBE ROBOT - REGREASING | 4660480
8965 | M8ROBOT-LUB-IRD-168-LUBE | ROBOT - REGREASING | 24 | 18 | 1L - Lubricate | 1106180ABA | FANUC M410 |  |  |  |  | REDUCER (J1 AXIS - FANUC M410) WRAP: FANUC M410 | IRD | LUB | GREASING |  |  |  | 336 | 45 |  |  | JDE |  | LUBRICATION | FROM LUBE IT | M8ROBOT-LUB-IRD-168-LUBE ROBOT - REGREASING | 4660480
8966 | M8ROBOT-LUB-IRD-168-LUBE | ROBOT - REGREASING | 24 | 18 | 1L - Lubricate | 1106180ABA | FANUC M410 |  |  |  |  | REDUCER (J1 AXIS - FANUC M410) WRAP: FANUC M410 | IRD | LUB | GREASE CHG |  |  |  | 1008 |  |  |  | JDE |  | LUBRICATION | FROM LUBE IT | M8ROBOT-LUB-IRD-168-LUBE ROBOT - REGREASING | 4660480
8967 | M8ROBOT-LUB-IRD-168-LUBE | ROBOT - REGREASING | 24 | 18 | 1L - Lubricate | 1106180ABA | FANUC M410 |  |  |  |  | REDUCER (J2 AXIS - FANUC M410) WRAP: FANUC M410 | IRD | LUB | GREASING |  |  |  | 336 | 45 |  |  | JDE |  | LUBRICATION | FROM LUBE IT | M8ROBOT-LUB-IRD-168-LUBE ROBOT - REGREASING | 4660480
8968 | M8ROBOT-LUB-IRD-168-LUBE | ROBOT - REGREASING | 24 | 18 | 1L - Lubricate | 1106180ABA | FANUC M410 |  |  |  |  | REDUCER (J2 AXIS - FANUC M410) WRAP: FANUC M410 | IRD | LUB | GREASE CHG |  |  |  | 1008 |  |  |  | JDE |  | LUBRICATION | FROM LUBE IT | M8ROBOT-LUB-IRD-168-LUBE ROBOT - REGREASING | 4660480
8969 | M8ROBOT-LUB-IRD-168-LUBE | ROBOT - REGREASING | 24 | 18 | 1L - Lubricate | 1106180ABA | FANUC M410 |  |  |  |  | REDUCER (J3 AXIS - FANUC M410) WRAP: FANUC M410 | IRD | LUB | GREASING |  |  |  | 336 | 45 |  |  | JDE |  | LUBRICATION | FROM LUBE IT | M8ROBOT-LUB-IRD-168-LUBE ROBOT - REGREASING | 4660480
8970 | M8ROBOT-LUB-IRD-168-LUBE | ROBOT - REGREASING | 24 | 18 | 1L - Lubricate | 1106180ABA | FANUC M410 |  |  |  |  | REDUCER (J3 AXIS - FANUC M410) WRAP: FANUC M410 | IRD | LUB | GREASE CHG |  |  |  | 1008 |  |  |  | JDE |  | LUBRICATION | FROM LUBE IT | M8ROBOT-LUB-IRD-168-LUBE ROBOT - REGREASING | 4660480
8971 | M8ROBOT-LUB-IRD-168-LUBE | ROBOT - REGREASING | 24 | 18 | 1L - Lubricate | 1106180ABA | FANUC M410 |  |  |  |  | REDUCER (J4 AXIS - FANUC M410) WRAP: FANUC M410 | IRD | LUB | GREASING |  |  |  | 336 | 45 |  |  | JDE |  | LUBRICATION | FROM LUBE IT | M8ROBOT-LUB-IRD-168-LUBE ROBOT - REGREASING | 4660480
8972 | M8ROBOT-LUB-IRD-168-LUBE | ROBOT - REGREASING | 24 | 18 | 1L - Lubricate | 1106180ABA | FANUC M410 |  |  |  |  | REDUCER (J4 AXIS - FANUC M410) WRAP: FANUC M410 | IRD | LUB | GREASE CHG |  |  |  | 1008 |  |  |  | JDE |  | LUBRICATION | FROM LUBE IT | M8ROBOT-LUB-IRD-168-LUBE ROBOT - REGREASING | 4660480
8973 | M8ROBOT-LUB-IRD-168-LUBE | ROBOT - REGREASING | 24 | 18 | 1L - Lubricate | 1106280AAE | FANUC R2000 1 |  |  |  |  | REDUCER (J1 AXIS - FANUC R2000 1): FANUC R2000 1 | IRD | LUB | GREASING |  |  |  | 336 | 45 |  |  | JDE |  | LUBRICATION | FROM LUBE IT | M8ROBOT-LUB-IRD-168-LUBE ROBOT - REGREASING | 4660480
8974 | M8ROBOT-LUB-IRD-168-LUBE | ROBOT - REGREASING | 24 | 18 | 1L - Lubricate | 1106280AAE | FANUC R2000 1 |  |  |  |  | REDUCER (J1 AXIS - FANUC R2000 1): FANUC R2000 1 | IRD | LUB | GREASE CHG |  |  |  | 1008 |  |  |  | JDE |  | LUBRICATION | FROM LUBE IT | M8ROBOT-LUB-IRD-168-LUBE ROBOT - REGREASING | 4660480
8975 | M8ROBOT-LUB-IRD-168-LUBE | ROBOT - REGREASING | 24 | 18 | 1L - Lubricate | 1106280AAE | FANUC R2000 1 |  |  |  |  | REDUCER (J2 AXIS - FANUC R2000 1): FANUC R2000 1 | IRD | LUB | GREASING |  |  |  | 336 | 45 |  |  | JDE |  | LUBRICATION | FROM LUBE IT | M8ROBOT-LUB-IRD-168-LUBE ROBOT - REGREASING | 4660480
8976 | M8ROBOT-LUB-IRD-168-LUBE | ROBOT - REGREASING | 24 | 18 | 1L - Lubricate | 1106280AAE | FANUC R2000 1 |  |  |  |  | REDUCER (J2 AXIS - FANUC R2000 1): FANUC R2000 1 | IRD | LUB | GREASE CHG |  |  |  | 1008 |  |  |  | JDE |  | LUBRICATION | FROM LUBE IT | M8ROBOT-LUB-IRD-168-LUBE ROBOT - REGREASING | 4660480
8977 | M8ROBOT-LUB-IRD-168-LUBE | ROBOT - REGREASING | 24 | 18 | 1L - Lubricate | 1106280AAE | FANUC R2000 1 |  |  |  |  | REDUCER (J3 AXIS - FANUC R2000 1): FANUC R2000 1 | IRD | LUB | GREASING |  |  |  | 336 | 45 |  |  | JDE |  | LUBRICATION | FROM LUBE IT | M8ROBOT-LUB-IRD-168-LUBE ROBOT - REGREASING | 4660480
8978 | M8ROBOT-LUB-IRD-168-LUBE | ROBOT - REGREASING | 24 | 18 | 1L - Lubricate | 1106280AAE | FANUC R2000 1 |  |  |  |  | REDUCER (J3 AXIS - FANUC R2000 1): FANUC R2000 1 | IRD | LUB | GREASE CHG |  |  |  | 1008 |  |  |  | JDE |  | LUBRICATION | FROM LUBE IT | M8ROBOT-LUB-IRD-168-LUBE ROBOT - REGREASING | 4660480
8979 | M8ROBOT-LUB-IRD-168-LUBE | ROBOT - REGREASING | 24 | 18 | 1L - Lubricate | 1106480AAE | FANUC R2000 1 |  |  |  |  | WRIST 2 (FANUC R2000 1): FANUC R2000 1 | IRD | LUB | GREASING |  |  |  | 1008 | 45 |  |  | JDE |  | LUBRICATION | FROM LUBE IT | M8ROBOT-LUB-IRD-168-LUBE ROBOT - REGREASING | 4660480
8980 | M8ROBOT-LUB-IRD-168-LUBE | ROBOT - REGREASING | 24 | 18 | 1L - Lubricate | 1106280AAE | FANUC R2000 1 |  |  |  |  | REDUCER (J4 AXIS - FANUC R2000 1): FANUC R2000 1 | IRD | LUB | GREASING |  |  |  | 336 | 45 |  |  | JDE |  | LUBRICATION | FROM LUBE IT | M8ROBOT-LUB-IRD-168-LUBE ROBOT - REGREASING | 4660480
8981 | M8ROBOT-LUB-IRD-168-LUBE | ROBOT - REGREASING | 24 | 18 | 1L - Lubricate | 1106280AAE | FANUC R2000 1 |  |  |  |  | REDUCER (J4 AXIS - FANUC R2000 1): FANUC R2000 1 | IRD | LUB | GREASE CHG |  |  |  | 1008 |  |  |  | JDE |  | LUBRICATION | FROM LUBE IT | M8ROBOT-LUB-IRD-168-LUBE ROBOT - REGREASING | 4660480
8982 | M8ROBOT-LUB-IRD-168-LUBE | ROBOT - REGREASING | 24 | 18 | 1L - Lubricate | 1106280AAE | FANUC R2000 1 |  |  |  |  | WRIST 1 (FANUC R2000 1): FANUC R2000 1 | IRD | LUB | GREASING |  |  |  | 1008 | 45 |  |  | JDE |  | LUBRICATION | FROM LUBE IT | M8ROBOT-LUB-IRD-168-LUBE ROBOT - REGREASING | 4660480
8983 | M8ROBOT-LUB-IRD-168-LUBE | ROBOT - REGREASING | 24 | 18 | 1L - Lubricate | 1106280AAE | FANUC R2000 1 |  |  |  |  | WRIST 2 (FANUC R2000 1): FANUC R2000 1 | IRD | LUB | GREASING |  |  |  | 1008 | 45 |  |  | JDE |  | LUBRICATION | FROM LUBE IT | M8ROBOT-LUB-IRD-168-LUBE ROBOT - REGREASING | 4660480
8984 | M8ROBOT-LUB-IRD-168-LUBE | ROBOT - REGREASING | 24 | 18 | 1L - Lubricate | 1106280AAF | FANUC R2000 2 |  |  |  |  | REDUCER (J1 AXIS - FANUC R2000 2): FANUC R2000 2 | IRD | LUB | GREASING |  |  |  | 336 | 45 |  |  | JDE |  | LUBRICATION | FROM LUBE IT | M8ROBOT-LUB-IRD-168-LUBE ROBOT - REGREASING | 4660480
8985 | M8ROBOT-LUB-IRD-168-LUBE | ROBOT - REGREASING | 24 | 18 | 1L - Lubricate | 1106280AAF | FANUC R2000 2 |  |  |  |  | REDUCER (J1 AXIS - FANUC R2000 2): FANUC R2000 2 | IRD | LUB | GREASE CHG |  |  |  | 1008 |  |  |  | JDE |  | LUBRICATION | FROM LUBE IT | M8ROBOT-LUB-IRD-168-LUBE ROBOT - REGREASING | 4660480
8986 | M8ROBOT-LUB-IRD-168-LUBE | ROBOT - REGREASING | 24 | 18 | 1L - Lubricate | 1106280AAF | FANUC R2000 2 |  |  |  |  | REDUCER (J2 AXIS - FANUC R2000 2): FANUC R2000 2 | IRD | LUB | GREASING |  |  |  | 336 | 45 |  |  | JDE |  | LUBRICATION | FROM LUBE IT | M8ROBOT-LUB-IRD-168-LUBE ROBOT - REGREASING | 4660480
8987 | M8ROBOT-LUB-IRD-168-LUBE | ROBOT - REGREASING | 24 | 18 | 1L - Lubricate | 1106280AAF | FANUC R2000 2 |  |  |  |  | REDUCER (J2 AXIS - FANUC R2000 2): FANUC R2000 2 | IRD | LUB | GREASE CHG |  |  |  | 1008 |  |  |  | JDE |  | LUBRICATION | FROM LUBE IT | M8ROBOT-LUB-IRD-168-LUBE ROBOT - REGREASING | 4660480
8988 | M8ROBOT-LUB-IRD-168-LUBE | ROBOT - REGREASING | 24 | 18 | 1L - Lubricate | 1106280AAF | FANUC R2000 2 |  |  |  |  | REDUCER (J3 AXIS - FANUC R2000 2): FANUC R2000 2 | IRD | LUB | GREASING |  |  |  | 336 | 45 |  |  | JDE |  | LUBRICATION | FROM LUBE IT | M8ROBOT-LUB-IRD-168-LUBE ROBOT - REGREASING | 4660480
8989 | M8ROBOT-LUB-IRD-168-LUBE | ROBOT - REGREASING | 24 | 18 | 1L - Lubricate | 1106280AAF | FANUC R2000 2 |  |  |  |  | REDUCER (J3 AXIS - FANUC R2000 2): FANUC R2000 2 | IRD | LUB | GREASE CHG |  |  |  | 1008 |  |  |  | JDE |  | LUBRICATION | FROM LUBE IT | M8ROBOT-LUB-IRD-168-LUBE ROBOT - REGREASING | 4660480
8990 | M8ROBOT-LUB-IRD-168-LUBE | ROBOT - REGREASING | 24 | 18 | 1L - Lubricate | 1106280AAF | FANUC R2000 2 |  |  |  |  | REDUCER (J4 AXIS - FANUC R2000 2): FANUC R2000 2 | IRD | LUB | GREASING |  |  |  | 336 | 45 |  |  | JDE |  | LUBRICATION | FROM LUBE IT | M8ROBOT-LUB-IRD-168-LUBE ROBOT - REGREASING | 4660480
8991 | M8ROBOT-LUB-IRD-168-LUBE | ROBOT - REGREASING | 24 | 18 | 1L - Lubricate | 1106280AAF | FANUC R2000 2 |  |  |  |  | REDUCER (J4 AXIS - FANUC R2000 2): FANUC R2000 2 | IRD | LUB | GREASE CHG |  |  |  | 1008 |  |  |  | JDE |  | LUBRICATION | FROM LUBE IT | M8ROBOT-LUB-IRD-168-LUBE ROBOT - REGREASING | 4660480
8992 | M8ROBOT-LUB-IRD-168-LUBE | ROBOT - REGREASING | 24 | 18 | 1L - Lubricate | 1106280AAF | FANUC R2000 2 |  |  |  |  | WRIST 1 (FANUC R2000 2): FANUC R2000 2 | IRD | LUB | GREASING |  |  |  | 1008 | 45 |  |  | JDE |  | LUBRICATION | FROM LUBE IT | M8ROBOT-LUB-IRD-168-LUBE ROBOT - REGREASING | 4660480
8993 | M8ROBOT-LUB-IRD-168-LUBE | ROBOT - REGREASING | 24 | 18 | 1L - Lubricate | 1106280AAF | FANUC R2000 2 |  |  |  |  | WRIST 2 (FANUC R2000 2): FANUC R2000 2 | IRD | LUB | GREASING |  |  |  | 1008 | 45 |  |  | JDE |  | LUBRICATION | FROM LUBE IT | M8ROBOT-LUB-IRD-168-LUBE ROBOT - REGREASING | 4660480
8994 | M8ROBOT-LUB-IRD-168-LUBE | ROBOT - REGREASING | 24 | 18 | 1L - Lubricate | 1106280A | PALLETIZER |  |  |  |  | SIDE RACK (PICK-UP CLAMP): FORK GRIPPER 1200X1000 TISSUE | IRD | LUB | GREASING |  |  |  | 168 | 45 |  |  | JDE |  | LUBRICATION | FROM LUBE IT | M8ROBOT-LUB-IRD-168-LUBE ROBOT - REGREASING | 4660480
8995 | M8ROBOT-LUB-IRD-168-LUBE | ROBOT - REGREASING | 24 | 18 | 1L - Lubricate | 1106280AAG | FANUC M410 |  |  |  |  | REDUCER (J1 AXIS - FANUC M410): FANUC M410 | IRD | LUB | GREASING |  |  |  | 336 | 45 |  |  | JDE |  | LUBRICATION | FROM LUBE IT | M8ROBOT-LUB-IRD-168-LUBE ROBOT - REGREASING | 4660480
8996 | M8ROBOT-LUB-IRD-168-LUBE | ROBOT - REGREASING | 24 | 18 | 1L - Lubricate | 1106280AAG | FANUC M410 |  |  |  |  | REDUCER (J1 AXIS - FANUC M410): FANUC M410 | IRD | LUB | GREASE CHG |  |  |  | 1008 |  |  |  | JDE |  | LUBRICATION | FROM LUBE IT | M8ROBOT-LUB-IRD-168-LUBE ROBOT - REGREASING | 4660480
8997 | M8ROBOT-LUB-IRD-168-LUBE | ROBOT - REGREASING | 24 | 18 | 1L - Lubricate | 1106280AAG | FANUC M410 |  |  |  |  | REDUCER (J2 AXIS - FANUC M410): FANUC M410 | IRD | LUB | GREASING |  |  |  | 336 | 45 |  |  | JDE |  | LUBRICATION | FROM LUBE IT | M8ROBOT-LUB-IRD-168-LUBE ROBOT - REGREASING | 4660480
8998 | M8ROBOT-LUB-IRD-168-LUBE | ROBOT - REGREASING | 24 | 18 | 1L - Lubricate | 1106280AAG | FANUC M410 |  |  |  |  | REDUCER (J2 AXIS - FANUC M410): FANUC M410 | IRD | LUB | GREASE CHG |  |  |  | 1008 |  |  |  | JDE |  | LUBRICATION | FROM LUBE IT | M8ROBOT-LUB-IRD-168-LUBE ROBOT - REGREASING | 4660480
8999 | M8ROBOT-LUB-IRD-168-LUBE | ROBOT - REGREASING | 24 | 18 | 1L - Lubricate | 1106280AAG | FANUC M410 |  |  |  |  | REDUCER (J3 AXIS - FANUC M410): FANUC M410 | IRD | LUB | GREASING |  |  |  | 336 | 45 |  |  | JDE |  | LUBRICATION | FROM LUBE IT | M8ROBOT-LUB-IRD-168-LUBE ROBOT - REGREASING | 4660480
9000 | M8ROBOT-LUB-IRD-168-LUBE | ROBOT - REGREASING | 24 | 18 | 1L - Lubricate | 1106280AAG | FANUC M410 |  |  |  |  | REDUCER (J3 AXIS - FANUC M410): FANUC M410 | IRD | LUB | GREASE CHG |  |  |  | 1008 |  |  |  | JDE |  | LUBRICATION | FROM LUBE IT | M8ROBOT-LUB-IRD-168-LUBE ROBOT - REGREASING | 4660480
9001 | M8ROBOT-LUB-IRD-168-LUBE | ROBOT - REGREASING | 24 | 18 | 1L - Lubricate | 1106280AAG | FANUC M410 |  |  |  |  | REDUCER (J4 AXIS - FANUC M410): FANUC M410 | IRD | LUB | GREASING |  |  |  | 336 | 45 |  |  | JDE |  | LUBRICATION | FROM LUBE IT | M8ROBOT-LUB-IRD-168-LUBE ROBOT - REGREASING | 4660480
9002 | M8ROBOT-LUB-IRD-168-LUBE | ROBOT - REGREASING | 24 | 18 | 1L - Lubricate | 1106280AAG | FANUC M410 |  |  |  |  | REDUCER (J4 AXIS - FANUC M410): FANUC M410 | IRD | LUB | GREASE CHG |  |  |  | 1008 |  |  |  | JDE |  | LUBRICATION | FROM LUBE IT | M8ROBOT-LUB-IRD-168-LUBE ROBOT - REGREASING | 4660480
9003 | M8ROBOT-LUB-IRD-168-LUBE | ROBOT - REGREASING | 24 | 18 | 1L - Lubricate | 1106280A | PALLETIZER |  |  |  |  | RING (J3 AXIS CROSS ROLLER): FANUC M410 | IRD | LUB | GREASING |  |  |  | 1008 | 45 |  |  | JDE |  | LUBRICATION | FROM LUBE IT | M8ROBOT-LUB-IRD-168-LUBE ROBOT - REGREASING | 4660480
9004 | M8ROBOT-LUB-IRD-168-LUBE | ROBOT - REGREASING | 24 | 18 | 1L - Lubricate | 1106280A | PALLETIZER |  |  |  |  | RING (J4 AXIS CROSS ROLLER): FANUC M410 | IRD | LUB | GREASING |  |  |  | 1008 | 45 |  |  | JDE |  | LUBRICATION | FROM LUBE IT | M8ROBOT-LUB-IRD-168-LUBE ROBOT - REGREASING | 4660480
9005 | M8ROBOT-LUB-IRD-168-LUBE | ROBOT - REGREASING | 24 | 18 | 1L - Lubricate | 1106280AAD | FANUC M710 |  |  |  |  | REDUCER (J1 AXIS - FANUC M710): FANUC M710 | IRD | LUB | GREASING |  |  |  | 336 | 45 |  |  | JDE |  | LUBRICATION | FROM LUBE IT | M8ROBOT-LUB-IRD-168-LUBE ROBOT - REGREASING | 4660480
9006 | M8ROBOT-LUB-IRD-168-LUBE | ROBOT - REGREASING | 24 | 18 | 1L - Lubricate | 1106280AAD | FANUC M710 |  |  |  |  | REDUCER (J1 AXIS - FANUC M710): FANUC M710 | IRD | LUB | GREASE CHG |  |  |  | 1008 |  |  |  | JDE |  | LUBRICATION | FROM LUBE IT | M8ROBOT-LUB-IRD-168-LUBE ROBOT - REGREASING | 4660480
9007 | M8ROBOT-LUB-IRD-168-LUBE | ROBOT - REGREASING | 24 | 18 | 1L - Lubricate | 1106280AAD | FANUC M710 |  |  |  |  | REDUCER (J2 AXIS - FANUC M710): FANUC M710 | IRD | LUB | GREASING |  |  |  | 336 | 45 |  |  | JDE |  | LUBRICATION | FROM LUBE IT | M8ROBOT-LUB-IRD-168-LUBE ROBOT - REGREASING | 4660480
9008 | M8ROBOT-LUB-IRD-168-LUBE | ROBOT - REGREASING | 24 | 18 | 1L - Lubricate | 1106280AAD | FANUC M710 |  |  |  |  | REDUCER (J2 AXIS - FANUC M710): FANUC M710 | IRD | LUB | GREASE CHG |  |  |  | 1008 |  |  |  | JDE |  | LUBRICATION | FROM LUBE IT | M8ROBOT-LUB-IRD-168-LUBE ROBOT - REGREASING | 4660480
9009 | M8ROBOT-LUB-IRD-168-LUBE | ROBOT - REGREASING | 24 | 18 | 1L - Lubricate | 1106280A | PALLETIZER |  |  |  |  | REDUCER (J3 AXIS - M170): FANUC M710 | IRD | LUB | GREASING |  |  |  | 336 | 45 |  |  | JDE |  | LUBRICATION | FROM LUBE IT | M8ROBOT-LUB-IRD-168-LUBE ROBOT - REGREASING | 4660480
9010 | M8ROBOT-LUB-IRD-168-LUBE | ROBOT - REGREASING | 24 | 18 | 1L - Lubricate | 1106280A | PALLETIZER |  |  |  |  | REDUCER (J3 AXIS - M170): FANUC M710 | IRD | LUB | GREASE CHG |  |  |  | 1008 |  |  |  | JDE |  | LUBRICATION | FROM LUBE IT | M8ROBOT-LUB-IRD-168-LUBE ROBOT - REGREASING | 4660480
9011 | M8ROBOT-LUB-IRD-168-LUBE | ROBOT - REGREASING | 24 | 18 | 1L - Lubricate | 1106280A | PALLETIZER |  |  |  |  | REDUCER (J4 AXIS - M170): FANUC M710 | IRD | LUB | GREASING |  |  |  | 336 | 45 |  |  | JDE |  | LUBRICATION | FROM LUBE IT | M8ROBOT-LUB-IRD-168-LUBE ROBOT - REGREASING | 4660480
9012 | M8ROBOT-LUB-IRD-168-LUBE | ROBOT - REGREASING | 24 | 18 | 1L - Lubricate | 1106280A | PALLETIZER |  |  |  |  | REDUCER (J4 AXIS - M170): FANUC M710 | IRD | LUB | GREASE CHG |  |  |  | 1008 |  |  |  | JDE |  | LUBRICATION | FROM LUBE IT | M8ROBOT-LUB-IRD-168-LUBE ROBOT - REGREASING | 4660480
9013 | M8ROBOT-LUB-IRD-168-LUBE | ROBOT - REGREASING | 24 | 18 | 1L - Lubricate | 1106280AAD | FANUC M710 |  |  |  |  | WRIST (FANUC M710): FANUC M710 | IRD | LUB | GREASING |  |  |  | 1008 | 45 |  |  | JDE |  | LUBRICATION | FROM LUBE IT | M8ROBOT-LUB-IRD-168-LUBE ROBOT - REGREASING | 4660480
9014 | M8ROBOT-LUB-IRD-168-LUBE | ROBOT - REGREASING | 24 | 18 | 1L - Lubricate | 1106280ABA | FANUC M410 |  |  |  |  | REDUCER (J1 AXIS - FANUC M410) WRAP: FANUC M410 | IRD | LUB | GREASING |  |  |  | 336 | 45 |  |  | JDE |  | LUBRICATION | FROM LUBE IT | M8ROBOT-LUB-IRD-168-LUBE ROBOT - REGREASING | 4660480
9015 | M8ROBOT-LUB-IRD-168-LUBE | ROBOT - REGREASING | 24 | 18 | 1L - Lubricate | 1106280ABA | FANUC M410 |  |  |  |  | REDUCER (J1 AXIS - FANUC M410) WRAP: FANUC M410 | IRD | LUB | GREASE CHG |  |  |  | 1008 |  |  |  | JDE |  | LUBRICATION | FROM LUBE IT | M8ROBOT-LUB-IRD-168-LUBE ROBOT - REGREASING | 4660480
9016 | M8ROBOT-LUB-IRD-168-LUBE | ROBOT - REGREASING | 24 | 18 | 1L - Lubricate | 1106280ABA | FANUC M410 |  |  |  |  | REDUCER (J2 AXIS - FANUC M410) WRAP: FANUC M410 | IRD | LUB | GREASING |  |  |  | 336 | 45 |  |  | JDE |  | LUBRICATION | FROM LUBE IT | M8ROBOT-LUB-IRD-168-LUBE ROBOT - REGREASING | 4660480
9017 | M8ROBOT-LUB-IRD-168-LUBE | ROBOT - REGREASING | 24 | 18 | 1L - Lubricate | 1106280ABA | FANUC M410 |  |  |  |  | REDUCER (J2 AXIS - FANUC M410) WRAP: FANUC M410 | IRD | LUB | GREASE CHG |  |  |  | 1008 |  |  |  | JDE |  | LUBRICATION | FROM LUBE IT | M8ROBOT-LUB-IRD-168-LUBE ROBOT - REGREASING | 4660480
9018 | M8ROBOT-LUB-IRD-168-LUBE | ROBOT - REGREASING | 24 | 18 | 1L - Lubricate | 1106280ABA | FANUC M410 |  |  |  |  | REDUCER (J3 AXIS - FANUC M410) WRAP: FANUC M410 | IRD | LUB | GREASING |  |  |  | 336 | 45 |  |  | JDE |  | LUBRICATION | FROM LUBE IT | M8ROBOT-LUB-IRD-168-LUBE ROBOT - REGREASING | 4660480
9019 | M8ROBOT-LUB-IRD-168-LUBE | ROBOT - REGREASING | 24 | 18 | 1L - Lubricate | 1106280ABA | FANUC M410 |  |  |  |  | REDUCER (J3 AXIS - FANUC M410) WRAP: FANUC M410 | IRD | LUB | GREASE CHG |  |  |  | 1008 |  |  |  | JDE |  | LUBRICATION | FROM LUBE IT | M8ROBOT-LUB-IRD-168-LUBE ROBOT - REGREASING | 4660480
9020 | M8ROBOT-LUB-IRD-168-LUBE | ROBOT - REGREASING | 24 | 18 | 1L - Lubricate | 1106280ABA | FANUC M410 |  |  |  |  | REDUCER (J4 AXIS - FANUC M410) WRAP: FANUC M410 | IRD | LUB | GREASING |  |  |  | 336 | 45 |  |  | JDE |  | LUBRICATION | FROM LUBE IT | M8ROBOT-LUB-IRD-168-LUBE ROBOT - REGREASING | 4660480
9021 | M8ROBOT-LUB-IRD-168-LUBE | ROBOT - REGREASING | 24 | 18 | 1L - Lubricate | 1106280ABA | FANUC M410 |  |  |  |  | REDUCER (J4 AXIS - FANUC M410) WRAP: FANUC M410 | IRD | LUB | GREASE CHG |  |  |  | 1008 |  |  |  | JDE |  | LUBRICATION | FROM LUBE IT | M8ROBOT-LUB-IRD-168-LUBE ROBOT - REGREASING | 4660480
9022 | M8ROBOT-LUB-IRD-168-LUBE | ROBOT - REGREASING | 24 | 18 | 1L - Lubricate | 1106380AAE | FANUC R2000 1 |  |  |  |  | REDUCER (J1 AXIS - FANUC R2000 1): FANUC R2000 1 | IRD | LUB | GREASING |  |  |  | 336 | 45 |  |  | JDE |  | LUBRICATION | FROM LUBE IT | M8ROBOT-LUB-IRD-168-LUBE ROBOT - REGREASING | 4660480
9023 | M8ROBOT-LUB-IRD-168-LUBE | ROBOT - REGREASING | 24 | 18 | 1L - Lubricate | 1106380AAE | FANUC R2000 1 |  |  |  |  | REDUCER (J1 AXIS - FANUC R2000 1): FANUC R2000 1 | IRD | LUB | GREASE CHG |  |  |  | 1008 |  |  |  | JDE |  | LUBRICATION | FROM LUBE IT | M8ROBOT-LUB-IRD-168-LUBE ROBOT - REGREASING | 4660480
9024 | M8ROBOT-LUB-IRD-168-LUBE | ROBOT - REGREASING | 24 | 18 | 1L - Lubricate | 1106380AAE | FANUC R2000 1 |  |  |  |  | REDUCER (J2 AXIS - FANUC R2000 1): FANUC R2000 1 | IRD | LUB | GREASING |  |  |  | 336 | 45 |  |  | JDE |  | LUBRICATION | FROM LUBE IT | M8ROBOT-LUB-IRD-168-LUBE ROBOT - REGREASING | 4660480
9025 | M8ROBOT-LUB-IRD-168-LUBE | ROBOT - REGREASING | 24 | 18 | 1L - Lubricate | 1106380AAE | FANUC R2000 1 |  |  |  |  | REDUCER (J2 AXIS - FANUC R2000 1): FANUC R2000 1 | IRD | LUB | GREASE CHG |  |  |  | 1008 |  |  |  | JDE |  | LUBRICATION | FROM LUBE IT | M8ROBOT-LUB-IRD-168-LUBE ROBOT - REGREASING | 4660480
9026 | M8ROBOT-LUB-IRD-168-LUBE | ROBOT - REGREASING | 24 | 18 | 1L - Lubricate | 1106380AAE | FANUC R2000 1 |  |  |  |  | REDUCER (J3 AXIS - FANUC R2000 1): FANUC R2000 1 | IRD | LUB | GREASING |  |  |  | 336 | 45 |  |  | JDE |  | LUBRICATION | FROM LUBE IT | M8ROBOT-LUB-IRD-168-LUBE ROBOT - REGREASING | 4660480
9027 | M8ROBOT-LUB-IRD-168-LUBE | ROBOT - REGREASING | 24 | 18 | 1L - Lubricate | 1106380AAE | FANUC R2000 1 |  |  |  |  | REDUCER (J3 AXIS - FANUC R2000 1): FANUC R2000 1 | IRD | LUB | GREASE CHG |  |  |  | 1008 |  |  |  | JDE |  | LUBRICATION | FROM LUBE IT | M8ROBOT-LUB-IRD-168-LUBE ROBOT - REGREASING | 4660480
9028 | M8ROBOT-LUB-IRD-168-LUBE | ROBOT - REGREASING | 24 | 18 | 1L - Lubricate | 1106380AAE | FANUC R2000 1 |  |  |  |  | REDUCER (J4 AXIS - FANUC R2000 1): FANUC R2000 1 | IRD | LUB | GREASING |  |  |  | 336 | 45 |  |  | JDE |  | LUBRICATION | FROM LUBE IT | M8ROBOT-LUB-IRD-168-LUBE ROBOT - REGREASING | 4660480
9029 | M8ROBOT-LUB-IRD-168-LUBE | ROBOT - REGREASING | 24 | 18 | 1L - Lubricate | 1106380AAE | FANUC R2000 1 |  |  |  |  | REDUCER (J4 AXIS - FANUC R2000 1): FANUC R2000 1 | IRD | LUB | GREASE CHG |  |  |  | 1008 |  |  |  | JDE |  | LUBRICATION | FROM LUBE IT | M8ROBOT-LUB-IRD-168-LUBE ROBOT - REGREASING | 4660480
9030 | M8ROBOT-LUB-IRD-168-LUBE | ROBOT - REGREASING | 24 | 18 | 1L - Lubricate | 1106380AAE | FANUC R2000 1 |  |  |  |  | WRIST 1 (FANUC R2000 1): FANUC R2000 1 | IRD | LUB | GREASING |  |  |  | 1008 | 45 |  |  | JDE |  | LUBRICATION | FROM LUBE IT | M8ROBOT-LUB-IRD-168-LUBE ROBOT - REGREASING | 4660480
9031 | M8ROBOT-LUB-IRD-168-LUBE | ROBOT - REGREASING | 24 | 18 | 1L - Lubricate | 1106380AAE | FANUC R2000 1 |  |  |  |  | WRIST 2 (FANUC R2000 1): FANUC R2000 1 | IRD | LUB | GREASING |  |  |  | 1008 | 45 |  |  | JDE |  | LUBRICATION | FROM LUBE IT | M8ROBOT-LUB-IRD-168-LUBE ROBOT - REGREASING | 4660480
9032 | M8ROBOT-LUB-IRD-168-LUBE | ROBOT - REGREASING | 24 | 18 | 1L - Lubricate | 1106380AAF | FANUC R2000 2 |  |  |  |  | REDUCER (J1 AXIS - FANUC R2000 2): FANUC R2000 2 | IRD | LUB | GREASING |  |  |  | 336 | 45 |  |  | JDE |  | LUBRICATION | FROM LUBE IT | M8ROBOT-LUB-IRD-168-LUBE ROBOT - REGREASING | 4660480
9033 | M8ROBOT-LUB-IRD-168-LUBE | ROBOT - REGREASING | 24 | 18 | 1L - Lubricate | 1106380AAF | FANUC R2000 2 |  |  |  |  | REDUCER (J1 AXIS - FANUC R2000 2): FANUC R2000 2 | IRD | LUB | GREASE CHG |  |  |  | 1008 |  |  |  | JDE |  | LUBRICATION | FROM LUBE IT | M8ROBOT-LUB-IRD-168-LUBE ROBOT - REGREASING | 4660480
9034 | M8ROBOT-LUB-IRD-168-LUBE | ROBOT - REGREASING | 24 | 18 | 1L - Lubricate | 1106380AAF | FANUC R2000 2 |  |  |  |  | REDUCER (J2 AXIS - FANUC R2000 2): FANUC R2000 2 | IRD | LUB | GREASING |  |  |  | 336 | 45 |  |  | JDE |  | LUBRICATION | FROM LUBE IT | M8ROBOT-LUB-IRD-168-LUBE ROBOT - REGREASING | 4660480
9035 | M8ROBOT-LUB-IRD-168-LUBE | ROBOT - REGREASING | 24 | 18 | 1L - Lubricate | 1106380AAF | FANUC R2000 2 |  |  |  |  | REDUCER (J2 AXIS - FANUC R2000 2): FANUC R2000 2 | IRD | LUB | GREASE CHG |  |  |  | 1008 |  |  |  | JDE |  | LUBRICATION | FROM LUBE IT | M8ROBOT-LUB-IRD-168-LUBE ROBOT - REGREASING | 4660480
9036 | M8ROBOT-LUB-IRD-168-LUBE | ROBOT - REGREASING | 24 | 18 | 1L - Lubricate | 1106380AAF | FANUC R2000 2 |  |  |  |  | REDUCER (J3 AXIS - FANUC R2000 2): FANUC R2000 2 | IRD | LUB | GREASING |  |  |  | 336 | 45 |  |  | JDE |  | LUBRICATION | FROM LUBE IT | M8ROBOT-LUB-IRD-168-LUBE ROBOT - REGREASING | 4660480
9037 | M8ROBOT-LUB-IRD-168-LUBE | ROBOT - REGREASING | 24 | 18 | 1L - Lubricate | 1106380AAF | FANUC R2000 2 |  |  |  |  | REDUCER (J3 AXIS - FANUC R2000 2): FANUC R2000 2 | IRD | LUB | GREASE CHG |  |  |  | 1008 |  |  |  | JDE |  | LUBRICATION | FROM LUBE IT | M8ROBOT-LUB-IRD-168-LUBE ROBOT - REGREASING | 4660480
9038 | M8ROBOT-LUB-IRD-168-LUBE | ROBOT - REGREASING | 24 | 18 | 1L - Lubricate | 1106380AAF | FANUC R2000 2 |  |  |  |  | REDUCER (J4 AXIS - FANUC R2000 2): FANUC R2000 2 | IRD | LUB | GREASING |  |  |  | 336 | 45 |  |  | JDE |  | LUBRICATION | FROM LUBE IT | M8ROBOT-LUB-IRD-168-LUBE ROBOT - REGREASING | 4660480
9039 | M8ROBOT-LUB-IRD-168-LUBE | ROBOT - REGREASING | 24 | 18 | 1L - Lubricate | 1106380AAF | FANUC R2000 2 |  |  |  |  | REDUCER (J4 AXIS - FANUC R2000 2): FANUC R2000 2 | IRD | LUB | GREASE CHG |  |  |  | 1008 |  |  |  | JDE |  | LUBRICATION | FROM LUBE IT | M8ROBOT-LUB-IRD-168-LUBE ROBOT - REGREASING | 4660480
9040 | M8ROBOT-LUB-IRD-168-LUBE | ROBOT - REGREASING | 24 | 18 | 1L - Lubricate | 1106380AAF | FANUC R2000 2 |  |  |  |  | WRIST 1 (FANUC R2000 2): FANUC R2000 2 | IRD | LUB | GREASING |  |  |  | 1008 | 45 |  |  | JDE |  | LUBRICATION | FROM LUBE IT | M8ROBOT-LUB-IRD-168-LUBE ROBOT - REGREASING | 4660480
9041 | M8ROBOT-LUB-IRD-168-LUBE | ROBOT - REGREASING | 24 | 18 | 1L - Lubricate | 1106380AAF | FANUC R2000 2 |  |  |  |  | WRIST 2 (FANUC R2000 2): FANUC R2000 2 | IRD | LUB | GREASING |  |  |  | 1008 | 45 |  |  | JDE |  | LUBRICATION | FROM LUBE IT | M8ROBOT-LUB-IRD-168-LUBE ROBOT - REGREASING | 4660480
9042 | M8ROBOT-LUB-IRD-168-LUBE | ROBOT - REGREASING | 24 | 18 | 1L - Lubricate | 1106380A | PALLETIZER |  |  |  |  | SIDE RACK (PICK-UP CLAMP): FORK GRIPPER 1200X1000 TISSUE | IRD | LUB | GREASING |  |  |  | 168 | 45 |  |  | JDE |  | LUBRICATION | FROM LUBE IT | M8ROBOT-LUB-IRD-168-LUBE ROBOT - REGREASING | 4660480
9043 | M8ROBOT-LUB-IRD-168-LUBE | ROBOT - REGREASING | 24 | 18 | 1L - Lubricate | 1106380AAG | FANUC M410 |  |  |  |  | REDUCER (J1 AXIS - FANUC M410): FANUC M410 | IRD | LUB | GREASING |  |  |  | 336 | 45 |  |  | JDE |  | LUBRICATION | FROM LUBE IT | M8ROBOT-LUB-IRD-168-LUBE ROBOT - REGREASING | 4660480
9044 | M8ROBOT-LUB-IRD-168-LUBE | ROBOT - REGREASING | 24 | 18 | 1L - Lubricate | 1106380AAG | FANUC M410 |  |  |  |  | REDUCER (J1 AXIS - FANUC M410): FANUC M410 | IRD | LUB | GREASE CHG |  |  |  | 1008 |  |  |  | JDE |  | LUBRICATION | FROM LUBE IT | M8ROBOT-LUB-IRD-168-LUBE ROBOT - REGREASING | 4660480
9045 | M8ROBOT-LUB-IRD-168-LUBE | ROBOT - REGREASING | 24 | 18 | 1L - Lubricate | 1106380AAG | FANUC M410 |  |  |  |  | REDUCER (J2 AXIS - FANUC M410): FANUC M410 | IRD | LUB | GREASING |  |  |  | 336 | 45 |  |  | JDE |  | LUBRICATION | FROM LUBE IT | M8ROBOT-LUB-IRD-168-LUBE ROBOT - REGREASING | 4660480
9046 | M8ROBOT-LUB-IRD-168-LUBE | ROBOT - REGREASING | 24 | 18 | 1L - Lubricate | 1106380AAG | FANUC M410 |  |  |  |  | REDUCER (J2 AXIS - FANUC M410): FANUC M410 | IRD | LUB | GREASE CHG |  |  |  | 1008 |  |  |  | JDE |  | LUBRICATION | FROM LUBE IT | M8ROBOT-LUB-IRD-168-LUBE ROBOT - REGREASING | 4660480
9047 | M8ROBOT-LUB-IRD-168-LUBE | ROBOT - REGREASING | 24 | 18 | 1L - Lubricate | 1106380AAG | FANUC M410 |  |  |  |  | REDUCER (J3 AXIS - FANUC M410): FANUC M410 | IRD | LUB | GREASING |  |  |  | 336 | 45 |  |  | JDE |  | LUBRICATION | FROM LUBE IT | M8ROBOT-LUB-IRD-168-LUBE ROBOT - REGREASING | 4660480
9048 | M8ROBOT-LUB-IRD-168-LUBE | ROBOT - REGREASING | 24 | 18 | 1L - Lubricate | 1106380AAG | FANUC M410 |  |  |  |  | REDUCER (J3 AXIS - FANUC M410): FANUC M410 | IRD | LUB | GREASE CHG |  |  |  | 1008 |  |  |  | JDE |  | LUBRICATION | FROM LUBE IT | M8ROBOT-LUB-IRD-168-LUBE ROBOT - REGREASING | 4660480
9049 | M8ROBOT-LUB-IRD-168-LUBE | ROBOT - REGREASING | 24 | 18 | 1L - Lubricate | 1106380AAG | FANUC M410 |  |  |  |  | REDUCER (J4 AXIS - FANUC M410): FANUC M410 | IRD | LUB | GREASING |  |  |  | 336 | 45 |  |  | JDE |  | LUBRICATION | FROM LUBE IT | M8ROBOT-LUB-IRD-168-LUBE ROBOT - REGREASING | 4660480
9050 | M8ROBOT-LUB-IRD-168-LUBE | ROBOT - REGREASING | 24 | 18 | 1L - Lubricate | 1106380AAG | FANUC M410 |  |  |  |  | REDUCER (J4 AXIS - FANUC M410): FANUC M410 | IRD | LUB | GREASE CHG |  |  |  | 1008 |  |  |  | JDE |  | LUBRICATION | FROM LUBE IT | M8ROBOT-LUB-IRD-168-LUBE ROBOT - REGREASING | 4660480
9051 | M8ROBOT-LUB-IRD-168-LUBE | ROBOT - REGREASING | 24 | 18 | 1L - Lubricate | 1106380A | PALLETIZER |  |  |  |  | RING (J3 AXIS CROSS ROLLER): FANUC M410 | IRD | LUB | GREASING |  |  |  | 1008 | 45 |  |  | JDE |  | LUBRICATION | FROM LUBE IT | M8ROBOT-LUB-IRD-168-LUBE ROBOT - REGREASING | 4660480
9052 | M8ROBOT-LUB-IRD-168-LUBE | ROBOT - REGREASING | 24 | 18 | 1L - Lubricate | 1106380A | PALLETIZER |  |  |  |  | RING (J4 AXIS CROSS ROLLER): FANUC M410 | IRD | LUB | GREASING |  |  |  | 1008 | 45 |  |  | JDE |  | LUBRICATION | FROM LUBE IT | M8ROBOT-LUB-IRD-168-LUBE ROBOT - REGREASING | 4660480
9053 | M8ROBOT-LUB-IRD-168-LUBE | ROBOT - REGREASING | 24 | 18 | 1L - Lubricate | 1106380AAD | FANUC M710 |  |  |  |  | REDUCER (J1 AXIS - FANUC M710): FANUC M710 | IRD | LUB | GREASING |  |  |  | 336 | 45 |  |  | JDE |  | LUBRICATION | FROM LUBE IT | M8ROBOT-LUB-IRD-168-LUBE ROBOT - REGREASING | 4660480
9054 | M8ROBOT-LUB-IRD-168-LUBE | ROBOT - REGREASING | 24 | 18 | 1L - Lubricate | 1106380AAD | FANUC M710 |  |  |  |  | REDUCER (J1 AXIS - FANUC M710): FANUC M710 | IRD | LUB | GREASE CHG |  |  |  | 1008 |  |  |  | JDE |  | LUBRICATION | FROM LUBE IT | M8ROBOT-LUB-IRD-168-LUBE ROBOT - REGREASING | 4660480
9055 | M8ROBOT-LUB-IRD-168-LUBE | ROBOT - REGREASING | 24 | 18 | 1L - Lubricate | 1106380AAD | FANUC M710 |  |  |  |  | REDUCER (J2 AXIS - FANUC M710): FANUC M710 | IRD | LUB | GREASING |  |  |  | 336 | 45 |  |  | JDE |  | LUBRICATION | FROM LUBE IT | M8ROBOT-LUB-IRD-168-LUBE ROBOT - REGREASING | 4660480
9056 | M8ROBOT-LUB-IRD-168-LUBE | ROBOT - REGREASING | 24 | 18 | 1L - Lubricate | 1106380AAD | FANUC M710 |  |  |  |  | REDUCER (J2 AXIS - FANUC M710): FANUC M710 | IRD | LUB | GREASE CHG |  |  |  | 1008 |  |  |  | JDE |  | LUBRICATION | FROM LUBE IT | M8ROBOT-LUB-IRD-168-LUBE ROBOT - REGREASING | 4660480
9057 | M8ROBOT-LUB-IRD-168-LUBE | ROBOT - REGREASING | 24 | 18 | 1L - Lubricate | 1106380A | PALLETIZER |  |  |  |  | REDUCER (J3 AXIS - M170): FANUC M710 | IRD | LUB | GREASING |  |  |  | 336 | 45 |  |  | JDE |  | LUBRICATION | FROM LUBE IT | M8ROBOT-LUB-IRD-168-LUBE ROBOT - REGREASING | 4660480
9058 | M8ROBOT-LUB-IRD-168-LUBE | ROBOT - REGREASING | 24 | 18 | 1L - Lubricate | 1106380A | PALLETIZER |  |  |  |  | REDUCER (J3 AXIS - M170): FANUC M710 | IRD | LUB | GREASE CHG |  |  |  | 1008 |  |  |  | JDE |  | LUBRICATION | FROM LUBE IT | M8ROBOT-LUB-IRD-168-LUBE ROBOT - REGREASING | 4660480
9059 | M8ROBOT-LUB-IRD-168-LUBE | ROBOT - REGREASING | 24 | 18 | 1L - Lubricate | 1106380A | PALLETIZER |  |  |  |  | REDUCER (J4 AXIS - M170): FANUC M710 | IRD | LUB | GREASING |  |  |  | 336 | 45 |  |  | JDE |  | LUBRICATION | FROM LUBE IT | M8ROBOT-LUB-IRD-168-LUBE ROBOT - REGREASING | 4660480
9060 | M8ROBOT-LUB-IRD-168-LUBE | ROBOT - REGREASING | 24 | 18 | 1L - Lubricate | 1106380A | PALLETIZER |  |  |  |  | REDUCER (J4 AXIS - M170): FANUC M710 | IRD | LUB | GREASE CHG |  |  |  | 1008 |  |  |  | JDE |  | LUBRICATION | FROM LUBE IT | M8ROBOT-LUB-IRD-168-LUBE ROBOT - REGREASING | 4660480
9061 | M8ROBOT-LUB-IRD-168-LUBE | ROBOT - REGREASING | 24 | 18 | 1L - Lubricate | 1106380AAD | FANUC M710 |  |  |  |  | WRIST (FANUC M710): FANUC M710 | IRD | LUB | GREASING |  |  |  | 1008 | 45 |  |  | JDE |  | LUBRICATION | FROM LUBE IT | M8ROBOT-LUB-IRD-168-LUBE ROBOT - REGREASING | 4660480
9062 | M8ROBOT-LUB-IRD-168-LUBE | ROBOT - REGREASING | 24 | 18 | 1L - Lubricate | 1106380ABA | FANUC M410 |  |  |  |  | REDUCER (J1 AXIS - FANUC M410) WRAP: FANUC M410 | IRD | LUB | GREASING |  |  |  | 336 | 45 |  |  | JDE |  | LUBRICATION | FROM LUBE IT | M8ROBOT-LUB-IRD-168-LUBE ROBOT - REGREASING | 4660480
9063 | M8ROBOT-LUB-IRD-168-LUBE | ROBOT - REGREASING | 24 | 18 | 1L - Lubricate | 1106380ABA | FANUC M410 |  |  |  |  | REDUCER (J1 AXIS - FANUC M410) WRAP: FANUC M410 | IRD | LUB | GREASE CHG |  |  |  | 1008 |  |  |  | JDE |  | LUBRICATION | FROM LUBE IT | M8ROBOT-LUB-IRD-168-LUBE ROBOT - REGREASING | 4660480
9064 | M8ROBOT-LUB-IRD-168-LUBE | ROBOT - REGREASING | 24 | 18 | 1L - Lubricate | 1106380ABA | FANUC M410 |  |  |  |  | REDUCER (J2 AXIS - FANUC M410) WRAP: FANUC M410 | IRD | LUB | GREASING |  |  |  | 336 | 45 |  |  | JDE |  | LUBRICATION | FROM LUBE IT | M8ROBOT-LUB-IRD-168-LUBE ROBOT - REGREASING | 4660480
9065 | M8ROBOT-LUB-IRD-168-LUBE | ROBOT - REGREASING | 24 | 18 | 1L - Lubricate | 1106380ABA | FANUC M410 |  |  |  |  | REDUCER (J2 AXIS - FANUC M410) WRAP: FANUC M410 | IRD | LUB | GREASE CHG |  |  |  | 1008 |  |  |  | JDE |  | LUBRICATION | FROM LUBE IT | M8ROBOT-LUB-IRD-168-LUBE ROBOT - REGREASING | 4660480
9066 | M8ROBOT-LUB-IRD-168-LUBE | ROBOT - REGREASING | 24 | 18 | 1L - Lubricate | 1106380ABA | FANUC M410 |  |  |  |  | REDUCER (J3 AXIS - FANUC M410) WRAP: FANUC M410 | IRD | LUB | GREASING |  |  |  | 336 | 45 |  |  | JDE |  | LUBRICATION | FROM LUBE IT | M8ROBOT-LUB-IRD-168-LUBE ROBOT - REGREASING | 4660480
9067 | M8ROBOT-LUB-IRD-168-LUBE | ROBOT - REGREASING | 24 | 18 | 1L - Lubricate | 1106380ABA | FANUC M410 |  |  |  |  | REDUCER (J3 AXIS - FANUC M410) WRAP: FANUC M410 | IRD | LUB | GREASE CHG |  |  |  | 1008 |  |  |  | JDE |  | LUBRICATION | FROM LUBE IT | M8ROBOT-LUB-IRD-168-LUBE ROBOT - REGREASING | 4660480
9068 | M8ROBOT-LUB-IRD-168-LUBE | ROBOT - REGREASING | 24 | 18 | 1L - Lubricate | 1106380ABA | FANUC M410 |  |  |  |  | REDUCER (J4 AXIS - FANUC M410) WRAP: FANUC M410 | IRD | LUB | GREASING |  |  |  | 336 | 45 |  |  | JDE |  | LUBRICATION | FROM LUBE IT | M8ROBOT-LUB-IRD-168-LUBE ROBOT - REGREASING | 4660480
9069 | M8ROBOT-LUB-IRD-168-LUBE | ROBOT - REGREASING | 24 | 18 | 1L - Lubricate | 1106380ABA | FANUC M410 |  |  |  |  | REDUCER (J4 AXIS - FANUC M410) WRAP: FANUC M410 | IRD | LUB | GREASE CHG |  |  |  | 1008 |  |  |  | JDE |  | LUBRICATION | FROM LUBE IT | M8ROBOT-LUB-IRD-168-LUBE ROBOT - REGREASING | 4660480
9070 | M8ROBOT-LUB-IRD-168-LUBE | ROBOT - REGREASING | 24 | 18 | 1L - Lubricate | 1106480AAE | FANUC R2000 1 |  |  |  |  | REDUCER (J1 AXIS - FANUC R2000 1): FANUC R2000 1 | IRD | LUB | GREASING |  |  |  | 336 | 45 |  |  | JDE |  | LUBRICATION | FROM LUBE IT | M8ROBOT-LUB-IRD-168-LUBE ROBOT - REGREASING | 4660480
9071 | M8ROBOT-LUB-IRD-168-LUBE | ROBOT - REGREASING | 24 | 18 | 1L - Lubricate | 1106480AAE | FANUC R2000 1 |  |  |  |  | REDUCER (J1 AXIS - FANUC R2000 1): FANUC R2000 1 | IRD | LUB | GREASE CHG |  |  |  | 1008 |  |  |  | JDE |  | LUBRICATION | FROM LUBE IT | M8ROBOT-LUB-IRD-168-LUBE ROBOT - REGREASING | 4660480
9072 | M8ROBOT-LUB-IRD-168-LUBE | ROBOT - REGREASING | 24 | 18 | 1L - Lubricate | 1106480AAE | FANUC R2000 1 |  |  |  |  | REDUCER (J2 AXIS - FANUC R2000 1): FANUC R2000 1 | IRD | LUB | GREASING |  |  |  | 336 | 45 |  |  | JDE |  | LUBRICATION | FROM LUBE IT | M8ROBOT-LUB-IRD-168-LUBE ROBOT - REGREASING | 4660480
9073 | M8ROBOT-LUB-IRD-168-LUBE | ROBOT - REGREASING | 24 | 18 | 1L - Lubricate | 1106480AAE | FANUC R2000 1 |  |  |  |  | REDUCER (J2 AXIS - FANUC R2000 1): FANUC R2000 1 | IRD | LUB | GREASE CHG |  |  |  | 1008 |  |  |  | JDE |  | LUBRICATION | FROM LUBE IT | M8ROBOT-LUB-IRD-168-LUBE ROBOT - REGREASING | 4660480
9074 | M8ROBOT-LUB-IRD-168-LUBE | ROBOT - REGREASING | 24 | 18 | 1L - Lubricate | 1106480AAE | FANUC R2000 1 |  |  |  |  | REDUCER (J3 AXIS - FANUC R2000 1): FANUC R2000 1 | IRD | LUB | GREASING |  |  |  | 336 | 45 |  |  | JDE |  | LUBRICATION | FROM LUBE IT | M8ROBOT-LUB-IRD-168-LUBE ROBOT - REGREASING | 4660480
9075 | M8ROBOT-LUB-IRD-168-LUBE | ROBOT - REGREASING | 24 | 18 | 1L - Lubricate | 1106480AAE | FANUC R2000 1 |  |  |  |  | REDUCER (J3 AXIS - FANUC R2000 1): FANUC R2000 1 | IRD | LUB | GREASE CHG |  |  |  | 1008 |  |  |  | JDE |  | LUBRICATION | FROM LUBE IT | M8ROBOT-LUB-IRD-168-LUBE ROBOT - REGREASING | 4660480
9076 | M8ROBOT-LUB-IRD-168-LUBE | ROBOT - REGREASING | 24 | 18 | 1L - Lubricate | 1106480AAE | FANUC R2000 1 |  |  |  |  | REDUCER (J4 AXIS - FANUC R2000 1): FANUC R2000 1 | IRD | LUB | GREASING |  |  |  | 336 | 45 |  |  | JDE |  | LUBRICATION | FROM LUBE IT | M8ROBOT-LUB-IRD-168-LUBE ROBOT - REGREASING | 4660480
9077 | M8ROBOT-LUB-IRD-168-LUBE | ROBOT - REGREASING | 24 | 18 | 1L - Lubricate | 1106480AAE | FANUC R2000 1 |  |  |  |  | REDUCER (J4 AXIS - FANUC R2000 1): FANUC R2000 1 | IRD | LUB | GREASE CHG |  |  |  | 1008 |  |  |  | JDE |  | LUBRICATION | FROM LUBE IT | M8ROBOT-LUB-IRD-168-LUBE ROBOT - REGREASING | 4660480
9078 | M8ROBOT-LUB-IRD-168-LUBE | ROBOT - REGREASING | 24 | 18 | 1L - Lubricate | 1106480AAE | FANUC R2000 1 |  |  |  |  | WRIST 1 (FANUC R2000 1): FANUC R2000 1 | IRD | LUB | GREASING |  |  |  | 1008 | 45 |  |  | JDE |  | LUBRICATION | FROM LUBE IT | M8ROBOT-LUB-IRD-168-LUBE ROBOT - REGREASING | 4660480
9079 | M8ROBOT-LUB-IRD-168-LUBE | ROBOT - REGREASING | 24 | 18 | 1L - Lubricate | 1106480AAF | FANUC R2000 2 |  |  |  |  | REDUCER (J1 AXIS - FANUC R2000 2): FANUC R2000 2 | IRD | LUB | GREASING |  |  |  | 336 | 45 |  |  | JDE |  | LUBRICATION | FROM LUBE IT | M8ROBOT-LUB-IRD-168-LUBE ROBOT - REGREASING | 4660480
9080 | M8ROBOT-LUB-IRD-168-LUBE | ROBOT - REGREASING | 24 | 18 | 1L - Lubricate | 1106480AAF | FANUC R2000 2 |  |  |  |  | REDUCER (J1 AXIS - FANUC R2000 2): FANUC R2000 2 | IRD | LUB | GREASE CHG |  |  |  | 1008 |  |  |  | JDE |  | LUBRICATION | FROM LUBE IT | M8ROBOT-LUB-IRD-168-LUBE ROBOT - REGREASING | 4660480
9081 | M8ROBOT-LUB-IRD-168-LUBE | ROBOT - REGREASING | 24 | 18 | 1L - Lubricate | 1106480AAF | FANUC R2000 2 |  |  |  |  | REDUCER (J2 AXIS - FANUC R2000 2): FANUC R2000 2 | IRD | LUB | GREASING |  |  |  | 336 | 45 |  |  | JDE |  | LUBRICATION | FROM LUBE IT | M8ROBOT-LUB-IRD-168-LUBE ROBOT - REGREASING | 4660480
9082 | M8ROBOT-LUB-IRD-168-LUBE | ROBOT - REGREASING | 24 | 18 | 1L - Lubricate | 1106480AAF | FANUC R2000 2 |  |  |  |  | REDUCER (J2 AXIS - FANUC R2000 2): FANUC R2000 2 | IRD | LUB | GREASE CHG |  |  |  | 1008 |  |  |  | JDE |  | LUBRICATION | FROM LUBE IT | M8ROBOT-LUB-IRD-168-LUBE ROBOT - REGREASING | 4660480
9083 | M8ROBOT-LUB-IRD-168-LUBE | ROBOT - REGREASING | 24 | 18 | 1L - Lubricate | 1106480AAF | FANUC R2000 2 |  |  |  |  | REDUCER (J3 AXIS - FANUC R2000 2): FANUC R2000 2 | IRD | LUB | GREASING |  |  |  | 336 | 45 |  |  | JDE |  | LUBRICATION | FROM LUBE IT | M8ROBOT-LUB-IRD-168-LUBE ROBOT - REGREASING | 4660480
9084 | M8ROBOT-LUB-IRD-168-LUBE | ROBOT - REGREASING | 24 | 18 | 1L - Lubricate | 1106480AAF | FANUC R2000 2 |  |  |  |  | REDUCER (J3 AXIS - FANUC R2000 2): FANUC R2000 2 | IRD | LUB | GREASE CHG |  |  |  | 1008 |  |  |  | JDE |  | LUBRICATION | FROM LUBE IT | M8ROBOT-LUB-IRD-168-LUBE ROBOT - REGREASING | 4660480
9085 | M8ROBOT-LUB-IRD-168-LUBE | ROBOT - REGREASING | 24 | 18 | 1L - Lubricate | 1106480AAF | FANUC R2000 2 |  |  |  |  | REDUCER (J4 AXIS - FANUC R2000 2): FANUC R2000 2 | IRD | LUB | GREASING |  |  |  | 336 | 45 |  |  | JDE |  | LUBRICATION | FROM LUBE IT | M8ROBOT-LUB-IRD-168-LUBE ROBOT - REGREASING | 4660480
9086 | M8ROBOT-LUB-IRD-168-LUBE | ROBOT - REGREASING | 24 | 18 | 1L - Lubricate | 1106480AAF | FANUC R2000 2 |  |  |  |  | REDUCER (J4 AXIS - FANUC R2000 2): FANUC R2000 2 | IRD | LUB | GREASE CHG |  |  |  | 1008 |  |  |  | JDE |  | LUBRICATION | FROM LUBE IT | M8ROBOT-LUB-IRD-168-LUBE ROBOT - REGREASING | 4660480
9087 | M8ROBOT-LUB-IRD-168-LUBE | ROBOT - REGREASING | 24 | 18 | 1L - Lubricate | 1106480AAF | FANUC R2000 2 |  |  |  |  | WRIST 1 (FANUC R2000 2): FANUC R2000 2 | IRD | LUB | GREASING |  |  |  | 1008 | 45 |  |  | JDE |  | LUBRICATION | FROM LUBE IT | M8ROBOT-LUB-IRD-168-LUBE ROBOT - REGREASING | 4660480
9088 | M8ROBOT-LUB-IRD-168-LUBE | ROBOT - REGREASING | 24 | 18 | 1L - Lubricate | 1106480AAF | FANUC R2000 2 |  |  |  |  | WRIST 2 (FANUC R2000 2): FANUC R2000 2 | IRD | LUB | GREASING |  |  |  | 1008 | 45 |  |  | JDE |  | LUBRICATION | FROM LUBE IT | M8ROBOT-LUB-IRD-168-LUBE ROBOT - REGREASING | 4660480
9089 | M8ROBOT-LUB-IRD-168-LUBE | ROBOT - REGREASING | 24 | 18 | 1L - Lubricate | 1106480A | PALLETIZER |  |  |  |  | SIDE RACK (PICK-UP CLAMP): FORK GRIPPER 1200X1000 TISSUE | IRD | LUB | GREASING |  |  |  | 168 | 45 |  |  | JDE |  | LUBRICATION | FROM LUBE IT | M8ROBOT-LUB-IRD-168-LUBE ROBOT - REGREASING | 4660480
9090 | M8ROBOT-LUB-IRD-168-LUBE | ROBOT - REGREASING | 24 | 18 | 1L - Lubricate | 1106480AAG | FANUC M410 |  |  |  |  | REDUCER (J1 AXIS - FANUC M410): FANUC M410 | IRD | LUB | GREASING |  |  |  | 336 | 45 |  |  | JDE |  | LUBRICATION | FROM LUBE IT | M8ROBOT-LUB-IRD-168-LUBE ROBOT - REGREASING | 4660480
9091 | M8ROBOT-LUB-IRD-168-LUBE | ROBOT - REGREASING | 24 | 18 | 1L - Lubricate | 1106480AAG | FANUC M410 |  |  |  |  | REDUCER (J1 AXIS - FANUC M410): FANUC M410 | IRD | LUB | GREASE CHG |  |  |  | 1008 |  |  |  | JDE |  | LUBRICATION | FROM LUBE IT | M8ROBOT-LUB-IRD-168-LUBE ROBOT - REGREASING | 4660480
9092 | M8ROBOT-LUB-IRD-168-LUBE | ROBOT - REGREASING | 24 | 18 | 1L - Lubricate | 1106480AAG | FANUC M410 |  |  |  |  | REDUCER (J2 AXIS - FANUC M410): FANUC M410 | IRD | LUB | GREASING |  |  |  | 336 | 45 |  |  | JDE |  | LUBRICATION | FROM LUBE IT | M8ROBOT-LUB-IRD-168-LUBE ROBOT - REGREASING | 4660480
9093 | M8ROBOT-LUB-IRD-168-LUBE | ROBOT - REGREASING | 24 | 18 | 1L - Lubricate | 1106480AAG | FANUC M410 |  |  |  |  | REDUCER (J2 AXIS - FANUC M410): FANUC M410 | IRD | LUB | GREASE CHG |  |  |  | 1008 |  |  |  | JDE |  | LUBRICATION | FROM LUBE IT | M8ROBOT-LUB-IRD-168-LUBE ROBOT - REGREASING | 4660480
9094 | M8ROBOT-LUB-IRD-168-LUBE | ROBOT - REGREASING | 24 | 18 | 1L - Lubricate | 1106480AAG | FANUC M410 |  |  |  |  | REDUCER (J3 AXIS - FANUC M410): FANUC M410 | IRD | LUB | GREASING |  |  |  | 336 | 45 |  |  | JDE |  | LUBRICATION | FROM LUBE IT | M8ROBOT-LUB-IRD-168-LUBE ROBOT - REGREASING | 4660480
9095 | M8ROBOT-LUB-IRD-168-LUBE | ROBOT - REGREASING | 24 | 18 | 1L - Lubricate | 1106480AAG | FANUC M410 |  |  |  |  | REDUCER (J3 AXIS - FANUC M410): FANUC M410 | IRD | LUB | GREASE CHG |  |  |  | 1008 |  |  |  | JDE |  | LUBRICATION | FROM LUBE IT | M8ROBOT-LUB-IRD-168-LUBE ROBOT - REGREASING | 4660480
9096 | M8ROBOT-LUB-IRD-168-LUBE | ROBOT - REGREASING | 24 | 18 | 1L - Lubricate | 1106480AAG | FANUC M410 |  |  |  |  | REDUCER (J4 AXIS - FANUC M410): FANUC M410 | IRD | LUB | GREASING |  |  |  | 336 | 45 |  |  | JDE |  | LUBRICATION | FROM LUBE IT | M8ROBOT-LUB-IRD-168-LUBE ROBOT - REGREASING | 4660480
9097 | M8ROBOT-LUB-IRD-168-LUBE | ROBOT - REGREASING | 24 | 18 | 1L - Lubricate | 1106480AAG | FANUC M410 |  |  |  |  | REDUCER (J4 AXIS - FANUC M410): FANUC M410 | IRD | LUB | GREASE CHG |  |  |  | 1008 |  |  |  | JDE |  | LUBRICATION | FROM LUBE IT | M8ROBOT-LUB-IRD-168-LUBE ROBOT - REGREASING | 4660480
9098 | M8ROBOT-LUB-IRD-168-LUBE | ROBOT - REGREASING | 24 | 18 | 1L - Lubricate | 1106480A | PALLETIZER |  |  |  |  | RING (J3 AXIS CROSS ROLLER): FANUC M410 | IRD | LUB | GREASING |  |  |  | 1008 | 45 |  |  | JDE |  | LUBRICATION | FROM LUBE IT | M8ROBOT-LUB-IRD-168-LUBE ROBOT - REGREASING | 4660480
9099 | M8ROBOT-LUB-IRD-168-LUBE | ROBOT - REGREASING | 24 | 18 | 1L - Lubricate | 1106480A | PALLETIZER |  |  |  |  | RING (J4 AXIS CROSS ROLLER): FANUC M410 | IRD | LUB | GREASING |  |  |  | 1008 | 45 |  |  | JDE |  | LUBRICATION | FROM LUBE IT | M8ROBOT-LUB-IRD-168-LUBE ROBOT - REGREASING | 4660480
9100 | M8ROBOT-LUB-IRD-168-LUBE | ROBOT - REGREASING | 24 | 18 | 1L - Lubricate | 1106480AAD | FANUC M710 |  |  |  |  | REDUCER (J1 AXIS - FANUC M710): FANUC M710 | IRD | LUB | GREASING |  |  |  | 336 | 45 |  |  | JDE |  | LUBRICATION | FROM LUBE IT | M8ROBOT-LUB-IRD-168-LUBE ROBOT - REGREASING | 4660480
9101 | M8ROBOT-LUB-IRD-168-LUBE | ROBOT - REGREASING | 24 | 18 | 1L - Lubricate | 1106480AAD | FANUC M710 |  |  |  |  | REDUCER (J1 AXIS - FANUC M710): FANUC M710 | IRD | LUB | GREASE CHG |  |  |  | 1008 |  |  |  | JDE |  | LUBRICATION | FROM LUBE IT | M8ROBOT-LUB-IRD-168-LUBE ROBOT - REGREASING | 4660480
9102 | M8ROBOT-LUB-IRD-168-LUBE | ROBOT - REGREASING | 24 | 18 | 1L - Lubricate | 1106480AAD | FANUC M710 |  |  |  |  | REDUCER (J2 AXIS - FANUC M710): FANUC M710 | IRD | LUB | GREASING |  |  |  | 336 | 45 |  |  | JDE |  | LUBRICATION | FROM LUBE IT | M8ROBOT-LUB-IRD-168-LUBE ROBOT - REGREASING | 4660480
9103 | M8ROBOT-LUB-IRD-168-LUBE | ROBOT - REGREASING | 24 | 18 | 1L - Lubricate | 1106480AAD | FANUC M710 |  |  |  |  | REDUCER (J2 AXIS - FANUC M710): FANUC M710 | IRD | LUB | GREASE CHG |  |  |  | 1008 |  |  |  | JDE |  | LUBRICATION | FROM LUBE IT | M8ROBOT-LUB-IRD-168-LUBE ROBOT - REGREASING | 4660480
9104 | M8ROBOT-LUB-IRD-168-LUBE | ROBOT - REGREASING | 24 | 18 | 1L - Lubricate | 1106480A | PALLETIZER |  |  |  |  | REDUCER (J3 AXIS - M170): FANUC M710 | IRD | LUB | GREASING |  |  |  | 336 | 45 |  |  | JDE |  | LUBRICATION | FROM LUBE IT | M8ROBOT-LUB-IRD-168-LUBE ROBOT - REGREASING | 4660480
9105 | M8ROBOT-LUB-IRD-168-LUBE | ROBOT - REGREASING | 24 | 18 | 1L - Lubricate | 1106480A | PALLETIZER |  |  |  |  | REDUCER (J3 AXIS - M170): FANUC M710 | IRD | LUB | GREASE CHG |  |  |  | 1008 |  |  |  | JDE |  | LUBRICATION | FROM LUBE IT | M8ROBOT-LUB-IRD-168-LUBE ROBOT - REGREASING | 4660480
9106 | M8ROBOT-LUB-IRD-168-LUBE | ROBOT - REGREASING | 24 | 18 | 1L - Lubricate | 1106480A | PALLETIZER |  |  |  |  | REDUCER (J4 AXIS - M170): FANUC M710 | IRD | LUB | GREASING |  |  |  | 336 | 45 |  |  | JDE |  | LUBRICATION | FROM LUBE IT | M8ROBOT-LUB-IRD-168-LUBE ROBOT - REGREASING | 4660480
9107 | M8ROBOT-LUB-IRD-168-LUBE | ROBOT - REGREASING | 24 | 18 | 1L - Lubricate | 1106480A | PALLETIZER |  |  |  |  | REDUCER (J4 AXIS - M170): FANUC M710 | IRD | LUB | GREASE CHG |  |  |  | 1008 |  |  |  | JDE |  | LUBRICATION | FROM LUBE IT | M8ROBOT-LUB-IRD-168-LUBE ROBOT - REGREASING | 4660480
9108 | M8ROBOT-LUB-IRD-168-LUBE | ROBOT - REGREASING | 24 | 18 | 1L - Lubricate | 1106480AAD | FANUC M710 |  |  |  |  | WRIST (FANUC M710): FANUC M710 | IRD | LUB | GREASING |  |  |  | 1008 | 45 |  |  | JDE |  | LUBRICATION | FROM LUBE IT | M8ROBOT-LUB-IRD-168-LUBE ROBOT - REGREASING | 4660480
9109 | M8ROBOT-LUB-IRD-168-LUBE | ROBOT - REGREASING | 24 | 18 | 1L - Lubricate | 1106480ABA | FANUC M410 |  |  |  |  | REDUCER (J1 AXIS - FANUC M410) WRAP: FANUC M410 | IRD | LUB | GREASING |  |  |  | 336 | 45 |  |  | JDE |  | LUBRICATION | FROM LUBE IT | M8ROBOT-LUB-IRD-168-LUBE ROBOT - REGREASING | 4660480
9110 | M8ROBOT-LUB-IRD-168-LUBE | ROBOT - REGREASING | 24 | 18 | 1L - Lubricate | 1106480ABA | FANUC M410 |  |  |  |  | REDUCER (J1 AXIS - FANUC M410) WRAP: FANUC M410 | IRD | LUB | GREASE CHG |  |  |  | 1008 |  |  |  | JDE |  | LUBRICATION | FROM LUBE IT | M8ROBOT-LUB-IRD-168-LUBE ROBOT - REGREASING | 4660480
9111 | M8ROBOT-LUB-IRD-168-LUBE | ROBOT - REGREASING | 24 | 18 | 1L - Lubricate | 1106480ABA | FANUC M410 |  |  |  |  | REDUCER (J2 AXIS - FANUC M410) WRAP: FANUC M410 | IRD | LUB | GREASING |  |  |  | 336 | 45 |  |  | JDE |  | LUBRICATION | FROM LUBE IT | M8ROBOT-LUB-IRD-168-LUBE ROBOT - REGREASING | 4660480
9112 | M8ROBOT-LUB-IRD-168-LUBE | ROBOT - REGREASING | 24 | 18 | 1L - Lubricate | 1106480ABA | FANUC M410 |  |  |  |  | REDUCER (J2 AXIS - FANUC M410) WRAP: FANUC M410 | IRD | LUB | GREASE CHG |  |  |  | 1008 |  |  |  | JDE |  | LUBRICATION | FROM LUBE IT | M8ROBOT-LUB-IRD-168-LUBE ROBOT - REGREASING | 4660480
9113 | M8ROBOT-LUB-IRD-168-LUBE | ROBOT - REGREASING | 24 | 18 | 1L - Lubricate | 1106480ABA | FANUC M410 |  |  |  |  | REDUCER (J3 AXIS - FANUC M410) WRAP: FANUC M410 | IRD | LUB | GREASING |  |  |  | 336 | 45 |  |  | JDE |  | LUBRICATION | FROM LUBE IT | M8ROBOT-LUB-IRD-168-LUBE ROBOT - REGREASING | 4660480
9114 | M8ROBOT-LUB-IRD-168-LUBE | ROBOT - REGREASING | 24 | 18 | 1L - Lubricate | 1106480ABA | FANUC M410 |  |  |  |  | REDUCER (J3 AXIS - FANUC M410) WRAP: FANUC M410 | IRD | LUB | GREASE CHG |  |  |  | 1008 |  |  |  | JDE |  | LUBRICATION | FROM LUBE IT | M8ROBOT-LUB-IRD-168-LUBE ROBOT - REGREASING | 4660480
9115 | M8ROBOT-LUB-IRD-168-LUBE | ROBOT - REGREASING | 24 | 18 | 1L - Lubricate | 1106480ABA | FANUC M410 |  |  |  |  | REDUCER (J4 AXIS - FANUC M410) WRAP: FANUC M410 | IRD | LUB | GREASING |  |  |  | 336 | 45 |  |  | JDE |  | LUBRICATION | FROM LUBE IT | M8ROBOT-LUB-IRD-168-LUBE ROBOT - REGREASING | 4660480
9116 | M8ROBOT-LUB-IRD-168-LUBE | ROBOT - REGREASING | 24 | 18 | 1L - Lubricate | 1106480ABA | FANUC M410 |  |  |  |  | REDUCER (J4 AXIS - FANUC M410) WRAP: FANUC M410 | IRD | LUB | GREASE CHG |  |  |  | 1008 |  |  |  | JDE |  | LUBRICATION | FROM LUBE IT | M8ROBOT-LUB-IRD-168-LUBE ROBOT - REGREASING | 4660480
9117 | M8ROBOT-LUB-IRD-168-LUBE | ROBOT - REGREASING | 24 | 18 | 1L - Lubricate | 0100820P | ROBOT DESTACKER |  |  |  |  | BEARING (J3 AXIS CONNECTION POINTS): ROBOT ARM | IRD | LUB | GREASING |  |  |  | 1008 | 5 |  |  | JDE |  | LUBRICATION | FROM LUBE IT | M8ROBOT-LUB-IRD-168-LUBE ROBOT - REGREASING | 4660480
9118 | M8ROBOT-LUB-IRD-168-LUBE | ROBOT - REGREASING | 24 | 18 | 1L - Lubricate | 0100820P | ROBOT DESTACKER |  |  |  |  | BEARING (J1 AXIS CONNECTION POINTS): ROBOT ARM | IRD | LUB | GREASE CHG |  |  |  | 1008 | 120 |  |  | JDE |  | LUBRICATION | FROM LUBE IT | M8ROBOT-LUB-IRD-168-LUBE ROBOT - REGREASING | 4660480
9119 | M8ROBOT-LUB-IRD-168-LUBE | ROBOT - REGREASING | 24 | 18 | 1L - Lubricate | 0100820P | ROBOT DESTACKER |  |  |  |  | BEARING (J2 AXIS CONNECTION POINTS): ROBOT ARM | IRD | LUB | GREASING |  |  |  | 1008 | 5 |  |  | JDE |  | LUBRICATION | FROM LUBE IT | M8ROBOT-LUB-IRD-168-LUBE ROBOT - REGREASING | 4660480
9120 | M8ROBOT-LUB-IRD-168-LUBE | ROBOT - REGREASING | 24 | 18 | 1L - Lubricate | 0100820P | ROBOT DESTACKER |  |  |  |  | BUSHING (BALANCER): ROBOT ARM | IRD | LUB | GREASING |  |  |  | 336 | 5 |  |  | JDE |  | LUBRICATION | FROM LUBE IT | M8ROBOT-LUB-IRD-168-LUBE ROBOT - REGREASING | 4660480
9121 | M8ROBOT-LUB-IRD-168-LUBE | ROBOT - REGREASING | 24 | 18 | 1L - Lubricate | 0100820P | ROBOT DESTACKER |  |  |  |  | REDUCER (J2 AXIS): ROBOT ARM | IRD | LUB | GREASE CHG |  |  |  | 1008 | 120 |  |  | JDE |  | LUBRICATION | FROM LUBE IT | M8ROBOT-LUB-IRD-168-LUBE ROBOT - REGREASING | 4660480
9122 | M8ROBOT-LUB-IRD-168-LUBE | ROBOT - REGREASING | 24 | 18 | 1L - Lubricate | 0100820P | ROBOT DESTACKER |  |  |  |  | REDUCER (J3 AXIS): ROBOT ARM | IRD | LUB | GREASE CHG |  |  |  | 1008 | 120 |  |  | JDE |  | LUBRICATION | FROM LUBE IT | M8ROBOT-LUB-IRD-168-LUBE ROBOT - REGREASING | 4660480
9123 | M8ROBOT-LUB-IRD-168-LUBE | ROBOT - REGREASING | 24 | 18 | 1L - Lubricate | 0100820P | ROBOT DESTACKER |  |  |  |  | REDUCER (J4 AXIS): ROBOT ARM | IRD | LUB | GREASE CHG |  |  |  | 1008 | 120 |  |  | JDE |  | LUBRICATION | FROM LUBE IT | M8ROBOT-LUB-IRD-168-LUBE ROBOT - REGREASING | 4660480
9124 | M8ROBOT-LUB-IRD-168-LUBE | ROBOT - REGREASING | 24 | 18 | 1L - Lubricate | 0100820P | ROBOT DESTACKER |  |  |  |  | REDUCER (J5 AXIS): ROBOT ARM | IRD | LUB | GREASE CHG |  |  |  | 1008 | 120 |  |  | JDE |  | LUBRICATION | FROM LUBE IT | M8ROBOT-LUB-IRD-168-LUBE ROBOT - REGREASING | 4660480
9125 | M8ROBOT-LUB-IRD-168-LUBE | ROBOT - REGREASING | 24 | 18 | 1L - Lubricate | 0100820P | ROBOT DESTACKER |  |  |  |  | REDUCER (J6 AXIS): ROBOT ARM | IRD | LUB | GREASE CHG |  |  |  | 1008 | 120 |  |  | JDE |  | LUBRICATION | FROM LUBE IT | M8ROBOT-LUB-IRD-168-LUBE ROBOT - REGREASING | 4660480
9126 | M8ROBOT-LUB-IRD-168-LUBE | ROBOT - REGREASING | 24 | 18 | 1L - Lubricate | 0100820P | ROBOT DESTACKER |  |  |  |  | WRIST (J4 AXIS): ROBOT ARM | IRD | LUB | GREASE CHG |  |  |  | 1008 | 120 |  |  | JDE |  | LUBRICATION | FROM LUBE IT | M8ROBOT-LUB-IRD-168-LUBE ROBOT - REGREASING | 4660480
9127 | M8ROBOT-LUB-IRD-168-LUBE | ROBOT - REGREASING | 24 | 18 | 1L - Lubricate | 0100820P | ROBOT DESTACKER |  |  |  |  | WRIST (J5 AXIS): ROBOT ARM | IRD | LUB | GREASE CHG |  |  |  | 1008 | 120 |  |  | JDE |  | LUBRICATION | FROM LUBE IT | M8ROBOT-LUB-IRD-168-LUBE ROBOT - REGREASING | 4660480
9128 | M8ROBOT-LUB-IRD-168-LUBE | ROBOT - REGREASING | 24 | 18 | 1L - Lubricate | 0100820P | ROBOT DESTACKER |  |  |  |  | WRIST (J6 AXIS): ROBOT ARM | IRD | LUB | GREASE CHG |  |  |  | 1008 | 120 |  |  | JDE |  | LUBRICATION | FROM LUBE IT | M8ROBOT-LUB-IRD-168-LUBE ROBOT - REGREASING | 4660480
9129 | M8SAMPLE-LUB-IRD-28-LUBE | SAMPLE - BASEMENT-MACHINE | 24 | 25 | 1L - Lubricate | 0100828J | TIPPER AND GUILLOTINE HYDRAULIC POWER UNIT |  |  |  |  | RESERVOIR | IRD | LUB | SAMPLE |  |  |  | 28 | 30 |  |  | JDE |  | LUBRICATION | FROM LUBE IT | M8SAMPLE-LUB-IRD-28-LUBE SAMPLE - BASEMENT-MACHINE | 4660481
9130 | M8SAMPLE-LUB-IRD-28-LUBE | SAMPLE - BASEMENT-MACHINE | 24 | 25 | 1L - Lubricate | 0100828R | SPENT AND CULL ROLL LIFT TABLES HYD POWER UNIT |  |  |  |  | PUMP | IRD | LUB | SAMPLE |  |  |  | 28 | 30 |  |  | JDE |  | LUBRICATION | FROM LUBE IT | M8SAMPLE-LUB-IRD-28-LUBE SAMPLE - BASEMENT-MACHINE | 4660481
9131 | M8SAMPLE-LUB-IRD-28-LUBE | SAMPLE - BASEMENT-MACHINE | 24 | 25 | 1L - Lubricate | 0100828R | SPENT AND CULL ROLL LIFT TABLES HYD POWER UNIT |  |  |  |  | RESERVOIR | IRD | LUB | SAMPLE |  |  |  | 28 | 30 |  |  | JDE |  | LUBRICATION | FROM LUBE IT | M8SAMPLE-LUB-IRD-28-LUBE SAMPLE - BASEMENT-MACHINE | 4660481
9132 | M8SAMPLE-LUB-IRD-28-LUBE | SAMPLE - BASEMENT-MACHINE | 24 | 25 | 1L - Lubricate | 010082828 | LINE 2 BALER |  |  |  |  | RESERVOIR | IRD | LUB | SAMPLE |  |  |  | 28 | 30 |  |  | JDE |  | LUBRICATION | FROM LUBE IT | M8SAMPLE-LUB-IRD-28-LUBE SAMPLE - BASEMENT-MACHINE | 4660481
9133 | M8SAMPLE-LUB-IRD-28-LUBE | SAMPLE - BASEMENT-MACHINE | 24 | 25 | 1L - Lubricate | 010082827 | LINE 1 BALER |  |  |  |  | RESERVOIR | IRD | LUB | SAMPLE |  |  |  | 28 | 30 |  |  | JDE |  | LUBRICATION | FROM LUBE IT | M8SAMPLE-LUB-IRD-28-LUBE SAMPLE - BASEMENT-MACHINE | 4660481
9134 | M8SAMPLE-LUB-IRD-28-LUBE | SAMPLE - BASEMENT-MACHINE | 24 | 25 | 1L - Lubricate | 0100828A | BROKE PULPER |  |  |  |  | REDUCER | IRD | LUB | SAMPLE |  |  |  | 28 | 30 |  |  | JDE |  | LUBRICATION | FROM LUBE IT | M8SAMPLE-LUB-IRD-28-LUBE SAMPLE - BASEMENT-MACHINE | 4660481
9135 | M8SAMPLE-LUB-IRD-28-LUBE | SAMPLE - BASEMENT-MACHINE | 24 | 25 | 1L - Lubricate | 0100836H | VACCUM PUMP #1 |  |  |  |  | GEARBOX | IRD | LUB | SAMPLE |  |  |  | 28 | 30 |  |  | JDE |  | LUBRICATION | FROM LUBE IT | M8SAMPLE-LUB-IRD-28-LUBE SAMPLE - BASEMENT-MACHINE | 4660481
9136 | M8SAMPLE-LUB-IRD-28-LUBE | SAMPLE - BASEMENT-MACHINE | 24 | 25 | 1L - Lubricate | 0100836I | VACCUM PUMP #2 |  |  |  |  | GEARBOX | IRD | LUB | SAMPLE |  |  |  | 28 | 30 |  |  | JDE |  | LUBRICATION | FROM LUBE IT | M8SAMPLE-LUB-IRD-28-LUBE SAMPLE - BASEMENT-MACHINE | 4660481
9137 | M8SAMPLE-LUB-IRD-28-LUBE | SAMPLE - BASEMENT-MACHINE | 24 | 25 | 1L - Lubricate | 0100836J | VACCUM PUMP #3 |  |  |  |  | GEARBOX | IRD | LUB | SAMPLE |  |  |  | 28 | 30 |  |  | JDE |  | LUBRICATION | FROM LUBE IT | M8SAMPLE-LUB-IRD-28-LUBE SAMPLE - BASEMENT-MACHINE | 4660481
9138 | M8SAMPLE-LUB-IRD-28-LUBE | SAMPLE - BASEMENT-MACHINE | 24 | 25 | 1L - Lubricate | 0100836K | VACCUM PUMP #4 |  |  |  |  | GEARBOX | IRD | LUB | SAMPLE |  |  |  | 28 | 30 |  |  | JDE |  | LUBRICATION | FROM LUBE IT | M8SAMPLE-LUB-IRD-28-LUBE SAMPLE - BASEMENT-MACHINE | 4660481
9139 | M8SAMPLE-LUB-IRD-28-LUBE | SAMPLE - BASEMENT-MACHINE | 24 | 25 | 1L - Lubricate | 0100836L | VACCUM PUMP #5 |  |  |  |  | GEARBOX | IRD | LUB | SAMPLE |  |  |  | 28 | 30 |  |  | JDE |  | LUBRICATION | FROM LUBE IT | M8SAMPLE-LUB-IRD-28-LUBE SAMPLE - BASEMENT-MACHINE | 4660481
9140 | M8SAMPLE-LUB-IRD-28-LUBE | SAMPLE - BASEMENT-MACHINE | 24 | 25 | 1L - Lubricate | 0100836M | VACCUM PUMP #6 |  |  |  |  | GEARBOX | IRD | LUB | SAMPLE |  |  |  | 28 | 30 |  |  | JDE |  | LUBRICATION | FROM LUBE IT | M8SAMPLE-LUB-IRD-28-LUBE SAMPLE - BASEMENT-MACHINE | 4660481
9141 | M8SAMPLE-LUB-IRD-28-LUBE | SAMPLE - BASEMENT-MACHINE | 24 | 25 | 1L - Lubricate | 0100836N | VACCUM PUMP #7 |  |  |  |  | GEARBOX | IRD | LUB | SAMPLE |  |  |  | 28 | 30 |  |  | JDE |  | LUBRICATION | FROM LUBE IT | M8SAMPLE-LUB-IRD-28-LUBE SAMPLE - BASEMENT-MACHINE | 4660481
9142 | M8SAMPLE-LUB-IRD-28-LUBE | SAMPLE - BASEMENT-MACHINE | 24 | 25 | 1L - Lubricate | 0100836O | VACCUM PUMP #8 |  |  |  |  | GEARBOX | IRD | LUB | SAMPLE |  |  |  | 28 | 30 |  |  | JDE |  | LUBRICATION | FROM LUBE IT | M8SAMPLE-LUB-IRD-28-LUBE SAMPLE - BASEMENT-MACHINE | 4660481
9143 | M8SAMPLE-LUB-IRD-28-LUBE | SAMPLE - BASEMENT-MACHINE | 24 | 25 | 1L - Lubricate | 0100836P | VACCUM PUMP #9 |  |  |  |  | GEARBOX | IRD | LUB | SAMPLE |  |  |  | 28 | 30 |  |  | JDE |  | LUBRICATION | FROM LUBE IT | M8SAMPLE-LUB-IRD-28-LUBE SAMPLE - BASEMENT-MACHINE | 4660481
9144 | M8SAMPLE-LUB-IRD-28-LUBE | SAMPLE - BASEMENT-MACHINE | 24 | 25 | 1L - Lubricate | 0100820Z | BALE HANDLING HYDRAULIC SYSTEM |  |  |  |  | RESERVOIR: HYDRAULIC SYSTEM | IRD | LUB | SAMPLE |  |  |  | 28 | 30 |  |  | JDE |  | LUBRICATION | FROM LUBE IT | M8SAMPLE-LUB-IRD-28-LUBE SAMPLE - BASEMENT-MACHINE | 4660481
9145 | M8SAMPLE-LUB-IRD-28-LUBE | SAMPLE - BASEMENT-MACHINE | 24 | 25 | 1L - Lubricate | 0100821A | BALE PULPER #1 |  |  |  |  | GEARBOX | IRD | LUB | SAMPLE |  |  |  | 28 | 30 |  |  | JDE |  | LUBRICATION | FROM LUBE IT | M8SAMPLE-LUB-IRD-28-LUBE SAMPLE - BASEMENT-MACHINE | 4660481
9146 | M8SAMPLE-LUB-IRD-28-LUBE | SAMPLE - BASEMENT-MACHINE | 24 | 25 | 1L - Lubricate | 0100821B | BALE PULPER #2 |  |  |  |  | GEARBOX | IRD | LUB | SAMPLE |  |  |  | 28 | 30 |  |  | JDE |  | LUBRICATION | FROM LUBE IT | M8SAMPLE-LUB-IRD-28-LUBE SAMPLE - BASEMENT-MACHINE | 4660481
9147 | M8SAMPLE-LUB-IRD-28-LUBE | SAMPLE - BASEMENT-MACHINE | 24 | 25 | 1L - Lubricate | 0100826MB | UTM PULPER ROTOR #1 |  |  |  |  | GEARBOX | IRD | LUB | SAMPLE |  |  |  | 28 | 30 |  |  | JDE |  | LUBRICATION | FROM LUBE IT | M8SAMPLE-LUB-IRD-28-LUBE SAMPLE - BASEMENT-MACHINE | 4660481
9148 | M8SAMPLE-LUB-IRD-28-LUBE | SAMPLE - BASEMENT-MACHINE | 24 | 25 | 1L - Lubricate | 0100826MC | UTM PULPER ROTOR #2 |  |  |  |  | GEARBOX | IRD | LUB | SAMPLE |  |  |  | 28 | 30 |  |  | JDE |  | LUBRICATION | FROM LUBE IT | M8SAMPLE-LUB-IRD-28-LUBE SAMPLE - BASEMENT-MACHINE | 4660481
9149 | M8SAMPLE-LUB-IRD-28-LUBE | SAMPLE - BASEMENT-MACHINE | 24 | 25 | 1L - Lubricate | 0100870JAA | MACHINE LUBRICATION UNIT |  |  |  |  | RESERVOIR | IRD | LUB | SAMPLE |  |  |  | 28 | 30 |  |  | JDE |  | LUBRICATION | FROM LUBE IT | M8SAMPLE-LUB-IRD-28-LUBE SAMPLE - BASEMENT-MACHINE | 4660481
9150 | M8SAMPLE-LUB-IRD-28-LUBE | SAMPLE - BASEMENT-MACHINE | 24 | 25 | 1L - Lubricate | 0100870KA | HYDRAULIC SYSTEM #2 DE |  |  |  |  | CIRCULATION SYSTEM | IRD | LUB | SAMPLE |  |  |  | 28 | 30 |  |  | JDE |  | LUBRICATION | FROM LUBE IT | M8SAMPLE-LUB-IRD-28-LUBE SAMPLE - BASEMENT-MACHINE | 4660481
9151 | M8SAMPLE-LUB-IRD-28-LUBE | SAMPLE - BASEMENT-MACHINE | 24 | 25 | 1L - Lubricate | 0100870KB | HYDRAULIC SYSTEM #1 WE |  |  |  |  | CIRCULATION SYSTEM | IRD | LUB | SAMPLE |  |  |  | 28 | 30 |  |  | JDE |  | LUBRICATION | FROM LUBE IT | M8SAMPLE-LUB-IRD-28-LUBE SAMPLE - BASEMENT-MACHINE | 4660481
9152 | M8SAMPLE-LUB-IRD-28-LUBE | SAMPLE - BASEMENT-MACHINE | 24 | 25 | 1L - Lubricate | 0100870JAB | TAD FAN LUBRICATION UNIT |  |  |  |  | RESERVOIR | IRD | LUB | SAMPLE |  |  |  | 28 | 30 |  |  | JDE |  | LUBRICATION | FROM LUBE IT | M8SAMPLE-LUB-IRD-28-LUBE SAMPLE - BASEMENT-MACHINE | 4660481
9153 | M8SAMPLE-LUB-IRD-28-LUBE | SAMPLE - BASEMENT-MACHINE | 24 | 25 | 1L - Lubricate | 5050050A | AIR COMPRESSOR #1 |  |  |  |  | RESERVOIR: AIR COMPRESSOR 1 LUBRICATION SYSTEM | IRD | LUB | SAMPLE |  |  |  | 28 | 30 |  |  | JDE |  | LUBRICATION | FROM LUBE IT | M8SAMPLE-LUB-IRD-28-LUBE SAMPLE - BASEMENT-MACHINE | 4660481
9154 | M8SAMPLE-LUB-IRD-28-LUBE | SAMPLE - BASEMENT-MACHINE | 24 | 25 | 1L - Lubricate | 5050050B | AIR COMPRESSOR #2 |  |  |  |  | RESERVOIR: AIR COMPRESSOR 2 LUBRICATION SYSTEM | IRD | LUB | SAMPLE |  |  |  | 28 | 30 |  |  | JDE |  | LUBRICATION | FROM LUBE IT | M8SAMPLE-LUB-IRD-28-LUBE SAMPLE - BASEMENT-MACHINE | 4660481
9155 | M8SAMPLE-LUB-IRD-28-LUBE | SAMPLE - BASEMENT-MACHINE | 24 | 25 | 1L - Lubricate | 5050050C | AIR COMPRESSOR #3 |  |  |  |  | RESERVOIR: AIR COMPRESSOR 3 LUBRICATION SYSTEM | IRD | LUB | SAMPLE |  |  |  | 28 | 30 |  |  | JDE |  | LUBRICATION | FROM LUBE IT | M8SAMPLE-LUB-IRD-28-LUBE SAMPLE - BASEMENT-MACHINE | 4660481
9156 | M8SAMPLE-LUB-IRD-28-LUBE | SAMPLE - BASEMENT-MACHINE | 24 | 25 | 1L - Lubricate | 0100822C | REFINER #1 |  |  |  |  | RESERVOIR | IRD | LUB | SAMPLE |  |  |  | 28 | 30 |  |  | JDE |  | LUBRICATION | FROM LUBE IT | M8SAMPLE-LUB-IRD-28-LUBE SAMPLE - BASEMENT-MACHINE | 4660481
9157 | M8SAMPLE-LUB-IRD-28-LUBE | SAMPLE - BASEMENT-MACHINE | 24 | 25 | 1L - Lubricate | 0100822D | REFINER #2 |  |  |  |  | RESERVOIR | IRD | LUB | SAMPLE |  |  |  | 28 | 30 |  |  | JDE |  | LUBRICATION | FROM LUBE IT | M8SAMPLE-LUB-IRD-28-LUBE SAMPLE - BASEMENT-MACHINE | 4660481
9158 | M8SAMPLE-LUB-IRD-28-LUBE | SAMPLE - BASEMENT-MACHINE | 24 | 25 | 1L - Lubricate | 0100824D | REFINER #3 |  |  |  |  | RESERVOIR | IRD | LUB | SAMPLE |  |  |  | 28 | 30 |  |  | JDE |  | LUBRICATION | FROM LUBE IT | M8SAMPLE-LUB-IRD-28-LUBE SAMPLE - BASEMENT-MACHINE | 4660481
9159 | M8SEAL-LUB-DD-1008-CHANGE | SEAL REPLACEMENT | 25 | 16 | 1R - Replace | 5050045AAA | FLOCCULATION TANK #1 AGITATOR |  |  |  |  | SEAL (REDUCER ADAPTER): FLOCCULATION TANK 1 AGITATOR | DD | LUB | SEAL CHG |  |  |  | 1008 | 60 |  |  | JDE |  | LUBRICATION | FROM LUBE IT | M8SEAL-LUB-DD-1008-CHANGE SEAL REPLACEMENT | 4660482
9160 | M8SEAL-LUB-DD-1008-CHANGE | SEAL REPLACEMENT | 25 | 16 | 1R - Replace | 5050045AAA | FLOCCULATION TANK #1 AGITATOR |  |  |  |  | SEAL (REDUCER): FLOCCULATION TANK 1 AGITATOR | DD | LUB | SEAL CHG |  |  |  | 1008 | 60 |  |  | JDE |  | LUBRICATION | FROM LUBE IT | M8SEAL-LUB-DD-1008-CHANGE SEAL REPLACEMENT | 4660482
9161 | M8SEAL-LUB-DD-1008-CHANGE | SEAL REPLACEMENT | 25 | 16 | 1R - Replace | 5050045ABA | FLOCCULATION TANK #2 AGITATOR |  |  |  |  | SEAL (REDUCER ADAPTER): FLOCCULATION TANK 2 AGITATOR | DD | LUB | SEAL CHG |  |  |  | 1008 | 60 |  |  | JDE |  | LUBRICATION | FROM LUBE IT | M8SEAL-LUB-DD-1008-CHANGE SEAL REPLACEMENT | 4660482
9162 | M8SEAL-LUB-DD-1008-CHANGE | SEAL REPLACEMENT | 25 | 16 | 1R - Replace | 5050045ABA | FLOCCULATION TANK #2 AGITATOR |  |  |  |  | SEAL (REDUCER): FLOCCULATION TANK 2 AGITATOR | DD | LUB | SEAL CHG |  |  |  | 1008 | 60 |  |  | JDE |  | LUBRICATION | FROM LUBE IT | M8SEAL-LUB-DD-1008-CHANGE SEAL REPLACEMENT | 4660482
9163 | M8SEAL-LUB-DD-1008-CHANGE | SEAL REPLACEMENT | 25 | 16 | 1R - Replace | 0100870KA | HYDRAULIC SYSTEM #2 DE |  |  |  |  | CIRCULATION SYSTEM | DD | LUB | REPLACE |  |  |  | 28 | 30 |  |  | JDE |  | LUBRICATION | FROM LUBE IT | M8SEAL-LUB-DD-1008-CHANGE SEAL REPLACEMENT | 4660482
9164 | M8SEAL-LUB-DD-1008-CHANGE | SEAL REPLACEMENT | 25 | 16 | 1R - Replace | 0100870KB | HYDRAULIC SYSTEM #1 WE |  |  |  |  | CIRCULATION SYSTEM | DD | LUB | REPLACE |  |  |  | 28 | 30 |  |  | JDE |  | LUBRICATION | FROM LUBE IT | M8SEAL-LUB-DD-1008-CHANGE SEAL REPLACEMENT | 4660482
9165 | M8SEAL-LUB-DD-1008-CHANGE | SEAL REPLACEMENT | 25 | 16 | 1R - Replace | 5050045AF | PRE-THICKENER #1 |  |  |  |  | SEAL (REDUCER ADAPTER) | DD | LUB | SEAL CHG |  |  |  | 1008 | 60 |  |  | JDE |  | LUBRICATION | FROM LUBE IT | M8SEAL-LUB-DD-1008-CHANGE SEAL REPLACEMENT | 4660482
9166 | M8SEAL-LUB-DD-1008-CHANGE | SEAL REPLACEMENT | 25 | 16 | 1R - Replace | 5050045AF | PRE-THICKENER #1 |  |  |  |  | SEAL (REDUCER) | DD | LUB | SEAL CHG |  |  |  | 1008 | 60 |  |  | JDE |  | LUBRICATION | FROM LUBE IT | M8SEAL-LUB-DD-1008-CHANGE SEAL REPLACEMENT | 4660482
9167 | M8SEAL-LUB-DD-1008-CHANGE | SEAL REPLACEMENT | 25 | 16 | 1R - Replace | 5050045AG | PRE-THICKENER #2 |  |  |  |  | SEAL (REDUCER ADAPTER) | DD | LUB | SEAL CHG |  |  |  | 1008 | 60 |  |  | JDE |  | LUBRICATION | FROM LUBE IT | M8SEAL-LUB-DD-1008-CHANGE SEAL REPLACEMENT | 4660482
9168 | M8SEAL-LUB-DD-1008-CHANGE | SEAL REPLACEMENT | 25 | 16 | 1R - Replace | 5050045AG | PRE-THICKENER #2 |  |  |  |  | SEAL (REDUCER) | DD | LUB | SEAL CHG |  |  |  | 1008 | 60 |  |  | JDE |  | LUBRICATION | FROM LUBE IT | M8SEAL-LUB-DD-1008-CHANGE SEAL REPLACEMENT | 4660482
9169 | M8SEAL-LUB-DD-1008-CHANGE | SEAL REPLACEMENT | 25 | 16 | 1R - Replace | 5050045AH | SCREW PRESS #1 |  |  |  |  | SEAL (PRIMARY REDUCER): SCREW PRESS 1 MOTOR | DD | LUB | SEAL CHG |  |  |  | 1008 | 60 |  |  | JDE |  | LUBRICATION | FROM LUBE IT | M8SEAL-LUB-DD-1008-CHANGE SEAL REPLACEMENT | 4660482
9170 | M8SEAL-LUB-DD-1008-CHANGE | SEAL REPLACEMENT | 25 | 16 | 1R - Replace | 5050045AH | SCREW PRESS #1 |  |  |  |  | SEAL (REDUCER AD COVER): SCREW PRESS 1 MOTOR | DD | LUB | SEAL CHG |  |  |  | 1008 | 60 |  |  | JDE |  | LUBRICATION | FROM LUBE IT | M8SEAL-LUB-DD-1008-CHANGE SEAL REPLACEMENT | 4660482
9171 | M8SEAL-LUB-DD-1008-CHANGE | SEAL REPLACEMENT | 25 | 16 | 1R - Replace | 5050045AH | SCREW PRESS #1 |  |  |  |  | SEAL (REDUCER ADAPTER): SCREW PRESS 1 MOTOR | DD | LUB | SEAL CHG |  |  |  | 1008 | 60 |  |  | JDE |  | LUBRICATION | FROM LUBE IT | M8SEAL-LUB-DD-1008-CHANGE SEAL REPLACEMENT | 4660482
9172 | M8SEAL-LUB-DD-1008-CHANGE | SEAL REPLACEMENT | 25 | 16 | 1R - Replace | 5050045AI | SCREW PRESS #2 |  |  |  |  | SEAL (PRIMARY REDUCER): SCREW PRESS 1 MOTOR | DD | LUB | SEAL CHG |  |  |  | 1008 | 60 |  |  | JDE |  | LUBRICATION | FROM LUBE IT | M8SEAL-LUB-DD-1008-CHANGE SEAL REPLACEMENT | 4660482
9173 | M8SEAL-LUB-DD-1008-CHANGE | SEAL REPLACEMENT | 25 | 16 | 1R - Replace | 5050045AI | SCREW PRESS #2 |  |  |  |  | SEAL (REDUCER AD COVER): SCREW PRESS 1 MOTOR | DD | LUB | SEAL CHG |  |  |  | 1008 | 60 |  |  | JDE |  | LUBRICATION | FROM LUBE IT | M8SEAL-LUB-DD-1008-CHANGE SEAL REPLACEMENT | 4660482
9174 | M8SEAL-LUB-DD-1008-CHANGE | SEAL REPLACEMENT | 25 | 16 | 1R - Replace | 5050045AI | SCREW PRESS #2 |  |  |  |  | SEAL (REDUCER ADAPTER): SCREW PRESS 1 MOTOR | DD | LUB | SEAL CHG |  |  |  | 1008 | 60 |  |  | JDE |  | LUBRICATION | FROM LUBE IT | M8SEAL-LUB-DD-1008-CHANGE SEAL REPLACEMENT | 4660482
9181 | 0870E-EXT-DD-336-YANKEE | ANNUAL INSPECTION | 23 | 17 | 2 - Subj Inspection | 0100870E | YANKEE DRYER | KSD7571022 | 0100870EA | YANKEE CYLINDER PRESSURE VESSEL ASSY | 010-0870-006 | Yankee Dryer | DD | EXT | Interior inspection of the yankee roll. NDT inspection and check the head bolt tilt | Wear | Damged | Cracked | 336 |  |  |  | JDE |  |  | Data created/will be sent for upload | 0870E-EXT-DD-336-YANKEE ANNUAL INSPECTION | 4660483
9182 | 0870E-EXT-DD-336-YANKEE | ANNUAL INSPECTION | 23 | 17 | 2 - Subj Inspection | 0100870E | YANKEE DRYER | KSD7571022 | 0100870EA | YANKEE CYLINDER PRESSURE VESSEL ASSY | 010-0870-006 | Yankee Dryer | DD | EXT | Perform a profiling inspection on the external side of the yankee roll. Create an order to repair if needed. | Wear |  |  | 336 |  |  |  | JDE |  |  | Data created/will be sent for upload | 0870E-EXT-DD-336-YANKEE ANNUAL INSPECTION | 4660483
9183 | 0870E-EXT-DD-336-YANKEE | ANNUAL INSPECTION | 23 | 17 | 2 - Subj Inspection | 0100870E | YANKEE DRYER | KSD7571022 | 0100870EA | YANKEE CYLINDER PRESSURE VESSEL ASSY | 010-0870-006 | Yankee Dryer | DD | EXT | Inspect the interlocks | Blocked |  |  | 336 |  |  |  | JDE |  |  | Data created/will be sent for upload | 0870E-EXT-DD-336-YANKEE ANNUAL INSPECTION | 4660483
9184 | 0870E-EXT-DD-336-YANKEE | ANNUAL INSPECTION | 23 | 17 | 2 - Subj Inspection | 0100870E | YANKEE DRYER | KSD7571022 | 0100870EA | YANKEE CYLINDER PRESSURE VESSEL ASSY | 010-0870-006 | Yankee Dryer | DD | EXT | Visually inspect the man hole | Seal Wear | loose bolts | Damaged locks | 336 |  |  |  | JDE |  |  | Data created/will be sent for upload | 0870E-EXT-DD-336-YANKEE ANNUAL INSPECTION | 4660483
9185 | 0870DAA-OPE-IRD-14-YANKEE | ROLL GEARBOX INSPECTION | 25 | 23 | 2 - Subj Inspection | 0100870DAA | YANKEE ROLL GEARBOX | 010-0870-370 |  |  |  | Gearbox | IRD | OPE | Check the water saturation state of the breather. Check the position of the vacuum indicator | Clogged breathe | Discolored breather |  | 14 |  |  |  | JDE |  |  | Data created/will be sent for upload | 0870DAA-OPE-IRD-14-YANKEE ROLL GEARBOX INSPECTION | 4660487
9186 | 0870DAA-OPE-IRD-14-YANKEE | ROLL GEARBOX INSPECTION | 25 | 23 | 2 - Subj Inspection | 0100870DAA | YANKEE ROLL GEARBOX | 010-0870-371 |  |  |  | Gearbox | IRD | OPE | Check that there is no oil leakage on and around the gear unit. Check oil flow rates. | Leak |  |  | 14 |  |  |  | JDE |  |  | Data created/will be sent for upload | 0870DAA-OPE-IRD-14-YANKEE ROLL GEARBOX INSPECTION | 4660487
9187 | 0870DAA-MEC-IRD-28-YANKEE | ROLL GEARBOX VIBRATION | 25 | 22 | 4 - Cond Monitoring | 0100870DAA | YANKEE ROLL GEARBOX | 010-0870-372 |  |  |  | Gearbox | IRD | MEC | Perform vibration analysis. | Out of tolerence |  |  | 28 |  |  |  | JDE |  |  | Data created/will be sent for upload | 0870DAA-MEC-IRD-28-YANKEE ROLL GEARBOX VIBRATION | 4660484
9188 | 0870DAA-MEC-IRD-56-YANKEE | ROLL GEARBOX OIL SAMPLE | 25 | 23 | 4 - Cond Monitoring | 0100870DAA | YANKEE ROLL GEARBOX | 010-0870-372 |  |  |  | Gearbox | IRD | MEC | Take an oil sample for analysis. Create an order to change oil if needed folowing the result of the analysis. |  |  |  | 56 |  |  |  | JDE |  |  | Data created/will be sent for upload | 0870DAA-MEC-IRD-56-YANKEE ROLL GEARBOX OIL SAMPLE | 4660485
9189 | 0870DAA-MEC-IRD-84-YANKEE | ROLL GEARBOX THERMOGRAPHY | 25 | 25 | 4 - Cond Monitoring | 0100870DAA | YANKEE ROLL GEARBOX | 010-0870-372 |  |  |  | Gearbox | IRD | MEC | Peform Infrared thermography | Over Heat | Hot spot |  | 84 |  |  |  | JDE |  |  | Data created/will be sent for upload | 0870DAA-MEC-IRD-84-YANKEE ROLL GEARBOX THERMOGRAPHY | 4660486
9190 | 0870DAA-OPE-IRD-14-YANKEE | ROLL GEARBOX INSPECTION | 25 | 23 | 1C - Clean | 0100870DAA | YANKEE ROLL GEARBOX | 010-0870-372 |  |  |  | Gearbox | IRD | OPE | Clean the gearbox using compressed air. | Dirty |  |  | 14 |  |  |  | JDE |  |  | Data created/will be sent for upload | 0870DAA-OPE-IRD-14-YANKEE ROLL GEARBOX INSPECTION | 4660487
9191 | 0870DAA-MEC-IRD-28-YANKEE | ROLL GEARBOX CONDITION | 25 | 22 | 2 - Subj Inspection | 0100870DAA | YANKEE ROLL GEARBOX | 010-0870-372 |  |  |  | Coupling | IRD | MEC | Verify the state of the coupling with a stroboscope. | Wear | Looseness | Clearance/alignment failure | 28 |  |  |  | JDE |  |  | Data created/will be sent for upload | 0870DAA-MEC-IRD-28-YANKEE ROLL GEARBOX CONDITION | 4660488
9192 | 0870DAA-MEC-DD-84-YANKEE | ROLL GEARBOX INSPECTION | 24 | 23 | 2 - Subj Inspection | 0100870DAA | YANKEE ROLL GEARBOX | 010-0870-372 |  |  |  | Coupling | DD | MEC | Check for allowable backlash per Juare recommendation | Wear | Looseness | Clearance/alignment failure | 84 |  |  |  | JDE |  |  | Data created/will be sent for upload | 0870DAA-MEC-DD-84-YANKEE ROLL GEARBOX INSPECTION | 4660489
9193 | 0870E-EXT-DD-1680-YANKEE | EXTERNAL NDT INSPECTION | 24 | 23 | 3 - Obj Inspection | 0100870E | YANKEE DRYER | KSD7571022 | 0100870EA | YANKEE CYLINDER PRESSURE VESSEL ASSY | 010-0870-006 | Yankee Dryer | DD | EXT | Perform an NDT inspection on the external surface of the Yankee | Wear | Cracked |  | 1680 |  |  |  | JDE |  |  | Data created/will be sent for upload | 0870E-EXT-DD-1680-YANKEE EXTERNAL NDT INSPECTION | 4660490
9194 | 0870DAA-MEC-DD-84-YANKEE | ROLL GEARBOX INSPECTION | 24 | 23 | 1C - Clean | 0100870DAA | YANKEE ROLL GEARBOX | 010-0870-370 |  |  |  | Shaft | DD | MEC | Clean the shaft | Dirty |  |  | 84 |  |  |  | JDE |  |  | Data created/will be sent for upload | 0870DAA-MEC-DD-84-YANKEE ROLL GEARBOX INSPECTION | 4660489
9195 | 0870DAA-MEC-DD-84-YANKEE | ROLL GEARBOX INSPECTION | 24 | 23 | 2 - Subj Inspection | 0100870DAA | YANKEE ROLL GEARBOX | 010-0870-370 |  |  |  | Shaft | DD | MEC | Visually inspect the shaft for wear and damage | Wear | Damaged |  | 84 |  |  |  | JDE |  |  | Data created/will be sent for upload | 0870DAA-MEC-DD-84-YANKEE ROLL GEARBOX INSPECTION | 4660489
9196 | 0870E-MEC-IRD-84-YANKEE | DRYER STEAM JOINT CLEANING | 23 | 26 | 1C - Clean | 0100870E | YANKEE DRYER | KSD7571022 | 0100870EA | YANKEE CYLINDER PRESSURE VESSEL ASSY | 010-0870-006 | Steam Joint | IRD | MEC | Clean the steam joint | Dirty |  |  | 84 |  |  |  | JDE |  |  | Data created/will be sent for upload | 0870E-MEC-IRD-84-YANKEE DRYER STEAM JOINT CLEANING | 4660491
9197 | 0870E-MEC-DD-84-YANKEE | DRYER STEAM JOINT INSPECTION | 22 | 28 | 2 - Subj Inspection | 0100870E | YANKEE DRYER | KSD7571022 | 0100870EA | YANKEE CYLINDER PRESSURE VESSEL ASSY | 010-0870-006 | Steam Joint | DD | MEC | Visually inspect the steam joint | Wear | Cracked |  | 84 |  |  |  | JDE |  |  | Data created/will be sent for upload | 0870E-MEC-DD-84-YANKEE DRYER STEAM JOINT INSPECTION | 4660492
9198 | 0870DAA-LUB-DD-336-YANKEE | ROLL GEARBOX COUPLING LUBE | 25 | 26 | 1L - Lubricate | 0100870DAA | YANKEE ROLL GEARBOX | 010-0870-372 |  |  |  | Coupling | DD | LUB | Lubricate the coupling | Lack of lubricant |  |  | 336 |  | Clean coupling befoe lubrication. Ensure that all the old lubricant is gone before applying the new one |  | JDE |  |  | Data created/will be sent for upload | 0870DAA-LUB-DD-336-YANKEE ROLL GEARBOX COUPLING LUBE | 4660493
9199 | 0870DAA-MEC-DD-336-YANKEE | ROLL GB ALIGNMENT INSPECTION | 25 | 28 | 3 - Obj Inspection | 0100870DAA | YANKEE ROLL GEARBOX | 010-0870-372 |  |  |  | Gearbox | DD | MEC | Perform motor to gearbox alignment inspection | alignment failure |  |  | 336 |  |  |  | JDE |  |  | Data created/will be sent for upload | 0870DAA-MEC-DD-336-YANKEE ROLL GB ALIGNMENT INSPECTION | 4660494

## PM ROUTES
UNIT CODE | UNIT DESCRIPTION | ROUTE DESCRIPTION 01 | ROUTE DESCRIPTION 02 (CONT.) | ROUTE DESCRIPTION COMPLETE | FREQUENCY | TIMING | MODEL WO (ROUTE ID) | RESOURCE QTY | EST HOURS | TOTAL DOWNTIME | 1ST DUE DATE | SERVICE TYPE | PM CAT CODE 1 (DISCIPLINE) | STRATEGY | TRHU % DIFFERENT | EXPORT
5050045B | MILL EFFLUENT TREATMENT SYSTEM | 0045-UFO-IRD-7-MILL EFFLUENT | WEEKLY INSPECTION | 0045-UFO-IRD-7-MILL EFFLUENT WEEKLY INSPECTION | 7 | IRD | 3957064 |  |  |  | 2019-09-16 | MAB0001 | UFO | UTILITIES |  | EXPORT 2
010082028 | BALE HANDLING INSTRUMENTATION AND CONTROL PANELS | 0820-OPE-DD-7-FIELD DEVICES | WEEKLY CLEAN INSPECT ROUTINE | 0820-OPE-DD-7-FIELD DEVICES WEEKLY CLEAN INSPECT ROUTINE | 7 | DD | 3957065 |  |  |  | 2019-09-16 | MAB0002 | OPE | BALE HANDLING |  | EXPORT 2
0100820U | WIRE COILER BALER | 0820-OPE-DD-7-WIRE COLIER | WEEKLY CLEANING ROUTINE | 0820-OPE-DD-7-WIRE COLIER WEEKLY CLEANING ROUTINE | 7 | DD | 3957066 |  |  |  | 2019-09-16 | MAB0003 | OPE | BALE HANDLING |  | EXPORT 2
0100828 | CONVERTING BROKE AND CORE HANDLING SYSTEM | 0828-OPE-QI-7-BROKE AND CORE | WEEKLY ROUTINE | 0828-OPE-QI-7-BROKE AND CORE WEEKLY ROUTINE | 7 | QI | 3957067 |  |  |  | 2019-09-16 | MAB0004 | OPE | BROKE AND CORE |  | EXPORT 2
3250060A | FIRE PUMP 1 | 0060-OPE-QI-7-FIRE PUMP 1 | WEEKLY INSPECTION | 0060-OPE-QI-7-FIRE PUMP 1 WEEKLY INSPECTION | 7 | QI | 3957068 |  |  |  | 2019-09-16 | MAB0005 | OPE | UTILITIES |  | EXPORT 2
3250060B | FIRE PUMP 2 | 0060-OPE-QI-7-FIRE PUMP 2 | WEEKLY INSPECTION | 0060-OPE-QI-7-FIRE PUMP 2 WEEKLY INSPECTION | 7 | QI | 3957069 |  |  |  | 2019-09-16 | MAB0005 | OPE | UTILITIES |  | EXPORT 2
5050045A | SLUDGE TREATMENT SYSTEM | 0045-UFO-QI-14-SLUDGE TREAT | BYWEEKLY INSPECTION | 0045-UFO-QI-14-SLUDGE TREAT BYWEEKLY INSPECTION | 14 | QI | 3957080 |  |  |  | 2019-09-23 | MAB0006 | UFO | UTILITIES |  | EXPORT 2
0100826M | UTM PULPER | 0826-MEC-IDD-42-UTM PULPER | INSPECT UTM PULPER | 0826-MEC-IDD-42-UTM PULPER INSPECT UTM PULPER | 42 | IDD | 3956792 |  | 1.4 |  | 2019-10-07 | MAP0107 | MEC | 120D |  | EXPORT 1
0100832A | BOW SCREEN 1 | 0832-MEC-DD-126-BOW SCREEN 1 | BOW SCREEN 1 INSPECTION | 0832-MEC-DD-126-BOW SCREEN 1 BOW SCREEN 1 INSPECTION | 126 | DD | 3956793 |  |  |  | 2019-11-18 | MAP0108 | MEC | 120D |  | EXPORT 1
0100832B | BOW SCREEN 2 | 0832-MEC-DD-126-BOW SCREEN 2 | BOW SCREEN 2 INSPECTION | 0832-MEC-DD-126-BOW SCREEN 2 BOW SCREEN 2 INSPECTION | 126 | DD | 3956794 |  |  |  | 2019-11-18 | MAP0108 | MEC | 120D |  | EXPORT 1
0100832C | BOW SCREEN 3 | 0832-MEC-DD-126-BOW SCREEN 3 | BOW SCREEN 3 INSPECTION | 0832-MEC-DD-126-BOW SCREEN 3 BOW SCREEN 3 INSPECTION | 126 | DD | 3956795 |  |  |  | 2019-12-30 | MAP0108 | MEC | 120D |  | EXPORT 1
0100832D | BOW SCREEN 4 | 0832-MEC-DD-126-BOW SCREEN 4 | BOW SCREEN 4 INSPECTION | 0832-MEC-DD-126-BOW SCREEN 4 BOW SCREEN 4 INSPECTION | 126 | DD | 3956796 |  |  |  | 2019-12-30 | MAP0108 | MEC | 120D |  | EXPORT 1
0100845B | BIOCIDE HYPOCHLORITE METERING SKID | 0845-ELE-QI-168-PH PROBE | CLEAN AND CALIBRATE PH PROBE | 0845-ELE-QI-168-PH PROBE CLEAN AND CALIBRATE PH PROBE | 168 | QI | 3956797 |  |  |  | 2019-11-18 | MAP0109 | E&I | 120D |  | EXPORT 1
0100845JA | WET STRENGTH METERING/DILUTION SKID | 0845-MEC-DD-84-WET STRENGTH | SKID INSPECTION AND CLEAN | 0845-MEC-DD-84-WET STRENGTH SKID INSPECTION AND CLEAN | 84 | DD | 3956798 |  |  |  | 2019-11-18 | MAP0110 | MEC | 120D |  | EXPORT 1
0100849 | SPARK DETECTION AND FIRE SUPPRESION | 0849-ELE-DD-42-FIREFLY | CLEAN FIREFLY DETECTORS (EYES) | 0849-ELE-DD-42-FIREFLY CLEAN FIREFLY DETECTORS (EYES) | 42 | DD | 3956800 |  | 3.5 |  | 2019-10-07 | MAP0111 | E&I | 120D |  | EXPORT 1
0100864DC | ACTIVE AIRFOIL 3 | 0870-OPE-DD-42-REEL SECTION | Active Airfoil Zone Cleaning | 0870-OPE-DD-42-REEL SECTION Active Airfoil Zone Cleaning | 42 | DD | 3956974 |  |  |  | 2019-09-23 | MAP0112 | OPE | OPERATIONAL TASKS |  | EXPORT 1
5050030E | BOILER SYSTEM | 0030-ELE-DD-168-BOILER DAMPER | ACTUATOR AND VALVE INSPECTION | 0030-ELE-DD-168-BOILER DAMPER ACTUATOR AND VALVE INSPECTION | 168 | DD | 3956887 |  |  |  | 2019-12-30 | MAP0113 | E&I | BOILER |  | EXPORT 1
5050030E | BOILER SYSTEM | 0030-ELE-DD-378-BOILER INSTRUM | AND CONTROL LOOP CHECK | 0030-ELE-DD-378-BOILER INSTRUM AND CONTROL LOOP CHECK | 378 | DD | 3956889 |  |  |  | 2020-09-07 | MAP0114 | E&I | BOILER |  | EXPORT 1
5050030EB | BOILER MAIN BURNER | 0030-ELE-DD-378-BURNER INSTRUM | AND CONTROL LOOP CHECK | 0030-ELE-DD-378-BURNER INSTRUM AND CONTROL LOOP CHECK | 378 | DD | 3956895 |  |  |  | 2020-09-07 | MAP0114 | E&I | BOILER |  | EXPORT 1
5050030DA | DEAERATOR | 0030-EXT-DD-378-DEAERATOR | ANNUAL INSPECTION AND SERVICE | 0030-EXT-DD-378-DEAERATOR ANNUAL INSPECTION AND SERVICE | 378 | DD | 3956879 |  |  |  | 2020-09-07 | MAP0115 | CON | BOILER | YES | EXPORT 1
5050030ED | ECONOMIZER | 0030-MEC-DD-378-ECONOMIZER | ANNUAL MAINTENANCE ECONOMIZER | 0030-MEC-DD-378-ECONOMIZER ANNUAL MAINTENANCE ECONOMIZER | 378 | DD | 3956899 |  |  |  | 2020-09-07 | MAP0116 | MEC | BOILER |  | EXPORT 1
5050030BAD | RO FILTER SKID BOOSTER PUMP | 0030-MEC-DD-378-RO BOOSTER PMP | ANNUAL PUMP INSPECTION | 0030-MEC-DD-378-RO BOOSTER PMP ANNUAL PUMP INSPECTION | 378 | DD | 3956867 |  |  |  | 2020-09-07 | MAP0117 | MEC | BOILER |  | EXPORT 1
5050030BAE | REVERSE OSMOSIS FILTER SKID CIP PUMP | 0030-MEC-DD-378-CIP PUMP | ANNUAL PUMP INSPECTION | 0030-MEC-DD-378-CIP PUMP ANNUAL PUMP INSPECTION | 378 | DD | 3956868 |  |  |  | 2020-09-07 | MAP0118 | MEC | BOILER |  | EXPORT 1
0100845 | CHEMICAL SYSTEMS | 0845-OPE-DD-84-CHEMICAL SYSTEM | Area Cleaning | 0845-OPE-DD-84-CHEMICAL SYSTEM Area Cleaning | 84 | DD | 3956965 |  |  |  | 2019-10-07 | MAP0119 | OPE | OPERATIONAL TASKS |  | EXPORT 1
0100870B | FORMING SECTION | 0870-OPE-DD-42-FORMING SECTION | Inner Wire Section Cleaning | 0870-OPE-DD-42-FORMING SECTION Inner Wire Section Cleaning | 42 | DD | 3956978 |  |  |  | 2019-10-07 | MAP0119 | OPE | OPERATIONAL TASKS |  | EXPORT 1
0100870C | TAD SECTION | 0870-OPE-DD-42-TAD SECTION | Area Cleaning | 0870-OPE-DD-42-TAD SECTION Area Cleaning | 42 | DD | 3956987 |  |  |  | 2019-09-30 | MAP0119 | OPE | OPERATIONAL TASKS |  | EXPORT 1
0100870HLS | VACUUM BOX WITH DUCT ASSEMBLY | 0870-OPE-DD-42-REEL SECTION | Vacuum Zone Cleaning | 0870-OPE-DD-42-REEL SECTION Vacuum Zone Cleaning | 42 | DD | 3957019 |  |  |  | 2019-09-23 | MAP0119 | OPE | OPERATIONAL TASKS |  | EXPORT 1
0100870H | REEL SECTION | 0870-OPE-DD-42-REEL SECTION | Reel Zone Cleaning | 0870-OPE-DD-42-REEL SECTION Reel Zone Cleaning | 42 | DD | 3957020 |  |  |  | 2019-09-23 | MAP0119 | OPE | OPERATIONAL TASKS |  | EXPORT 1
0100870I | ROLL HANDLING SECTION | 0870-OPE-DD-42-ROLL HANDLING | Area Cleaning | 0870-OPE-DD-42-ROLL HANDLING Area Cleaning | 42 | DD | 3957025 |  |  |  | 2019-09-30 | MAP0119 | OPE | OPERATIONAL TASKS |  | EXPORT 1
5050030F | BOILER CHEMICAL FEED SYSTEM | 0030-ELE-DD-378-CHEM FEED SKID | BACK PRESSURE VALVES TEST | 0030-ELE-DD-378-CHEM FEED SKID BACK PRESSURE VALVES TEST | 378 | DD | 3956900 |  |  |  | 2020-09-07 | MAP0122 | E&I | BOILER |  | EXPORT 1
5050030DHP | HIGH PRESS STEAM TRAP TO DRAIN | 0030-UFO-IRD-168-STEAM TRAPS | BOILER STEAM TRAP INSPECTION | 0030-UFO-IRD-168-STEAM TRAPS BOILER STEAM TRAP INSPECTION | 168 | IRD | 3956885 |  |  |  | 2020-02-10 | MAP0123 | UFO | BOILER |  | EXPORT 1
0100832 | WHITE WATER SYSTEM | 0832-OPE-DD-42-BOW SCREENS | Bow Screen 1-4 Cleaning | 0832-OPE-DD-42-BOW SCREENS Bow Screen 1-4 Cleaning | 42 | DD | 3956941 |  |  |  | 2019-09-23 | MAP0124 | OPE | OPERATIONAL TASKS |  | EXPORT 1
0100836G | PRE SEPARATOR DB TAD 7 | 0836-OPE-DD-378-DB TAD VACUUM | Box Cover Inspection | 0836-OPE-DD-378-DB TAD VACUUM Box Cover Inspection | 378 | DD | 3956956 |  |  |  | 2020-07-27 | MAP0125 | OPE | OPERATIONAL TASKS |  | EXPORT 1
0100836B | PRE SEPARATOR DB1 2 | 0836-OPE-DD-378-DB1 VACUUM | Box Cover Inspection | 0836-OPE-DD-378-DB1 VACUUM Box Cover Inspection | 378 | DD | 3956957 |  |  |  | 2020-07-27 | MAP0125 | OPE | OPERATIONAL TASKS |  | EXPORT 1
0100836C | PRE SEPARATOR DB2 3 | 0836-OPE-DD-378-DB2 VACUUM | Box Cover Inspection | 0836-OPE-DD-378-DB2 VACUUM Box Cover Inspection | 378 | DD | 3956958 |  |  |  | 2020-07-27 | MAP0125 | OPE | OPERATIONAL TASKS |  | EXPORT 1
0100836D | PRE SEPARATOR DB3 4 | 0836-OPE-DD-378-DB3 VACUUM | Box Cover Inspection | 0836-OPE-DD-378-DB3 VACUUM Box Cover Inspection | 378 | DD | 3956959 |  |  |  | 2020-07-27 | MAP0125 | OPE | OPERATIONAL TASKS |  | EXPORT 1
0100836F | PRE SEPARATOR MB 6 | 0836-OPE-DD-378-MB VACUUM | Box Cover Inspection | 0836-OPE-DD-378-MB VACUUM Box Cover Inspection | 378 | DD | 3956960 |  |  |  | 2020-07-27 | MAP0125 | OPE | OPERATIONAL TASKS |  | EXPORT 1
0100836A | PRE SEPARATOR TB1 1 | 0836-OPE-DD-378-TB1 VACUUM | Box Cover Inspection | 0836-OPE-DD-378-TB1 VACUUM Box Cover Inspection | 378 | DD | 3956961 |  |  |  | 2020-07-27 | MAP0125 | OPE | OPERATIONAL TASKS |  | EXPORT 1
0100836E | PRE SEPARATOR TB2 5 | 0836-OPE-DD-378-TB2 VACUUM | Box Cover Inspection | 0836-OPE-DD-378-TB2 VACUUM Box Cover Inspection | 378 | DD | 3956962 |  |  |  | 2020-07-27 | MAP0125 | OPE | OPERATIONAL TASKS |  | EXPORT 1
0100870H | REEL SECTION | 0870-OPE-DD-378-REEL VACUUM | Box Cover Inspection | 0870-OPE-DD-378-REEL VACUUM Box Cover Inspection | 378 | DD | 3957021 |  |  |  | 2020-07-27 | MAP0125 | OPE | OPERATIONAL TASKS |  | EXPORT 1
0100870B | FORMING SECTION | 0870-OPE-DD-378-FORMING | Breast Roll Foil Inspection | 0870-OPE-DD-378-FORMING Breast Roll Foil Inspection | 378 | DD | 3956981 |  |  |  | 2020-09-07 | MAP0126 | OPE | OPERATIONAL TASKS |  | EXPORT 1
0100822B | LINE 1 COARSE SCREEN | 0822-OPE-DD-42-LINE 1 COARSE | Screen Removal and Clean | 0822-OPE-DD-42-LINE 1 COARSE Screen Removal and Clean | 42 | DD | 3956914 |  |  |  | 2019-10-07 | MAP0127 | OPE | OPERATIONAL TASKS |  | EXPORT 1
0100824B | LINE 2 COARSE SCREEN | 0824-OPE-DD-42-LINE 2 COARSE | Screen Removal and Clean | 0824-OPE-DD-42-LINE 2 COARSE Screen Removal and Clean | 42 | DD | 3956918 |  |  |  | 2019-10-07 | MAP0127 | OPE | OPERATIONAL TASKS |  | EXPORT 1
0100826G | BROKE SCREEN 1 | 0826-OPE-DD-42-BROKE SCREENS | Broke Screen Removal and Clean | 0826-OPE-DD-42-BROKE SCREENS Broke Screen Removal and Clean | 42 | DD | 3956927 |  |  |  | 2019-10-07 | MAP0127 | OPE | OPERATIONAL TASKS |  | EXPORT 1
0100833C | TAD TRAY WATER SCREEN | 0833-OPE-DD-42-TAD TRAY WATER | SCREEN REMOVAL AND CLEAN | 0833-OPE-DD-42-TAD TRAY WATER SCREEN REMOVAL AND CLEAN | 42 | DD | 3956949 |  |  |  | 2019-10-07 | MAP0127 | OPE | OPERATIONAL TASKS |  | EXPORT 1
0100870C | TAD SECTION | 0870-ELE-IRD-84-MOTOR SHAFT | CHECK MOTOR SHAFT VOLTAGE | 0870-ELE-IRD-84-MOTOR SHAFT CHECK MOTOR SHAFT VOLTAGE | 84 | IRD | 3956826 |  | 1 |  | 2019-11-11 | MAP0128 | E&I | 120D |  | EXPORT 1
0100822A | DUMP CHEST 1 | 0822-OPE-DD-168-LINE 1 DUMP | Chest Cleaning | 0822-OPE-DD-168-LINE 1 DUMP Chest Cleaning | 168 | DD | 3956913 |  |  |  | 2020-02-10 | MAP0129 | OPE | OPERATIONAL TASKS |  | EXPORT 1
0100824A | DUMP CHEST 2 | 0824-OPE-DD-168-LINE 2 DUMP | Chest Cleaning | 0824-OPE-DD-168-LINE 2 DUMP Chest Cleaning | 168 | DD | 3956917 |  |  |  | 2020-02-10 | MAP0129 | OPE | OPERATIONAL TASKS |  | EXPORT 1
0100826A | BROKE DUMP CHEST | 0826-OPE-DD-168-BROKE DUMP | Chest Cleaning | 0826-OPE-DD-168-BROKE DUMP Chest Cleaning | 168 | DD | 3956921 |  |  |  | 2020-02-10 | MAP0129 | OPE | OPERATIONAL TASKS |  | EXPORT 1
0100826F | DEFLAKED BROKE CHEST | 0826-OPE-DD-168-DEFLAKED BROKE | Chest Cleaning | 0826-OPE-DD-168-DEFLAKED BROKE Chest Cleaning | 168 | DD | 3956926 |  |  |  | 2020-02-10 | MAP0129 | OPE | OPERATIONAL TASKS |  | EXPORT 1
0100830A | TAD BLEND CHEST | 0830-OPE-DD-168-TAD BLEND | Chest Cleaning | 0830-OPE-DD-168-TAD BLEND Chest Cleaning | 168 | DD | 3956930 |  |  |  | 2020-02-10 | MAP0129 | OPE | OPERATIONAL TASKS |  | EXPORT 1
0100830B | TAD MACHINE CHEST | 0830-OPE-DD-168-TAD MACHINE | Chest Cleaning | 0830-OPE-DD-168-TAD MACHINE Chest Cleaning | 168 | DD | 3956931 |  |  |  | 2020-02-10 | MAP0129 | OPE | OPERATIONAL TASKS |  | EXPORT 1
0100830E | CORE BLEND CHEST | 0830-OPE-DD-168-CORE BLEND | Chest Cleaning | 0830-OPE-DD-168-CORE BLEND Chest Cleaning | 168 | DD | 3956933 |  |  |  | 2020-02-10 | MAP0129 | OPE | OPERATIONAL TASKS |  | EXPORT 1
0100830F | CORE MACHINE CHEST | 0830-OPE-DD-168-CORE MACHINE | Chest Cleaning | 0830-OPE-DD-168-CORE MACHINE Chest Cleaning | 168 | DD | 3956934 |  |  |  | 2020-02-10 | MAP0129 | OPE | OPERATIONAL TASKS |  | EXPORT 1
0100830I | YANKEE BLEND CHEST | 0830-OPE-DD-168-YANKEE BLEND | Chest Cleaning | 0830-OPE-DD-168-YANKEE BLEND Chest Cleaning | 168 | DD | 3956936 |  |  |  | 2020-02-10 | MAP0129 | OPE | OPERATIONAL TASKS |  | EXPORT 1
0100830J | YANKEE MACHINE CHEST | 0830-OPE-DD-168-YANKEE MACHINE | Chest Cleaning | 0830-OPE-DD-168-YANKEE MACHINE Chest Cleaning | 168 | DD | 3956937 |  |  |  | 2020-02-10 | MAP0129 | OPE | OPERATIONAL TASKS |  | EXPORT 1
0100870C | TAD SECTION | 0870-OPE-DD-84-TAD SECTION | CHROME ROLL CLEANING | 0870-OPE-DD-84-TAD SECTION CHROME ROLL CLEANING | 84 | DD | 3956995 |  |  |  | 2019-11-18 | MAP0130 | OPE | OPERATIONAL TASKS |  | EXPORT 1
0100870H | REEL SECTION | 0870-OPE-DD-84-REEL SECTION | Chrome Roll Cleaning | 0870-OPE-DD-84-REEL SECTION Chrome Roll Cleaning | 84 | DD | 3957023 |  |  |  | 2019-11-18 | MAP0130 | OPE | OPERATIONAL TASKS |  | EXPORT 1
0100870PA | KAJAANI WEM ANALYZER | 0870-ELE-IRD-14-WEM ANALYZER | CLEAN & CALIBRATE WEM ANALYZER | 0870-ELE-IRD-14-WEM ANALYZER CLEAN & CALIBRATE WEM ANALYZER | 14 | IRD | 3956854 |  |  |  | 2019-09-16 | MAP0131 | E&I | 120D |  | EXPORT 1
5050030E | BOILER SYSTEM | 0030-UFO-IRD-7-BOILER GAUGES | CLEAN ALL BOILER GAUGE GLASSES | 0030-UFO-IRD-7-BOILER GAUGES CLEAN ALL BOILER GAUGE GLASSES | 7 | IRD | 3956891 |  |  |  | 2019-09-09 | MAP0132 | UFO | BOILER |  | EXPORT 1
0100870H | REEL SECTION | 0870-ELE-DD-42-REEL | CLEAN AND CALIBRATE LASERS | 0870-ELE-DD-42-REEL CLEAN AND CALIBRATE LASERS | 42 | DD | 3956829 |  | 1.5 |  | 2019-09-23 | MAP0133 | E&I | 120D |  | EXPORT 1
5050030BA | RO FILTER SKID | 0030-UFO-DD-42-RO SKID | CLEAN AND INSPECT RO FILTERS | 0030-UFO-DD-42-RO SKID CLEAN AND INSPECT RO FILTERS | 42 | DD | 3956866 |  |  |  | 2019-10-07 | MAP0134 | UFO | BOILER |  | EXPORT 1
5050030E | BOILER SYSTEM | 0030-EXT-DD-168-BOILER DUCTING | CLEAN BOILER AIR SYSTEM DAMPER | 0030-EXT-DD-168-BOILER DUCTING CLEAN BOILER AIR SYSTEM DAMPER | 168 | DD | 3956890 |  |  |  | 2019-12-30 | MAP0135 | CON | BOILER | YES | EXPORT 1
0100868 | MACHINE HALL VENTILATION | 0868-ELE-DD-42-MKEUP AIR UNITS | CLEAN FLAME DETECTOR GLASS | 0868-ELE-DD-42-MKEUP AIR UNITS CLEAN FLAME DETECTOR GLASS | 42 | DD | 3956803 |  | 4 |  | 2019-10-07 | MAP0136 | E&I | 120D |  | EXPORT 1
0100870C | TAD SECTION | 0870-ELE-DD-42-TAD FLAME | CLEAN FLAME DETECTOR | 0870-ELE-DD-42-TAD FLAME CLEAN FLAME DETECTOR | 42 | DD | 3956824 |  | 2.5 |  | 2019-10-07 | MAP0136 | E&I | 120D |  | EXPORT 1
0100870C | TAD SECTION | 0870-MEC-DD-42-TAD | CLEAN OIL RETURN VENT SCREENS | 0870-MEC-DD-42-TAD CLEAN OIL RETURN VENT SCREENS | 42 | DD | 3956827 |  | 2.1 |  | 2019-10-07 | MAP0138 | MEC | 120D |  | EXPORT 1
0100833C | TAD TRAY WATER SCREEN | 0833-OPE-QI-7-TAD TRAY WATER | CLEAN SCREEN CYLINDER | 0833-OPE-QI-7-TAD TRAY WATER CLEAN SCREEN CYLINDER | 7 | QI | 3956950 |  |  |  | 2019-09-09 | MAP0139 | OPE | OPERATIONAL TASKS |  | EXPORT 1
0100870M | ELECTRICAL AND INSTRUMENTATION | 0870-ELE-IDD-84-REEL | CLEAN SENSOR ELEMENT HOUSING | 0870-ELE-IDD-84-REEL CLEAN SENSOR ELEMENT HOUSING | 84 | IDD | 3956840 |  | 2 |  | 2019-10-07 | MAP0140 | E&I | 120D |  | EXPORT 1
0100870G | SHEET TRANSFER AND TAIL THREADING | 0870-ELE-DD-42-SHEET BREAK | CLEAN SHEET BREAK DETECTORS | 0870-ELE-DD-42-SHEET BREAK CLEAN SHEET BREAK DETECTORS | 42 | DD | 3956828 |  |  |  | 2019-10-07 | MAP0141 | E&I | 120D |  | EXPORT 1
0100832N | WIRE PIT | 0832-OPE-DD-168-WIRE PIT | CLEANING AND INSPECTION | 0832-OPE-DD-168-WIRE PIT CLEANING AND INSPECTION | 168 | DD | 3956947 |  |  |  | 2019-12-30 | MAP0142 | OPE | OPERATIONAL TASKS |  | EXPORT 1
0100870COBG | TAD 1 EXPANSION JOINTS | 0870-OPE-DD-378-TAD 1 | Compensator Inspection | 0870-OPE-DD-378-TAD 1 Compensator Inspection | 378 | DD | 3956989 |  |  |  | 2020-06-15 | MAP0143 | OPE | OPERATIONAL TASKS |  | EXPORT 1
0100870CPBG | TAD 2 EXPANSION JOINTS | 0870-OPE-DD-378-TAD 2 | Compensator Inspection | 0870-OPE-DD-378-TAD 2 Compensator Inspection | 378 | DD | 3956991 |  |  |  | 2020-06-15 | MAP0143 | OPE | OPERATIONAL TASKS |  | EXPORT 1
0100822C | LINE 1 REFINER 1 | 0822-OPE-DD-168-REFINER 1 | Cone Inspection | 0822-OPE-DD-168-REFINER 1 Cone Inspection | 168 | DD | 3956915 |  |  |  | 2020-02-10 | MAP0144 | OPE | OPERATIONAL TASKS |  | EXPORT 1
0100822D | LINE 1 REFINER 2 | 0822-OPE-DD-168-REFINER 2 | Cone Inspection | 0822-OPE-DD-168-REFINER 2 Cone Inspection | 168 | DD | 3956916 |  |  |  | 2020-02-10 | MAP0144 | OPE | OPERATIONAL TASKS |  | EXPORT 1
0100824C | LINE 2 DEFLAKER | 0824-OPE-DD-378-LINE 2 DFLKR | Cone Inspection | 0824-OPE-DD-378-LINE 2 DFLKR Cone Inspection | 378 | DD | 3956919 |  |  |  | 2020-09-07 | MAP0144 | OPE | OPERATIONAL TASKS |  | EXPORT 1
0100824D | REFINER 3 | 0824-OPE-DD-168-REFINER 3 | Cone Inspection | 0824-OPE-DD-168-REFINER 3 Cone Inspection | 168 | DD | 3956920 |  |  |  | 2020-02-10 | MAP0144 | OPE | OPERATIONAL TASKS |  | EXPORT 1
0100826D | BROKE DEFLAKER 1 | 0826-OPE-DD-378-BROKE DFLKR 1 | Cone Inspection | 0826-OPE-DD-378-BROKE DFLKR 1 Cone Inspection | 378 | DD | 3956924 |  |  |  | 2020-09-07 | MAP0144 | OPE | OPERATIONAL TASKS |  | EXPORT 1
0100826E | BROKE DEFLAKER 2 | 0826-OPE-DD-378-BROKE DFLKR 2 | Cone Inspection | 0826-OPE-DD-378-BROKE DFLKR 2 Cone Inspection | 378 | DD | 3956925 |  |  |  | 2020-09-07 | MAP0144 | OPE | OPERATIONAL TASKS |  | EXPORT 1
0100821AF | BALE PULPER 1 INSTRUMENTATION | 0821-ELE-DD-PULP DISSOLVING | Control Loop Check Route | 0821-ELE-DD-PULP DISSOLVING Control Loop Check Route | 378 | DD | 3956905 |  |  |  | 2020-07-27 | MAP0145 | E&I | LOOP CHECK |  | EXPORT 1
0100826N | INTERNAL BROKE SYSTEM INSTRUMENTATION | 0826-ELE-DD-INTERNAL BROKE | Control Loop Check Route | 0826-ELE-DD-INTERNAL BROKE Control Loop Check Route | 378 | DD | 3956906 |  |  |  | 2020-07-27 | MAP0145 | E&I | LOOP CHECK |  | EXPORT 1
0100830P | PULP MIXING INSTRUMENTATION | 0830-ELE-DD-PULP MIXING | Control Loop Check Route | 0830-ELE-DD-PULP MIXING Control Loop Check Route | 378 | DD | 3956907 |  |  |  | 2020-07-27 | MAP0145 | E&I | LOOP CHECK |  | EXPORT 1
0100832O | WHITE WATER SYSTEM INSTRUMENTATION | 0832-ELE-DD-WHITE WATER | Control Loop Check Route | 0832-ELE-DD-WHITE WATER Control Loop Check Route | 378 | DD | 3956908 |  |  |  | 2020-07-27 | MAP0145 | E&I | LOOP CHECK |  | EXPORT 1
010083628 | VACUUM SYSTEM INSTRUMENTATION | 0836-ELE-DD-VACUUM | Control Loop Check Route | 0836-ELE-DD-VACUUM Control Loop Check Route | 378 | DD | 3956909 |  |  |  | 2020-07-27 | MAP0145 | E&I | LOOP CHECK |  | EXPORT 1
0100844D | STEAM AND CONDENSATE SYSTEM INSTRUMENTATION | 0844-ELE-DD-STEAM AND CONDT | Control Loop Check Route | 0844-ELE-DD-STEAM AND CONDT Control Loop Check Route | 378 | DD | 3956910 |  |  |  | 2020-06-15 | MAP0145 | E&I | LOOP CHECK |  | EXPORT 1
0100845LC | PVOH MAKEDOWN AND METERING SYSTEM INSTRUMENTATION | 0845-ELE-DD-CHEMICAL SYSTEM | Control Loop Check Route | 0845-ELE-DD-CHEMICAL SYSTEM Control Loop Check Route | 378 | DD | 3956911 |  |  |  | 2020-06-15 | MAP0145 | E&I | LOOP CHECK |  | EXPORT 1
0100870MFB | TAD 1 INSTRUMENTATION | 0870-ELE-DD-TAD AIR | Control Loop Check Route | 0870-ELE-DD-TAD AIR Control Loop Check Route | 378 | DD | 3956912 |  |  |  | 2020-06-15 | MAP0145 | E&I | LOOP CHECK |  | EXPORT 1
5050030EA | BOILER | 0030-MEC-IRD-84-BOILER PUMPS | COUPLING STROBOSCOPE INSPECT | 0030-MEC-IRD-84-BOILER PUMPS COUPLING STROBOSCOPE INSPECT | 84 | IRD | 3956894 |  |  |  | 2019-11-04 | MAP0146 | MEC | BOILER |  | EXPORT 1
0100870H | REEL SECTION | 0870-MEC-IDD-84-REEL | CYLINDER ROD END INSPECTION | 0870-MEC-IDD-84-REEL CYLINDER ROD END INSPECTION | 84 | IDD | 3956833 |  | 1.5 |  | 2019-10-07 | MAP0147 | MEC | 120D |  | EXPORT 1
0100870COBB | TAD 1 GENERAL DUCTS | 0870-OPE-DD-378-TAD 1 | Duct Inspection | 0870-OPE-DD-378-TAD 1 Duct Inspection | 378 | DD | 3956990 |  |  |  | 2020-06-15 | MAP0148 | OPE | OPERATIONAL TASKS |  | EXPORT 1
0100870CPBB | TAD 2 GENERAL DUCTS | 0870-OPE-DD-378-TAD 2 | Duct Inspection | 0870-OPE-DD-378-TAD 2 Duct Inspection | 378 | DD | 3956992 |  |  |  | 2020-06-15 | MAP0148 | OPE | OPERATIONAL TASKS |  | EXPORT 1
5050030C | BOILER BLOWDOWN SYSTEM | 0030-EXT-DD-378-BLOWDOWN | EXT INSPECTION AND CLEAN | 0030-EXT-DD-378-BLOWDOWN EXT INSPECTION AND CLEAN | 378 | DD | 3956871 |  |  |  | 2020-09-07 | MAP0149 | CON | BOILER | YES | EXPORT 1
5050030CD | FLASH ECONOMIZER | 0030-EXT-DD-378-FLASH ECON. | EXT INSPECTION AND CLEAN | 0030-EXT-DD-378-FLASH ECON. EXT INSPECTION AND CLEAN | 378 | DD | 3956872 |  |  |  | 2020-09-07 | MAP0149 | CON | BOILER | YES | EXPORT 1
5050030D | BOILER FEED AND CONDT RETURN | 0030-EXT-DD-378-COND. TANK | EXT INSPECTION AND CLEAN | 0030-EXT-DD-378-COND. TANK EXT INSPECTION AND CLEAN | 378 | DD | 3956877 |  |  |  | 2020-09-07 | MAP0149 | CON | BOILER | YES | EXPORT 1
5050030EA | BOILER | 0030-MEC-DD-168-BOILER | EXTERNAL SEMIANNUAL INSPECTION | 0030-MEC-DD-168-BOILER EXTERNAL SEMIANNUAL INSPECTION | 168 | DD | 3956893 |  |  |  | 2019-12-30 | MAP0152 | MEC | BOILER |  | EXPORT 1
5050030 | STEAM GENERATION | 0030-UFO-IRD-714-BOILER PUMPS | EXTERNAL SURFACE INSPECTION | 0030-UFO-IRD-714-BOILER PUMPS EXTERNAL SURFACE INSPECTION | 714 | IRD | 3956856 |  |  |  | 2021-08-09 | MAP0153 | UFO | BOILER |  | EXPORT 1
0100868H | FALSE CEILING SUPPLY UNIT | 0868-MEC-DD-84-FALSE CEILING | FALSE CEILING UNIT SERVICE | 0868-MEC-DD-84-FALSE CEILING FALSE CEILING UNIT SERVICE | 84 | DD | 3956819 |  |  |  | 2019-10-07 | MAP0154 | MEC | 120D |  | EXPORT 1
0100868H | FALSE CEILING SUPPLY UNIT | 0868-ELE-DD-168-FALSE CEILING | FALSE CEILING UNIT SEMIANNUAL | 0868-ELE-DD-168-FALSE CEILING FALSE CEILING UNIT SEMIANNUAL | 168 | DD | 3956818 |  |  |  | 2020-02-10 | MAP0155 | E&I | 120D |  | EXPORT 1
0100826J | BROKE ACCEPTS TANK | 0826-OPE-DD-168-BROKE ACCEPTS | Tank Cleaning | 0826-OPE-DD-168-BROKE ACCEPTS Tank Cleaning | 168 | DD | 3956928 |  |  |  | 2020-02-10 | MAP0156 | OPE | OPERATIONAL TASKS |  | EXPORT 1
0100826K | BROKE REJECTS TANK | 0826-OPE-DD-168-BROKE REJECTS | Tank Cleaning | 0826-OPE-DD-168-BROKE REJECTS Tank Cleaning | 168 | DD | 3956929 |  |  |  | 2020-02-10 | MAP0156 | OPE | OPERATIONAL TASKS |  | EXPORT 1
0100832F | BOW SCREEN RECOVERED FIBER TANK | 0832-OPE-DD-168-BOW SCREEN | Recovered Fiber Tank Cleaning | 0832-OPE-DD-168-BOW SCREEN Recovered Fiber Tank Cleaning | 168 | DD | 3956942 |  |  |  | 2020-02-10 | MAP0156 | OPE | OPERATIONAL TASKS |  | EXPORT 1
0100832HH | DAF RECOVERED FIBER TANK | 0832-OPE-DD-168-DAF RECOVERED | Fiber Tank Cleaning | 0832-OPE-DD-168-DAF RECOVERED Fiber Tank Cleaning | 168 | DD | 3956945 |  |  |  | 2019-12-30 | MAP0156 | OPE | OPERATIONAL TASKS |  | EXPORT 1
0100832M | WHITE WATER TANK | 0832-OPE-DD-168-WHITE WATER | Tank Cleaning | 0832-OPE-DD-168-WHITE WATER Tank Cleaning | 168 | DD | 3956946 |  |  |  | 2019-12-30 | MAP0156 | OPE | OPERATIONAL TASKS |  | EXPORT 1
0100833A | TAD TRAY WATER TANK | 0833-OPE-DD-168-TAD TRAY WATER | Tank Cleaning | 0833-OPE-DD-168-TAD TRAY WATER Tank Cleaning | 168 | DD | 3956948 |  |  |  | 2019-12-30 | MAP0156 | OPE | OPERATIONAL TASKS |  | EXPORT 1
0100833E | CLARIFIED TAD TRAY WATER TANK | 0833-OPE-DD-168-CLARIFIED TAD | TAD Tray Tank Cleaning | 0833-OPE-DD-168-CLARIFIED TAD TAD Tray Tank Cleaning | 168 | DD | 3956951 |  |  |  | 2019-12-30 | MAP0156 | OPE | OPERATIONAL TASKS |  | EXPORT 1
0100834A | CLARIFIED WHITE WATER TANK | 0834-OPE-DD-168-CWW | Tank Cleaning | 0834-OPE-DD-168-CWW Tank Cleaning | 168 | DD | 3956952 |  |  |  | 2019-12-30 | MAP0156 | OPE | OPERATIONAL TASKS |  | EXPORT 1
0100845LB | PVOH MAKEDOWN SYSTEM SKID | 0845-OPE-DD-168-PVOH SKID | Tank Cleaning | 0845-OPE-DD-168-PVOH SKID Tank Cleaning | 168 | DD | 3956969 |  |  |  | 2019-12-30 | MAP0156 | OPE | OPERATIONAL TASKS |  | EXPORT 1
0100834C | CLARIFIED WHITE WATER FILTER 1 | 0834-OPE-DD-42-CWW FILTER 1 | Filter Clean and Inspection | 0834-OPE-DD-42-CWW FILTER 1 Filter Clean and Inspection | 42 | DD | 3956953 |  |  |  | 2019-09-30 | MAP0157 | OPE | OPERATIONAL TASKS |  | EXPORT 1
0100834D | CLARIFIED WHITE WATER FILTER 2 | 0834-OPE-DD-42-CWW FILTER 2 | Filter Clean and Inspection | 0834-OPE-DD-42-CWW FILTER 2 Filter Clean and Inspection | 42 | DD | 3956954 |  |  |  | 2019-10-07 | MAP0157 | OPE | OPERATIONAL TASKS |  | EXPORT 1
0100830M | FLUME | 0830-OPE-DD-168-FLUME | Flume Cleaning | 0830-OPE-DD-168-FLUME Flume Cleaning | 168 | DD | 3956939 |  |  |  | 2020-02-10 | MAP0159 | OPE | OPERATIONAL TASKS |  | EXPORT 1
0100870B | FORMING SECTION | 0870-OPE-DD-378- INNER WIRE | Foil 2 Inspection | 0870-OPE-DD-378- INNER WIRE Foil 2 Inspection | 378 | DD | 3956980 |  |  |  | 2020-09-07 | MAP0160 | OPE | OPERATIONAL TASKS |  | EXPORT 1
0100832 | WHITE WATER SYSTEM | 0832-OPE-DD-168-BOW SCREENS | GENERAL INSPECTION | 0832-OPE-DD-168-BOW SCREENS GENERAL INSPECTION | 168 | DD | 3956940 |  |  |  | 2020-02-10 | MAP0161 | OPE | OPERATIONAL TASKS |  | EXPORT 1
0100870D | YANKEE SECTION | 0870-OPE-DD-42-YANKEE SECTION | Glue Box Cleaning | 0870-OPE-DD-42-YANKEE SECTION Glue Box Cleaning | 42 | DD | 3957010 |  |  |  | 2019-10-07 | MAP0162 | OPE | OPERATIONAL TASKS |  | EXPORT 1
5050030BA | RO FILTER SKID | 0030-ELE-DD-378-RO FILTER SKID | HEATER INSPECTION | 0030-ELE-DD-378-RO FILTER SKID HEATER INSPECTION | 378 | DD | 3956865 |  |  |  | 2020-09-07 | MAP0163 | E&I | BOILER |  | EXPORT 1
0100870B | FORMING SECTION | 0870-OPE-DD-FORMING | INNER OUTER WIRE WASH | 0870-OPE-DD-FORMING INNER OUTER WIRE WASH | ??? | DD | 3956985 |  |  |  | #VALUE! | MAP0164 | OPE | OPERATIONAL TASKS |  | EXPORT 1
5050030EB | BOILER MAIN BURNER | 0030-UFO-DD-42-BOILER BURNER | INSPECT AND CLEAN MAIN BURNER | 0030-UFO-DD-42-BOILER BURNER INSPECT AND CLEAN MAIN BURNER | 42 | DD | 3956897 |  |  |  | 2019-10-07 | MAP0166 | UFO | BOILER |  | EXPORT 1
0100845 | CHEMICAL SYSTEMS | 0845-OPE-DD-378-CHEMICAL STAND | INSPECTION | 0845-OPE-DD-378-CHEMICAL STAND INSPECTION | 378 | DD | 3956964 |  |  |  | 2020-09-07 | MAP0167 | OPE | OPERATIONAL TASKS |  | EXPORT 1
0100870C | TAD SECTION | 0870-OPE-DD-378-DB TAD FOIL | Inspection | 0870-OPE-DD-378-DB TAD FOIL Inspection | 378 | DD | 3956988 |  |  |  | 2020-06-15 | MAP0168 | OPE | OPERATIONAL TASKS |  | EXPORT 1
0100864 | ADVANTAGE WET DUST SYSTEM | 0864-OPE-DD-42-WET DUST SYSTEM | INSPECTION AND CLEAN | 0864-OPE-DD-42-WET DUST SYSTEM INSPECTION AND CLEAN | 42 | DD | 3956971 |  |  |  | 2019-10-07 | MAP0169 | OPE | OPERATIONAL TASKS |  | EXPORT 1
0100864CC | ADVANTAGE RUN BLOW BOX 1 | 0864-OPE-DD-84-BLOW BOX 1 | INSPECTION AND CLEAN | 0864-OPE-DD-84-BLOW BOX 1 INSPECTION AND CLEAN | 84 | DD | 3956972 |  |  |  | 2019-10-07 | MAP0169 | OPE | OPERATIONAL TASKS |  | EXPORT 1
0100864CD | ADVANTAGE RUN BLOW BOX 2 | 0864-OPE-DD-84-BLOW BOX 2 | INSPECTION AND CLEAN | 0864-OPE-DD-84-BLOW BOX 2 INSPECTION AND CLEAN | 84 | DD | 3956973 |  |  |  | 2019-10-07 | MAP0169 | OPE | OPERATIONAL TASKS |  | EXPORT 1
5050030EC | BOILER FORCED DRAFT FAN | 0030-EXT-DD-378-BOILER FAN | INSPECTION AND CLEAN | 0030-EXT-DD-378-BOILER FAN INSPECTION AND CLEAN | 378 | DD | 3956898 |  |  |  | 2020-09-07 | MAP0172 | CON | BOILER | YES | EXPORT 1
5050030C | BOILER BLOWDOWN SYSTEM | 0030-EXT-DD-714-BLOWDOWN TANK | INTERNAL INSPECTION | 0030-EXT-DD-714-BLOWDOWN TANK INTERNAL INSPECTION | 714 | DD | 3956874 |  |  |  | 2021-08-09 | MAP0173 | CON | BOILER | YES | EXPORT 1
5050030AAA | WATER SOFTENER 1 | 0030-EXT-DD-378-WATER SOFT. 1 | INTERNAL ANNUAL INSPECTION | 0030-EXT-DD-378-WATER SOFT. 1 INTERNAL ANNUAL INSPECTION | 378 | DD | 3956861 |  |  |  | 2020-09-07 | MAP0174 | CON | BOILER | YES | EXPORT 1
5050030AAB | WATER SOFTENER 2 | 0030-EXT-DD-378-WATER SOFT. 2 | INTERNAL ANNUAL INSPECTION | 0030-EXT-DD-378-WATER SOFT. 2 INTERNAL ANNUAL INSPECTION | 378 | DD | 3956862 |  |  |  | 2020-09-07 | MAP0174 | CON | BOILER | YES | EXPORT 1
5050030AC | BRINE REGENERATION TANK | 0030-EXT-DD-378-BRINE REGEN. | INTERNAL ANNUAL INSPECTION | 0030-EXT-DD-378-BRINE REGEN. INTERNAL ANNUAL INSPECTION | 378 | DD | 3956864 |  |  |  | 2020-09-07 | MAP0174 | CON | BOILER | YES | EXPORT 1
0100826B | BROKE HI CONSISTENCY CLEANER 1 | 0826-OPE-DD-378-BROKE CLEANR 1 | Internal Inspection | 0826-OPE-DD-378-BROKE CLEANR 1 Internal Inspection | 378 | DD | 3956922 |  |  |  | 2020-09-07 | MAP0177 | OPE | OPERATIONAL TASKS |  | EXPORT 1
0100826C | BROKE HI CONSISTENCY CLEANER 2 | 0826-OPE-DD-378-BROKE CLEANR 2 | Internal Inspection | 0826-OPE-DD-378-BROKE CLEANR 2 Internal Inspection | 378 | DD | 3956923 |  |  |  | 2020-09-07 | MAP0178 | OPE | OPERATIONAL TASKS |  | EXPORT 1
5050030EA | BOILER | 0030-EXT-DD-378-BOILER | INTERNAL INSPECTION / SERVICE | 0030-EXT-DD-378-BOILER INTERNAL INSPECTION / SERVICE | 378 | DD | 3956892 |  |  |  | 2020-09-07 | MAP0179 | CON | BOILER | YES | EXPORT 1
0100870NA | IQ REEL SCANNER | 0870-ELE-QI-7-IQ REEL SCANNER | REEL SCANNER CLEAN AND INSPECT | 0870-ELE-QI-7-IQ REEL SCANNER REEL SCANNER CLEAN AND INSPECT | 7 | QI | 3956846 |  |  |  | 2019-09-09 | MAP0180 | E&I | 120D |  | EXPORT 1
0100870NB | IQ TAD SCANNER | 0870-ELE-QI-7-IQ TAD SCANNER | TAD SCANNER CLEAN AND INSPECT | 0870-ELE-QI-7-IQ TAD SCANNER TAD SCANNER CLEAN AND INSPECT | 7 | QI | 3956851 |  |  |  | 2019-09-09 | MAP0180 | E&I | 120D |  | EXPORT 1
5050030 | STEAM GENERATION | 0030-UFO-IRD-7-BOILER | TEST LEVEL ALARMS | 0030-UFO-IRD-7-BOILER TEST LEVEL ALARMS | 7 | IRD | 3956857 |  |  |  | 2019-09-09 | MAP0181 | UFO | BOILER |  | EXPORT 1
5050030AA | WATER SOFTENER SKID | 0030-UFO-IRD-7-MAKE UP WATER | TREATMENT WEEKLY INSPECTION | 0030-UFO-IRD-7-MAKE UP WATER TREATMENT WEEKLY INSPECTION | 7 | IRD | 3956863 |  |  |  | 2019-09-09 | MAP0182 | UFO | BOILER |  | EXPORT 1
5050030 | STEAM GENERATION | 0030-UFO-IRD-7-BOILER PUMPS | WEEKLY INSPECT BOILER PUMP | 0030-UFO-IRD-7-BOILER PUMPS WEEKLY INSPECT BOILER PUMP | 7 | IRD | 3956858 |  |  |  | 2019-09-09 | MAP0183 | UFO | BOILER |  | EXPORT 1
0100870 | PAPER MACHINE | 0870-ELE-DD-42-PAPER MACHINE | MOTOR CLEANING ROUTE 1 | 0870-ELE-DD-42-PAPER MACHINE MOTOR CLEANING ROUTE 1 | 42 | DD | 3956821 |  |  |  | 2019-10-07 | MAP0184 | E&I | 120D |  | EXPORT 1
0100870B | FORMING SECTION | 0870-OPE-DD-42-FORMING SECTION | Outer Wire Section Cleaning | 0870-OPE-DD-42-FORMING SECTION Outer Wire Section Cleaning | 42 | DD | 3956979 |  |  |  | 2019-10-07 | MAP0185 | OPE | OPERATIONAL TASKS |  | EXPORT 1
0100836 | VACUUM SYSTEM | 0836-OPE-DD-42-VACUUM BOXES | Port Inspection | 0836-OPE-DD-42-VACUUM BOXES Port Inspection | 42 | DD | 3956955 |  |  |  | 2019-10-07 | MAP0186 | OPE | OPERATIONAL TASKS |  | EXPORT 1
0100870NA | IQ REEL SCANNER | 0870-ELE-QI-42-IQ REEL SCANNER | REEL SCANNER SERVICE | 0870-ELE-QI-42-IQ REEL SCANNER REEL SCANNER SERVICE | 42 | QI | 3956845 |  | 6 |  | 2019-09-30 | MAP0187 | E&I | 120D |  | EXPORT 1
0100870G | SHEET TRANSFER AND TAIL THREADING | 0870-OPE-DD-42-SHEET TRANSFER | Reel Thread up Chute Cleaning | 0870-OPE-DD-42-SHEET TRANSFER Reel Thread up Chute Cleaning | 42 | DD | 3957018 |  |  |  | 2019-10-07 | MAP0188 | OPE | OPERATIONAL TASKS |  | EXPORT 1
0100832H | DAF CLARIFIER MICROFLOTATION SYSTEM | 0832-OPE-DD-42-DAF CLARIFIER | Rubber Blade Inspection | 0832-OPE-DD-42-DAF CLARIFIER Rubber Blade Inspection | 42 | DD | 3956943 |  |  |  | 2019-10-07 | MAP0189 | OPE | OPERATIONAL TASKS |  | EXPORT 1
0100870G | SHEET TRANSFER AND TAIL THREADING | 0870-OPE-DD-42-SHEET TRANSFER | Sheet Support Cleaning | 0870-OPE-DD-42-SHEET TRANSFER Sheet Support Cleaning | 42 | DD | 3957017 |  |  |  | 2019-09-30 | MAP0190 | OPE | OPERATIONAL TASKS |  | EXPORT 1
0100870H | REEL SECTION | 0870-ELE-DD-42-REEL DAMPERS | SHOCK ABSORBER INSPECTION | 0870-ELE-DD-42-REEL DAMPERS SHOCK ABSORBER INSPECTION | 42 | DD | 3956831 |  |  |  | 2019-09-23 | MAP0191 | E&I | 120D |  | EXPORT 1
0100870NB | IQ TAD SCANNER | 0870-ELE-QI-42-IQ TAD SCANNER | TAD SCANNER SERVICE | 0870-ELE-QI-42-IQ TAD SCANNER TAD SCANNER SERVICE | 42 | QI | 3956850 |  |  |  | 2019-09-23 | MAP0192 | E&I | 120D |  | EXPORT 1
0100870HKB | WATER JET HI PRESS PUMP | 0870-ELE-DD-42-HI PRESS PUMP | WATER JET PUMP INSPECTION | 0870-ELE-DD-42-HI PRESS PUMP WATER JET PUMP INSPECTION | 42 | DD | 3956835 |  |  |  | 2019-09-23 | MAP0193 | E&I | 120D |  | EXPORT 1
0100870HKB | WATER JET HI PRESS PUMP | 0870-MEC-DD-42-HI PRESS PUMP | WATER JET PUMP INSPECTION | 0870-MEC-DD-42-HI PRESS PUMP WATER JET PUMP INSPECTION | 42 | DD | 3956837 |  |  |  | 2019-10-07 | MAP0194 | MEC | 120D |  | EXPORT 1
0100868A | MAKEUP AIR UNIT 1 | 0868-MEC-DD-84-MUA 1 | MAKEUP AIR UNIT 1 SERVICE | 0868-MEC-DD-84-MUA 1 MAKEUP AIR UNIT 1 SERVICE | 84 | DD | 3956805 |  |  |  | 2019-10-07 | MAP0195 | MEC | 120D |  | EXPORT 1
0100868B | MAKEUP AIR UNIT 2 | 0868-MEC-DD-84-MUA 2 | MAKEUP AIR UNIT 2 SERVICE | 0868-MEC-DD-84-MUA 2 MAKEUP AIR UNIT 2 SERVICE | 84 | DD | 3956807 |  |  |  | 2019-10-07 | MAP0195 | MEC | 120D |  | EXPORT 1
0100868C | MAKEUP AIR UNIT 3 | 0868-MEC-DD-84-MUA 3 | MAKEUP AIR UNIT 3 SERVICE | 0868-MEC-DD-84-MUA 3 MAKEUP AIR UNIT 3 SERVICE | 84 | DD | 3956809 |  |  |  | 2019-10-07 | MAP0195 | MEC | 120D |  | EXPORT 1
0100868D | MAKEUP AIR UNIT 4 | 0868-MEC-DD-84-MUA 4 | MAKEUP AIR UNIT 4 SERVICE | 0868-MEC-DD-84-MUA 4 MAKEUP AIR UNIT 4 SERVICE | 84 | DD | 3956811 |  |  |  | 2019-11-18 | MAP0195 | MEC | 120D |  | EXPORT 1
0100868E | MAKEUP AIR UNIT 5 | 0868-MEC-DD-84-MUA 5 | MAKEUP AIR UNIT 5 SERVICE | 0868-MEC-DD-84-MUA 5 MAKEUP AIR UNIT 5 SERVICE | 84 | DD | 3956813 |  |  |  | 2019-11-18 | MAP0195 | MEC | 120D |  | EXPORT 1
0100868F | MAKEUP AIR UNIT 6 | 0868-MEC-DD-84-MUA 6 | MAKEUP AIR UNIT 6 SERVICE | 0868-MEC-DD-84-MUA 6 MAKEUP AIR UNIT 6 SERVICE | 84 | DD | 3956815 |  |  |  | 2019-11-18 | MAP0195 | MEC | 120D |  | EXPORT 1
0100868G | MAKEUP AIR UNIT 7 | 0868-MEC-DD-84-MUA 7 | MAKEUP AIR UNIT 7 SERVICE | 0868-MEC-DD-84-MUA 7 MAKEUP AIR UNIT 7 SERVICE | 84 | DD | 3956817 |  |  |  | 2019-11-18 | MAP0195 | MEC | 120D |  | EXPORT 1
0100870CAA | TAD 1 CYLINDER | 0870-OPE-DD-84-TAD 1 | ROLL EXTERNAL CLEANING | 0870-OPE-DD-84-TAD 1 ROLL EXTERNAL CLEANING | 84 | DD | 3956993 |  |  |  | 2019-11-18 | MAP0196 | OPE | OPERATIONAL TASKS |  | EXPORT 1
0100870CDA | TAD 2 CYLINDER | 0870-OPE-DD-84-TAD 2 | ROLL EXTERNAL CLEANING | 0870-OPE-DD-84-TAD 2 ROLL EXTERNAL CLEANING | 84 | DD | 3956994 |  |  |  | 2019-11-18 | MAP0196 | OPE | OPERATIONAL TASKS |  | EXPORT 1
0100870HB | DAMPER STATIONS | 0870-ELE-DD-84-REEL DAMPERS | SHOCK ABSORBER PRESSURE CHECK | 0870-ELE-DD-84-REEL DAMPERS SHOCK ABSORBER PRESSURE CHECK | 42 | DD | 3956834 |  |  |  | 2019-09-30 | MAP0197 | E&I | 120D |  | EXPORT 1
0100870J | LUBRICATION SYSTEMS | 0870-LUB-IRD-56-LUBE SYSTEM | SKF LUBE SYSTEM AUDIT | 0870-LUB-IRD-56-LUBE SYSTEM SKF LUBE SYSTEM AUDIT | 56 | IRD | 3956839 |  |  |  | 2019-10-28 | MAP0198 | LUB | 120D |  | EXPORT 1
5050030F | BOILER CHEMICAL FEED SYSTEM | 0030-UFO-IRD-84-BOILER CHEM | SKIDS INSPECTION | 0030-UFO-IRD-84-BOILER CHEM SKIDS INSPECTION | 84 | IRD | 3956901 |  |  |  | 2019-11-18 | MAP0199 | UFO | BOILER |  | EXPORT 1
0100832HD | DAF DISPERSION WATER TANK | 0832-OPE-DD-84-DAF DISPERSION | TANK CLEANING | 0832-OPE-DD-84-DAF DISPERSION TANK CLEANING | 84 | DD | 3956944 |  |  |  | 2019-10-07 | MAP0200 | OPE | OPERATIONAL TASKS |  | EXPORT 1
0100870NA | IQ REEL SCANNER | 0870-ELE-DD-84-IQ REEL SCANNER | REEL SCANNER 3-MONTH SERVICE | 0870-ELE-DD-84-IQ REEL SCANNER REEL SCANNER 3-MONTH SERVICE | 84 | DD | 3956843 |  |  |  | 2019-11-18 | MAP0201 | E&I | 120D |  | EXPORT 1
0100870NB | IQ TAD SCANNER | 0870-ELE-DD-84-IQ TAD SCANNER | TAD SCANNER 3-MONTH SERVICE | 0870-ELE-DD-84-IQ TAD SCANNER TAD SCANNER 3-MONTH SERVICE | 84 | DD | 3956848 |  |  |  | 2019-11-18 | MAP0201 | E&I | 120D |  | EXPORT 1
0100845JB | WET STRENGTH RESIN BULK STORAGE TANK NO. 1 | 0845-OPE-DD-1134-WET STRENGTH | RESIN TANK 1 CLEANING | 0845-OPE-DD-1134-WET STRENGTH RESIN TANK 1 CLEANING | 1134 | DD | 3956967 |  |  |  | 2022-08-22 | MAP0202 | OPE | OPERATIONAL TASKS |  | EXPORT 1
0100845JC | WET STRENGTH RESIN BULK STORAGE TANK NO. 2 | 0845-OPE-DD-1134-WET STRENGTH | RESIN TANK 2 CLEANING | 0845-OPE-DD-1134-WET STRENGTH RESIN TANK 2 CLEANING | 1134 | DD | 3956968 |  |  |  | 2022-08-22 | MAP0202 | OPE | OPERATIONAL TASKS |  | EXPORT 1
5050030CB | MAKEUP WATER PUMP 1 | 0030-MEC-DD-168-MKUP PUMP 1 | SEMI ANNUAL PUMP INSPECTION | 0030-MEC-DD-168-MKUP PUMP 1 SEMI ANNUAL PUMP INSPECTION | 168 | DD | 3956875 |  |  |  | 2019-12-30 | MAP0205 | MEC | BOILER |  | EXPORT 1
5050030CC | MAKEUP WATER PUMP 2 | 0030-MEC-DD-168-MKUP PUMP 2 | SEMI ANNUAL PUMP INSPECTION | 0030-MEC-DD-168-MKUP PUMP 2 SEMI ANNUAL PUMP INSPECTION | 168 | DD | 3956876 |  |  |  | 2019-12-30 | MAP0205 | MEC | BOILER |  | EXPORT 1
5050030DB | BOILER FEED PUMP 1 | 0030-MEC-DD-168-FEED PUMP 1 | SEMI ANNUAL PUMP INSPECTION | 0030-MEC-DD-168-FEED PUMP 1 SEMI ANNUAL PUMP INSPECTION | 168 | DD | 3956880 |  |  |  | 2019-12-30 | MAP0205 | MEC | BOILER |  | EXPORT 1
5050030DC | BOILER FEED PUMP 2 | 0030-MEC-DD-168-FEED PUMP 2 | SEMI ANNUAL PUMP INSPECTION | 0030-MEC-DD-168-FEED PUMP 2 SEMI ANNUAL PUMP INSPECTION | 168 | DD | 3956881 |  |  |  | 2019-12-30 | MAP0205 | MEC | BOILER |  | EXPORT 1
5050030DF | CONDENSATE RETURN PUMP 1 | 0030-MEC-DD-168-COND PUMP 1 | SEMI ANNUAL PUMP INSPECTION | 0030-MEC-DD-168-COND PUMP 1 SEMI ANNUAL PUMP INSPECTION | 168 | DD | 3956883 |  |  |  | 2019-12-30 | MAP0205 | MEC | BOILER |  | EXPORT 1
5050030DG | CONDENSATE RETURN PUMP 2 | 0030-MEC-DD-168-COND PUMP 2 | SEMI ANNUAL PUMP INSPECTION | 0030-MEC-DD-168-COND PUMP 2 SEMI ANNUAL PUMP INSPECTION | 168 | DD | 3956884 |  |  |  | 2019-12-30 | MAP0205 | MEC | BOILER |  | EXPORT 1
5050030EB | BOILER MAIN BURNER | 0030-MEC-DD-168-BOILER BURNER | SEMI ANNUAL SERVICE | 0030-MEC-DD-168-BOILER BURNER SEMI ANNUAL SERVICE | 168 | DD | 3956896 |  |  |  | 2019-12-30 | MAP0206 | MEC | BOILER |  | EXPORT 1
5050030E | BOILER SYSTEM | 0030-ELE-DD-168-AIR SWITCH | TEST AND INSPECTION | 0030-ELE-DD-168-AIR SWITCH TEST AND INSPECTION | 168 | DD | 3956886 |  |  |  | 2019-12-30 | MAP0207 | E&I | BOILER |  | EXPORT 1
0100868A | MAKEUP AIR UNIT 1 | 0868-ELE-DD-168-MUA 1 | MAKEUP AIR UNIT 1 SEMIANNUAL | 0868-ELE-DD-168-MUA 1 MAKEUP AIR UNIT 1 SEMIANNUAL | 168 | DD | 3956804 |  |  |  | 2020-02-10 | MAP0208 | E&I | 120D |  | EXPORT 1
0100868B | MAKEUP AIR UNIT 2 | 0868-ELE-DD-168-MUA 2 | MAKEUP AIR UNIT 2 SEMIANNUAL | 0868-ELE-DD-168-MUA 2 MAKEUP AIR UNIT 2 SEMIANNUAL | 168 | DD | 3956806 |  |  |  | 2020-02-10 | MAP0208 | E&I | 120D |  | EXPORT 1
0100868C | MAKEUP AIR UNIT 3 | 0868-ELE-DD-168-MUA 3 | MAKEUP AIR UNIT 3 SEMIANNUAL | 0868-ELE-DD-168-MUA 3 MAKEUP AIR UNIT 3 SEMIANNUAL | 168 | DD | 3956808 |  |  |  | 2020-02-10 | MAP0208 | E&I | 120D |  | EXPORT 1
0100868D | MAKEUP AIR UNIT 4 | 0868-ELE-DD-168-MUA 4 | MAKEUP AIR UNIT 4 SEMIANNUAL | 0868-ELE-DD-168-MUA 4 MAKEUP AIR UNIT 4 SEMIANNUAL | 168 | DD | 3956810 |  |  |  | 2020-02-10 | MAP0208 | E&I | 120D |  | EXPORT 1
0100868E | MAKEUP AIR UNIT 5 | 0868-ELE-DD-168-MUA 5 | MAKEUP AIR UNIT 5 SEMIANNUAL | 0868-ELE-DD-168-MUA 5 MAKEUP AIR UNIT 5 SEMIANNUAL | 168 | DD | 3956812 |  |  |  | 2020-02-10 | MAP0208 | E&I | 120D |  | EXPORT 1
0100868F | MAKEUP AIR UNIT 6 | 0868-ELE-DD-168-MUA 6 | MAKEUP AIR UNIT 6 SEMIANNUAL | 0868-ELE-DD-168-MUA 6 MAKEUP AIR UNIT 6 SEMIANNUAL | 168 | DD | 3956814 |  |  |  | 2020-02-10 | MAP0208 | E&I | 120D |  | EXPORT 1
0100868G | MAKEUP AIR UNIT 7 | 0868-ELE-DD-168-MUA 7 | MAKEUP AIR UNIT 7 SEMIANNUAL | 0868-ELE-DD-168-MUA 7 MAKEUP AIR UNIT 7 SEMIANNUAL | 168 | DD | 3956816 |  |  |  | 2020-02-10 | MAP0208 | E&I | 120D |  | EXPORT 1
0100870NA | IQ REEL SCANNER | 0870-ELE-DD-168-REEL SCANNER | REEL SCANNER 6-MONTH INSPECT | 0870-ELE-DD-168-REEL SCANNER REEL SCANNER 6-MONTH INSPECT | 168 | DD | 3956841 |  |  |  | 2019-11-18 | MAP0210 | E&I | 120D |  | EXPORT 1
0100870NB | IQ TAD SCANNER | 0870-MEC-DD-168-IQ TAD SCANNER | TAD SCANNER 6-MONTH INSPECTION | 0870-MEC-DD-168-IQ TAD SCANNER TAD SCANNER 6-MONTH INSPECTION | 168 | DD | 3956852 |  |  |  | 2020-02-10 | MAP0210 | MEC | 120D |  | EXPORT 1
0100870CA | TAD 1 CYLINDER ASSEMBLY | 0870-OPE-DD-168-TAD 1 | Roll Internal Inspection | 0870-OPE-DD-168-TAD 1 Roll Internal Inspection | 168 | DD | 3956996 |  |  |  | 2019-12-30 | MAP0211 | OPE | OPERATIONAL TASKS |  | EXPORT 1
0100870CD | TAD 2 CYLINDER ASSEMBLY | 0870-OPE-DD-168-TAD 2 | Roll Internal Inspection | 0870-OPE-DD-168-TAD 2 Roll Internal Inspection | 168 | DD | 3956997 |  |  |  | 2019-12-30 | MAP0212 | OPE | OPERATIONAL TASKS |  | EXPORT 1
0100870 | PAPER MACHINE | 0870-OPE-DD-168-PAPER MACHINE | UTM Cleaning | 0870-OPE-DD-168-PAPER MACHINE UTM Cleaning | 168 | DD | 3956976 |  |  |  | 2019-12-30 | MAP0221 | OPE | OPERATIONAL TASKS |  | EXPORT 1
0100870HKB | WATER JET HI PRESS PUMP | 0870-MEC-DD-168-HI PRESS PUMP | WATER JET PUMP HYD DRIVE MAINT | 0870-MEC-DD-168-HI PRESS PUMP WATER JET PUMP HYD DRIVE MAINT | 168 | DD | 3956836 |  |  |  | 2020-02-10 | MAP0222 | MEC | 120D |  | EXPORT 1
5050030AA | WATER SOFTENER SKID | 0030-ELE-DD-378-WATER SOFT | PSV TEST AND INSPECTION | 0030-ELE-DD-378-WATER SOFT PSV TEST AND INSPECTION | 378 | DD | 3956860 |  |  |  | 2020-09-07 | MAP0223 | COE | BOILER | YES | EXPORT 1
0100870NA | IQ REEL SCANNER | 0870-ELE-DD-378-REEL SCANNER | REEL SCANNER ANNUAL SERVICE | 0870-ELE-DD-378-REEL SCANNER REEL SCANNER ANNUAL SERVICE | 378 | DD | 3956842 |  |  |  | 2020-06-15 | MAP0224 | E&I | 120D |  | EXPORT 1
0100870NB | IQ TAD SCANNER | 0870-ELE-DD-378-IQ TAD SCANNER | TAD SCANNER ANNUAL SERVICE | 0870-ELE-DD-378-IQ TAD SCANNER TAD SCANNER ANNUAL SERVICE | 378 | DD | 3956847 |  |  |  | 2020-06-15 | MAP0224 | E&I | 120D |  | EXPORT 1
0100830D | TAD PRIMARY SCREEN | 0830-OPE-DD-378-TAD PRIMARY | Screen Inspection | 0830-OPE-DD-378-TAD PRIMARY Screen Inspection | 378 | DD | 3956932 |  |  |  | 2020-06-15 | MAP0225 | OPE | OPERATIONAL TASKS |  | EXPORT 1
0100830H | CORE PRIMARY SCREEN | 0830-OPE-DD-378-CORE PRIMARY | Screen Inspection | 0830-OPE-DD-378-CORE PRIMARY Screen Inspection | 378 | DD | 3956935 |  |  |  | 2020-09-07 | MAP0225 | OPE | OPERATIONAL TASKS |  | EXPORT 1
0100830L | YANKEE PRIMARY SCREEN | 0830-OPE-DD-378-YANKEE PRIMARY | Screen Inspection | 0830-OPE-DD-378-YANKEE PRIMARY Screen Inspection | 378 | DD | 3956938 |  |  |  | 2020-06-15 | MAP0225 | OPE | OPERATIONAL TASKS |  | EXPORT 1
0100860 | MIST REMOVAL SYSTEM | 0860-OPE-DD-378-MIST EXHAUST | System Cleaning | 0860-OPE-DD-378-MIST EXHAUST System Cleaning | 378 | DD | 3956970 |  |  |  | 2020-09-07 | MAP0228 | OPE | OPERATIONAL TASKS |  | EXPORT 1
0100870NB | IQ TAD SCANNER | 0870-MEC-DD-378-IQ TAD SCANNER | TAD SCANNER ANNUAL SERVICE | 0870-MEC-DD-378-IQ TAD SCANNER TAD SCANNER ANNUAL SERVICE | 378 | DD | 3956853 |  |  |  | 2020-09-07 | MAP0230 | MEC | 120D |  | EXPORT 1
5050030C | BOILER BLOWDOWN SYSTEM | 0030-EXT-DD-378-MAKE UP WATER | TANK EXT INSPECTION AND CLEAN | 0030-EXT-DD-378-MAKE UP WATER TANK EXT INSPECTION AND CLEAN | 378 | DD | 3956873 |  |  |  | 2020-09-07 | MAP0231 | CON | BOILER | YES | EXPORT 1
5050030BB | ANTI SCALANT TANK | 0030-ELE-DD-378-ANTISCALANT | TANK VALVE TEST AND INSPECT | 0030-ELE-DD-378-ANTISCALANT TANK VALVE TEST AND INSPECT | 378 | DD | 3956869 |  |  |  | 2020-09-07 | MAP0232 | COE | BOILER | YES | EXPORT 1
5050030BD | SODIUM BISULFITE TANK | 0030-ELE-DD-378-SODIUM BISULF. | TANK VALVE TEST AND INSPECT | 0030-ELE-DD-378-SODIUM BISULF. TANK VALVE TEST AND INSPECT | 378 | DD | 3956870 |  |  |  | 2020-09-07 | MAP0232 | COE | BOILER | YES | EXPORT 1
5050030DA | DEAERATOR | 0030-EXT-DD-1890-DEAERATOR | NON DESTRUCTIVE TESTS | 0030-EXT-DD-1890-DEAERATOR NON DESTRUCTIVE TESTS | 1890 | DD | 3956878 |  |  |  | 2024-10-28 | MAP0234 | CON | BOILER | YES | EXPORT 1
5050030DE | CONDENSATE TANK | 0030-EXT-DD-1890-COND TANK | NON DESTRUCTIVE TESTS | 0030-EXT-DD-1890-COND TANK NON DESTRUCTIVE TESTS | 1890 | DD | 3956882 |  |  |  | 2024-10-28 | MAP0234 | CON | BOILER | YES | EXPORT 1
0100870 | PAPER MACHINE | 0870-ELE-DD-84-PAPER MACHINE | MOTOR CLEANING ROUTE 2 | 0870-ELE-DD-84-PAPER MACHINE MOTOR CLEANING ROUTE 2 | 84 | DD | 3956823 |  |  |  | 2019-11-18 | MAP0235 | E&I | 120D |  | EXPORT 1
0100828H | BIN TIPPER DISCHARGE CONVEYOR | 0828-MEC-QI-14-BIN TIPPER | DISCHARGE CONV SET SCREW CHECK | 0828-MEC-QI-14-BIN TIPPER DISCHARGE CONV SET SCREW CHECK | 14 | QI | 3957070 |  |  |  | 2019-09-16 | MAP0236 | MEC | BROKE AND CORE |  | EXPORT 2
0100828S | BALER FEED SHUTTLE CONVEYOR | 0828-MEC-QI-14-BALER FEED | SHUTTLE CONV SET SCREW CHECK | 0828-MEC-QI-14-BALER FEED SHUTTLE CONV SET SCREW CHECK | 14 | QI | 3957071 |  |  |  | 2019-09-16 | MAP0236 | MEC | BROKE AND CORE |  | EXPORT 2
010082829 | LINE 1 BALER BYPASS SHUTTLE CONVEYOR | 0828-MEC-QI-14-LINE 1 SHUTTLE | CONVEYOR SET SCREW CHECK | 0828-MEC-QI-14-LINE 1 SHUTTLE CONVEYOR SET SCREW CHECK | 14 | QI | 3957072 |  |  |  | 2019-09-16 | MAP0236 | MEC | BROKE AND CORE |  | EXPORT 2
010082830 | LINE 2 BALER BYPASS SHUTTLE CONVEYOR | 0828-MEC-QI-14-LINE 2 SHUTTLE | CONVEYOR SET SCREW CHECK | 0828-MEC-QI-14-LINE 2 SHUTTLE CONVEYOR SET SCREW CHECK | 14 | QI | 3957073 |  |  |  | 2019-09-16 | MAP0236 | MEC | BROKE AND CORE |  | EXPORT 2
010082831 | PULPER FEED TRANSFER CONVEYOR | 0828-MEC-QI-14-PULPER FEED | TRANSFER CONV SET SCREW CHECK | 0828-MEC-QI-14-PULPER FEED TRANSFER CONV SET SCREW CHECK | 14 | QI | 3957074 |  |  |  | 2019-09-16 | MAP0236 | MEC | BROKE AND CORE |  | EXPORT 2
010082833 | BROKE BALE FEED CONVEYOR | 0828-MEC-QI-14-BROKE BALE FEED | CONVEYOR SET SCREW CHECK | 0828-MEC-QI-14-BROKE BALE FEED CONVEYOR SET SCREW CHECK | 14 | QI | 3957075 |  |  |  | 2019-09-23 | MAP0236 | MEC | BROKE AND CORE |  | EXPORT 2
0100828T | LINE 1 BALER FEED CONVEYOR | 0828-MEC-QI-14-LINE 1 BALER | FEED CONVEYOR SET SCREW CHECK | 0828-MEC-QI-14-LINE 1 BALER FEED CONVEYOR SET SCREW CHECK | 14 | QI | 3957076 |  |  |  | 2019-09-23 | MAP0236 | MEC | BROKE AND CORE |  | EXPORT 2
0100828U | LINE 2 BALER FEED CONVEYOR | 0828-MEC-QI-14-LINE 2 BALER | FEED CONVEYOR SET SCREW CHECK | 0828-MEC-QI-14-LINE 2 BALER FEED CONVEYOR SET SCREW CHECK | 14 | QI | 3957077 |  |  |  | 2019-09-23 | MAP0236 | MEC | BROKE AND CORE |  | EXPORT 2
010082837 | CORE ASRS INFEED CONVEYOR | 0828-MEC-QI-14-ASRS INFEED | CONVEYOR SET SCREW CHECK | 0828-MEC-QI-14-ASRS INFEED CONVEYOR SET SCREW CHECK | 14 | QI | 3957078 |  |  |  | 2019-09-23 | MAP0236 | MEC | BROKE AND CORE |  | EXPORT 2
010082832 | PULPER FEED BATCH CONVEYOR | 0828-MEC-QI-14-PULPER FEED | BATCH CONV SET SCREW CHECK | 0828-MEC-QI-14-PULPER FEED BATCH CONV SET SCREW CHECK | 14 | QI | 3957079 |  |  |  | 2019-09-23 | MAP0236 | MEC | BROKE AND CORE |  | EXPORT 2
0100822 | LINE 1 | 0822-MEC-IRD-28-LINE 1/2 | DUMP CHEST EXTERNAL INSPECTION | 0822-MEC-IRD-28-LINE 1/2 DUMP CHEST EXTERNAL INSPECTION | 28 | IRD | 3957082 |  |  |  | 2019-09-23 | MAP0237 | MEC | AGITATORS |  | EXPORT 2
0100826 | INTERNAL BROKE SYSTEM | 0826-MEC-IRD-28-INTERNAL BROKE | TANK/CHEST EXTERNAL INSPECTION | 0826-MEC-IRD-28-INTERNAL BROKE TANK/CHEST EXTERNAL INSPECTION | 28 | IRD | 3957084 |  |  |  | 2019-09-23 | MAP0237 | MEC | AGITATORS |  | EXPORT 2
0100830 | PULP MIXING AND APPROACH SYSTEM | 0830-MEC-IRD-28-PULP MIX | CHEST EXTERNAL INSPECTION | 0830-MEC-IRD-28-PULP MIX CHEST EXTERNAL INSPECTION | 28 | IRD | 3957085 |  |  |  | 2019-09-30 | MAP0237 | MEC | AGITATORS |  | EXPORT 2
0100832 | WHITE WATER SYSTEM | 0832-MEC-IRD-28-WHITE WATER | TANKS/PIT EXTERNAL INSPECTION | 0832-MEC-IRD-28-WHITE WATER TANKS/PIT EXTERNAL INSPECTION | 28 | IRD | 3957086 |  |  |  | 2019-09-30 | MAP0237 | MEC | AGITATORS |  | EXPORT 2
0100833 | TAD WATER SYSTEM | 0833-MEC-IRD-28-TAD WATER | TANK/CHEST EXTERNAL INSPECTION | 0833-MEC-IRD-28-TAD WATER TANK/CHEST EXTERNAL INSPECTION | 28 | IRD | 3957087 |  |  |  | 2019-09-30 | MAP0237 | MEC | AGITATORS |  | EXPORT 2
5050045B | MILL EFFLUENT TREATMENT SYSTEM | 0045-UFO-IRD-28-ETP SLUDGE | TANK/CHEST EXTERNAL INSPECTION | 0045-UFO-IRD-28-ETP SLUDGE TANK/CHEST EXTERNAL INSPECTION | 28 | IRD | 3957088 |  |  |  | 2019-09-23 | MAP0237 | UFO | AGITATORS |  | EXPORT 2
01008 | M8 | 0870-MEC-IRD-28-AGITATOR BELTS | STROBOSCOPE INSPECTION | 0870-MEC-IRD-28-AGITATOR BELTS STROBOSCOPE INSPECTION | 28 | IRD | 3957083 |  |  |  | 2019-10-07 | MAP0238 | MEC | AGITATORS |  | EXPORT 2
0100820 | BALE HANDLING SYSTEM | 0820-MEC-IRD-28-CHAIN CONV | MONTLY INSPECTION | 0820-MEC-IRD-28-CHAIN CONV MONTLY INSPECTION | 28 | IRD | 3957089 |  |  |  | 2019-09-23 | MAP0240 | MEC | BALE HANDLING |  | EXPORT 2
5050050 | COMPRESSED AIR | 0050-UFO-IRD-28-AIR DRYERS | CYCLE SEQUENCE CHECK | 0050-UFO-IRD-28-AIR DRYERS CYCLE SEQUENCE CHECK | 28 | IRD | 3957090 |  |  |  | 2019-09-30 | MAP0241 | UFO | UTILITIES |  | EXPORT 2
010082827 | LINE 1 BALER | 0828-ELE-QI-28-BALERS STOP | SWITCH INSPECTION AND TEST | 0828-ELE-QI-28-BALERS STOP SWITCH INSPECTION AND TEST | 28 | QI | 3957091 |  |  |  | 2019-10-07 | MAP0242 | E&I | BROKE AND CORE |  | EXPORT 2
0100828 | CONVERTING BROKE AND CORE HANDLING SYSTEM | 0828-ELE-IRD-28-CONVEYORS | MOTOR AMPERAGE CHECK | 0828-ELE-IRD-28-CONVEYORS MOTOR AMPERAGE CHECK | 28 | IRD | 3957092 |  |  |  | 2019-10-07 | MAP0243 | E&I | BROKE AND CORE |  | EXPORT 2
0100836Q | COOLING TOWER 1 | 0836-MEC-IRD-28-COOLING TOWER | LEVEL INSPECTION FLOAT ADJUST | 0836-MEC-IRD-28-COOLING TOWER LEVEL INSPECTION FLOAT ADJUST | 28 | IRD | 3957093 |  |  |  | 2019-10-07 | MAP0244 | MEC | UTILITIES |  | EXPORT 2
5050050A | AIR COMPRESSOR 1 | 0050-UFO-QI-28-COMPRESSOR 1 | FILTERS AND COOLERS INSPECTION | 0050-UFO-QI-28-COMPRESSOR 1 FILTERS AND COOLERS INSPECTION | 28 | QI | 3957094 |  |  |  | 2019-10-07 | MAP0245 | UFO | UTILITIES |  | EXPORT 2
5050050B | AIR COMPRESSOR 2 | 0050-UFO-QI-28-COMPRESSOR 2 | FILTERS AND COOLERS INSPECTION | 0050-UFO-QI-28-COMPRESSOR 2 FILTERS AND COOLERS INSPECTION | 28 | QI | 3957095 |  |  |  | 2019-10-07 | MAP0245 | UFO | UTILITIES |  | EXPORT 2
5050050C | AIR COMPRESSOR 3 | 0050-UFO-QI-28-COMPRESSOR 3 | FILTERS AND COOLERS INSPECTION | 0050-UFO-QI-28-COMPRESSOR 3 FILTERS AND COOLERS INSPECTION | 28 | QI | 3957096 |  |  |  | 2019-10-07 | MAP0245 | UFO | UTILITIES |  | EXPORT 2
5050045B | MILL EFFLUENT TREATMENT SYSTEM | 0045-UFO-QI-28-SUMP PUMPS | CLEAN VALVE PLUNGER | 0045-UFO-QI-28-SUMP PUMPS CLEAN VALVE PLUNGER | 28 | QI | 3957097 |  |  |  | 2019-09-23 | MAP0246 | UFO | UTILITIES |  | EXPORT 2
010082028L | BALE HANDLING ROBOT CONTROL PANELS | 0820-MEC-DD-42-ROBOT CONTROL | PANEL FAN CLEAN INSPECTION | 0820-MEC-DD-42-ROBOT CONTROL PANEL FAN CLEAN INSPECTION | 42 | DD | 3957099 |  |  |  | 2019-10-07 | MAP0247 | MEC | BALE HANDLING |  | EXPORT 2
010082028ML | METAL DETECTOR AND CONVEYOR FIELD DEVICES | 0820-ELE-DD-42-METAL DETECTOR | CALIBRATION CHECK | 0820-ELE-DD-42-METAL DETECTOR CALIBRATION CHECK | 42 | DD | 3957100 |  |  |  | 2019-10-07 | MAP0248 | E&I | BALE HANDLING |  | EXPORT 2
0100820A | STACK INFEED CONVEYOR 1 | 0820-ELE-DD-42-STACK INFEED | CONVEYOR 1 DEVICE INSPECTION | 0820-ELE-DD-42-STACK INFEED CONVEYOR 1 DEVICE INSPECTION | 42 | DD | 3957101 |  |  |  | 2019-10-07 | MAP0249 | E&I | BALE HANDLING |  | EXPORT 2
0100820B | STACK INFEED CONVEYOR 2 | 0820-ELE-DD-42-STACK INFEED | CONVEYOR 2 DEVICE INSPECTION | 0820-ELE-DD-42-STACK INFEED CONVEYOR 2 DEVICE INSPECTION | 42 | DD | 3957102 |  |  |  | 2019-10-07 | MAP0249 | E&I | BALE HANDLING |  | EXPORT 2
0100820C | STACK INFEED CONVEYOR 3 | 0820-ELE-DD-42-STACK INFEED | CONVEYOR 3 DEVICE INSPECTION | 0820-ELE-DD-42-STACK INFEED CONVEYOR 3 DEVICE INSPECTION | 42 | DD | 3957103 |  |  |  | 2019-10-07 | MAP0249 | E&I | BALE HANDLING |  | EXPORT 2
0100820D | STACK INFEED CONVEYOR 4 | 0820-ELE-DD-42-STACK INFEED | CONVEYOR 4 DEVICE INSPECTION | 0820-ELE-DD-42-STACK INFEED CONVEYOR 4 DEVICE INSPECTION | 42 | DD | 3957104 |  |  |  | 2019-10-07 | MAP0249 | E&I | BALE HANDLING |  | EXPORT 2
0100820F | METAL DETECTOR CONVEYOR | 0820-MEC-DD-42-METAL DETECTOR | CONVEYOR BELT INSPECT ADJUST | 0820-MEC-DD-42-METAL DETECTOR CONVEYOR BELT INSPECT ADJUST | 42 | DD | 3957105 |  |  |  | 2019-10-07 | MAP0250 | MEC | BALE HANDLING |  | EXPORT 2
0100820L | PULPER 1 FEED CONVEYOR | 0820-MEC-DD-42-PULPER 1 FEED | CONVEYOR BELT INSPECT ADJUST | 0820-MEC-DD-42-PULPER 1 FEED CONVEYOR BELT INSPECT ADJUST | 42 | DD | 3957108 |  |  |  | 2019-10-07 | MAP0250 | MEC | BALE HANDLING |  | EXPORT 2
0100820N | PULPER 2 FEED CONVEYOR | 0820-MEC-DD-42-PULPER 2 FEED | CONVEYOR BELT INSPECT ADJUST | 0820-MEC-DD-42-PULPER 2 FEED CONVEYOR BELT INSPECT ADJUST | 42 | DD | 3957110 |  |  |  | 2019-10-07 | MAP0250 | MEC | BALE HANDLING |  | EXPORT 2
0100820R | AUTOMATIC DEWIRING MACHINE | 0820-MEC-DD-42-AUTO DEWIRING | MACHINE BELT INSPECTION | 0820-MEC-DD-42-AUTO DEWIRING MACHINE BELT INSPECTION | 42 | DD | 3957112 |  |  |  | 2019-10-07 | MAP0250 | MEC | BALE HANDLING |  | EXPORT 2
0100820F | METAL DETECTOR CONVEYOR | 0820-ELE-DD-42-METAL DETECTOR | CONVEYOR BRAKE INSPECTION | 0820-ELE-DD-42-METAL DETECTOR CONVEYOR BRAKE INSPECTION | 42 | DD | 3957106 |  |  |  | 2019-10-14 | MAP0251 | E&I | BALE HANDLING |  | EXPORT 2
0100820G | SHUTTLE CONVEYOR AND CART | 0820-ELE-DD-42-SHUTTLE CONV | BRAKE INSPECTION | 0820-ELE-DD-42-SHUTTLE CONV BRAKE INSPECTION | 42 | DD | 3957107 |  |  |  | 2019-10-14 | MAP0251 | E&I | BALE HANDLING |  | EXPORT 2
0100820L | PULPER 1 FEED CONVEYOR | 0820-ELE-DD-42-PULPER 1 FEED | CONVEYOR BRAKE INSPECTION | 0820-ELE-DD-42-PULPER 1 FEED CONVEYOR BRAKE INSPECTION | 42 | DD | 3957109 |  |  |  | 2019-10-14 | MAP0251 | E&I | BALE HANDLING |  | EXPORT 2
0100820N | PULPER 2 FEED CONVEYOR | 0820-ELE-DD-42-PULPER 2 FEED | CONVEYOR BRAKE INSPECTION | 0820-ELE-DD-42-PULPER 2 FEED CONVEYOR BRAKE INSPECTION | 42 | DD | 3957111 |  |  |  | 2019-10-14 | MAP0251 | E&I | BALE HANDLING |  | EXPORT 2
0100820R | AUTOMATIC DEWIRING MACHINE | 0820-ELE-DD-42-AUTO DEWIRING | BRAKE INSPECTION | 0820-ELE-DD-42-AUTO DEWIRING BRAKE INSPECTION | 42 | DD | 3957113 |  |  |  | 2019-10-14 | MAP0251 | E&I | BALE HANDLING |  | EXPORT 2
0100820W | WIRE CUTTER AND TOOL BALANCER | 0820-MEC-DD-42-TOOL BALANCER | INSPECTION | 0820-MEC-DD-42-TOOL BALANCER INSPECTION | 42 | DD | 3957114 |  |  |  | 2019-10-07 | MAP0252 | MEC | BALE HANDLING |  | EXPORT 2
010082827 | LINE 1 BALER | 0828-MEC-DD-42-LINE 1 BALER | INSPECTION AND CLEAN | 0828-MEC-DD-42-LINE 1 BALER INSPECTION AND CLEAN | 42 | DD | 3957115 |  |  |  | 2019-10-07 | MAP0253 | MEC | BROKE AND CORE |  | EXPORT 2
010082828 | LINE 2 BALER | 0828-MEC-DD-42-LINE 2 BALER | INSPECTION AND CLEAN | 0828-MEC-DD-42-LINE 2 BALER INSPECTION AND CLEAN | 42 | DD | 3957116 |  |  |  | 2019-10-07 | MAP0253 | MEC | BROKE AND CORE |  | EXPORT 2
010082843 | AUTO CORE INSPECTION SYSTEM | 0828-MEC-DD-42-CORE INSPECTION | SYSTEM INSPECTION AND CLEAN | 0828-MEC-DD-42-CORE INSPECTION SYSTEM INSPECTION AND CLEAN | 42 | DD | 3957117 |  |  |  | 2019-10-07 | MAP0254 | MEC | BROKE AND CORE |  | EXPORT 2
0100828H | BIN TIPPER DISCHARGE CONVEYOR | 0828-MEC-DD-42-BIN TIPPER CONV | INSPECTION AND CLEAN | 0828-MEC-DD-42-BIN TIPPER CONV INSPECTION AND CLEAN | 42 | DD | 3957118 |  |  |  | 2019-10-07 | MAP0255 | MEC | BROKE AND CORE |  | EXPORT 2
0100828L | SPENT ROLL CONVEYOR 1 | 0828-MEC-DD-42-SPENT ROLL CONV | 1 INSPECTION AND CLEAN | 0828-MEC-DD-42-SPENT ROLL CONV 1 INSPECTION AND CLEAN | 42 | DD | 3957119 |  |  |  | 2019-10-07 | MAP0255 | MEC | BROKE AND CORE |  | EXPORT 2
0100828M | SPENT ROLL CONVEYOR 2 | 0828-MEC-DD-42-SPENT ROLL CONV | 2 INSPECTION AND CLEAN | 0828-MEC-DD-42-SPENT ROLL CONV 2 INSPECTION AND CLEAN | 42 | DD | 3957120 |  |  |  | 2019-10-07 | MAP0255 | MEC | BROKE AND CORE |  | EXPORT 2
0100828N | SPENT ROLL CONVEYOR 3 | 0828-MEC-DD-42-SPENT ROLL CONV | 3 INSPECTION AND CLEAN | 0828-MEC-DD-42-SPENT ROLL CONV 3 INSPECTION AND CLEAN | 42 | DD | 3957121 |  |  |  | 2019-10-07 | MAP0255 | MEC | BROKE AND CORE |  | EXPORT 2
0100828O | SPENT ROLL CONVEYOR 4 | 0828-MEC-DD-42-SPENT ROLL CONV | 4 INSPECTION AND CLEAN | 0828-MEC-DD-42-SPENT ROLL CONV 4 INSPECTION AND CLEAN | 42 | DD | 3957122 |  |  |  | 2019-10-07 | MAP0255 | MEC | BROKE AND CORE |  | EXPORT 2
0100828P | SPENT ROLL CONVEYOR 5 | 0828-MEC-DD-42-SPENT ROLL CONV | 5 INSPECTION AND CLEAN | 0828-MEC-DD-42-SPENT ROLL CONV 5 INSPECTION AND CLEAN | 42 | DD | 3957123 |  |  |  | 2019-10-07 | MAP0255 | MEC | BROKE AND CORE |  | EXPORT 2
0100828S | BALER FEED SHUTTLE CONVEYOR | 0828-MEC-DD-42-BALER FEED | SHUTTLE CONV INSPECT AND CLEAN | 0828-MEC-DD-42-BALER FEED SHUTTLE CONV INSPECT AND CLEAN | 42 | DD | 3957125 |  |  |  | 2019-10-14 | MAP0255 | MEC | BROKE AND CORE |  | EXPORT 2
010082829 | LINE 1 BALER BYPASS SHUTTLE CONVEYOR | 0828-MEC-DD-42-LN 1 BLR BYPASS | SHUTTLE CONV INSPECT CLEAN | 0828-MEC-DD-42-LN 1 BLR BYPASS SHUTTLE CONV INSPECT CLEAN | 42 | DD | 3957126 |  |  |  | 2019-10-14 | MAP0255 | MEC | BROKE AND CORE |  | EXPORT 2
010082830 | LINE 2 BALER BYPASS SHUTTLE CONVEYOR | 0828-MEC-DD-42-LN 2 BLR BYPASS | SHUTTLE CONV INSPECT CLEAN | 0828-MEC-DD-42-LN 2 BLR BYPASS SHUTTLE CONV INSPECT CLEAN | 42 | DD | 3957127 |  |  |  | 2019-10-14 | MAP0255 | MEC | BROKE AND CORE |  | EXPORT 2
010082831 | PULPER FEED TRANSFER CONVEYOR | 0828-MEC-DD-42-PULPER FEED | TRANSF CONV INSPECTION CLEAN | 0828-MEC-DD-42-PULPER FEED TRANSF CONV INSPECTION CLEAN | 42 | DD | 3957128 |  |  |  | 2019-10-14 | MAP0255 | MEC | BROKE AND CORE |  | EXPORT 2
010082833 | BROKE BALE FEED CONVEYOR | 0828-MEC-DD-42-BROKE BALE FEED | CONVEYOR INSPECTION AND CLEAN | 0828-MEC-DD-42-BROKE BALE FEED CONVEYOR INSPECTION AND CLEAN | 42 | DD | 3957129 |  |  |  | 2019-10-14 | MAP0255 | MEC | BROKE AND CORE |  | EXPORT 2
0100828T | LINE 1 BALER FEED CONVEYOR | 0828-MEC-DD-42-LINE 1 BLR FEED | CONVEYOR INSPECTION AND CLEAN | 0828-MEC-DD-42-LINE 1 BLR FEED CONVEYOR INSPECTION AND CLEAN | 42 | DD | 3957130 |  |  |  | 2019-10-14 | MAP0255 | MEC | BROKE AND CORE |  | EXPORT 2
0100828U | LINE 2 BALER FEED CONVEYOR | 0828-MEC-DD-42-LINE 2 BLR FEED | CONVEYOR INSPECTION AND CLEAN | 0828-MEC-DD-42-LINE 2 BLR FEED CONVEYOR INSPECTION AND CLEAN | 42 | DD | 3957131 |  |  |  | 2019-10-14 | MAP0255 | MEC | BROKE AND CORE |  | EXPORT 2
0100828W | CORE TRANSFER CONVEYOR 1 | 0828-MEC-DD-42-CORE TRNSF CONV | 1 INSPECTION AND CLEAN | 0828-MEC-DD-42-CORE TRNSF CONV 1 INSPECTION AND CLEAN | 42 | DD | 3957132 |  |  |  | 2019-10-14 | MAP0255 | MEC | BROKE AND CORE |  | EXPORT 2
0100828X | CORE TRANSFER CONVEYOR 2 | 0828-MEC-DD-42-CORE TRNSF CONV | 2 INSPECTION AND CLEAN | 0828-MEC-DD-42-CORE TRNSF CONV 2 INSPECTION AND CLEAN | 42 | DD | 3957133 |  |  |  | 2019-10-14 | MAP0255 | MEC | BROKE AND CORE |  | EXPORT 2
0100828Y | CORE TRANSFER CONVEYOR 3 | 0828-MEC-DD-42-CORE TRNSF CONV | 3 INSPECTION AND CLEAN | 0828-MEC-DD-42-CORE TRNSF CONV 3 INSPECTION AND CLEAN | 42 | DD | 3957134 |  |  |  | 2019-10-14 | MAP0255 | MEC | BROKE AND CORE |  | EXPORT 2
0100828Z | CORE TRANSFER CONVEYOR 4 | 0828-MEC-DD-42-CORE TRNSF CONV | 4 INSPECTION AND CLEAN | 0828-MEC-DD-42-CORE TRNSF CONV 4 INSPECTION AND CLEAN | 42 | DD | 3957135 |  |  |  | 2019-10-14 | MAP0255 | MEC | BROKE AND CORE |  | EXPORT 2
010082837 | CORE ASRS INFEED CONVEYOR | 0828-MEC-DD-42-ASRS INFEED | CONVEYOR INSPECTION AND CLEAN | 0828-MEC-DD-42-ASRS INFEED CONVEYOR INSPECTION AND CLEAN | 42 | DD | 3957136 |  |  |  | 2019-10-21 | MAP0255 | MEC | BROKE AND CORE |  | EXPORT 2
010082838 | CORE ASRS DISCHARGE CONVEYOR 1 | 0828-MEC-DD-42-ASRS DISCHARGE | CONV 1 INSPECTION AND CLEAN | 0828-MEC-DD-42-ASRS DISCHARGE CONV 1 INSPECTION AND CLEAN | 42 | DD | 3957137 |  |  |  | 2019-10-21 | MAP0255 | MEC | BROKE AND CORE |  | EXPORT 2
010082839 | CORE HOLDING CONVEYOR | 0828-MEC-DD-42-CORE HOLDING | CONVEYOR INSPECTION AND CLEAN | 0828-MEC-DD-42-CORE HOLDING CONVEYOR INSPECTION AND CLEAN | 42 | DD | 3957138 |  |  |  | 2019-10-21 | MAP0255 | MEC | BROKE AND CORE |  | EXPORT 2
010082832 | PULPER FEED BATCH CONVEYOR | 0828-MEC-DD-42-PULPER FEED | BATCH CONV INSPECTION CLEAN | 0828-MEC-DD-42-PULPER FEED BATCH CONV INSPECTION CLEAN | 42 | DD | 3957141 |  |  |  | 2019-10-21 | MAP0255 | MEC | BROKE AND CORE |  | EXPORT 2
010082840 | CORE ASRS DISCHARGE CONVEYOR 2 | 0828-MEC-DD-42-ASRS DISCHARGE | CONV 2 INSPECTION AND CLEAN | 0828-MEC-DD-42-ASRS DISCHARGE CONV 2 INSPECTION AND CLEAN | 42 | DD | 3957142 |  |  |  | 2019-10-21 | MAP0255 | MEC | BROKE AND CORE |  | EXPORT 2
0100828Q | CULL ROLL RECEIVING TABLE | 0828-MEC-DD-42-CULL ROLL TABLE | INSPECTION AND CLEAN | 0828-MEC-DD-42-CULL ROLL TABLE INSPECTION AND CLEAN | 42 | DD | 3957124 |  |  |  | 2019-10-14 | MAP0256 | MEC | BROKE AND CORE |  | EXPORT 2
010082834 | LINE 1 BALE PICKUP TABLE | 0828-MEC-DD-42-BALE PICKUP | TABLES CLEAN | 0828-MEC-DD-42-BALE PICKUP TABLES CLEAN | 42 | DD | 3957139 |  |  |  | 2019-10-21 | MAP0257 | MEC | BROKE AND CORE |  | EXPORT 2
010082836 | WIRE COILER | 0828-MEC-DD-42-WIRE COILER | INSPECTION AND CLEAN | 0828-MEC-DD-42-WIRE COILER INSPECTION AND CLEAN | 42 | DD | 3957140 |  |  |  | 2019-10-21 | MAP0258 | MEC | BROKE AND CORE |  | EXPORT 2
0100820U | WIRE COILER BALER | 0820-MEC-IRD-42-WIRE COLIER | INSPECTION | 0820-MEC-IRD-42-WIRE COLIER INSPECTION | 42 | IRD | 3957143 |  |  |  | 2019-10-21 | MAP0259 | MEC | BALE HANDLING |  | EXPORT 2
5050045AH | SCREW PRESS 1 | 0045-UFO-QI-42-SCREW PRESS 1 | QUICK INSPECTION | 0045-UFO-QI-42-SCREW PRESS 1 QUICK INSPECTION | 42 | QI | 3957144 |  |  |  | 2019-10-14 | MAP0260 | UFO | UTILITIES |  | EXPORT 2
5050045AI | SCREW PRESS 2 | 0045-UFO-QI-42-SCREW PRESS 2 | QUICK INSPECTION | 0045-UFO-QI-42-SCREW PRESS 2 QUICK INSPECTION | 42 | QI | 3957145 |  |  |  | 2019-10-14 | MAP0260 | UFO | UTILITIES |  | EXPORT 2
0100836 | VACUUM SYSTEM | 0836-MEC-DD-42-COOLING TOWERS | INSPECTION | 0836-MEC-DD-42-COOLING TOWERS INSPECTION | 42 | DD | 3957146 |  |  |  | 2019-10-21 | MAP0261 | MEC | UTILITIES |  | EXPORT 2
5050045B | MILL EFFLUENT TREATMENT SYSTEM | 0045-REL-IRD-56-SUMP PUMPS | INFRARED THERMOGRAPHY | 0045-REL-IRD-56-SUMP PUMPS INFRARED THERMOGRAPHY | 56 | IRD | 3957147 |  |  |  | 2019-11-04 | MAP0262 | REL | UTILITIES |  | EXPORT 2
01008 | M8 | 0800-MEC-IRD-60-M8 PUMPS | COUPLING STROBOSCOPE INSPECT 1 | 0800-MEC-IRD-60-M8 PUMPS COUPLING STROBOSCOPE INSPECT 1 | 60 | IRD | 3957148 |  |  |  | 2019-11-02 | MAP0263 | MEC | SULZER PUMPS |  | EXPORT 2
5050045 | EFFLUENT TREATMENT PLANT SYSTEM | 0045-MEC-IRD-180-ETP PUMPS | COUPLING STROBOSCOPE INSPECT | 0045-MEC-IRD-180-ETP PUMPS COUPLING STROBOSCOPE INSPECT | 180 | IRD | 4660028 |  |  |  | 2020-03-04 | MAP0263 | MEC | SULZER PUMPS |  | EXPORT 2
0100820A | STACK INFEED CONVEYOR 1 | 0820-MEC-DD-84-STACK INFEED | CONVEYOR 1 TENSION CHECK | 0820-MEC-DD-84-STACK INFEED CONVEYOR 1 TENSION CHECK | 84 | DD | 3957151 |  |  |  | 2019-10-14 | MAP0264 | MEC | BALE HANDLING |  | EXPORT 2
0100820B | STACK INFEED CONVEYOR 2 | 0820-MEC-DD-84-STACK INFEED | CONVEYOR 2 TENSION CHECK | 0820-MEC-DD-84-STACK INFEED CONVEYOR 2 TENSION CHECK | 84 | DD | 3957152 |  |  |  | 2019-10-14 | MAP0264 | MEC | BALE HANDLING |  | EXPORT 2
0100820C | STACK INFEED CONVEYOR 3 | 0820-MEC-DD-84-STACK INFEED | CONVEYOR 3 TENSION CHECK | 0820-MEC-DD-84-STACK INFEED CONVEYOR 3 TENSION CHECK | 84 | DD | 3957153 |  |  |  | 2019-10-14 | MAP0264 | MEC | BALE HANDLING |  | EXPORT 2
0100820D | STACK INFEED CONVEYOR 4 | 0820-MEC-DD-84-STACK INFEED | CONVEYOR 4 TENSION CHECK | 0820-MEC-DD-84-STACK INFEED CONVEYOR 4 TENSION CHECK | 84 | DD | 3957154 |  |  |  | 2019-10-14 | MAP0264 | MEC | BALE HANDLING |  | EXPORT 2
0100820 | BALE HANDLING SYSTEM | 0820-ELE-DD-84-BALE HANDLING | CONVEYOR WIRING INSPECTION | 0820-ELE-DD-84-BALE HANDLING CONVEYOR WIRING INSPECTION | 84 | DD | 3957155 |  |  |  | 2019-10-14 | MAP0265 | E&I | BALE HANDLING |  | EXPORT 2
0100820E | DEWIRING FEED CONVEYOR | 0820-MEC-DD-84-DEWIRING FEED | CONVEYOR TENSION CHECK | 0820-MEC-DD-84-DEWIRING FEED CONVEYOR TENSION CHECK | 84 | DD | 3957156 |  |  |  | 2019-10-14 | MAP0266 | MEC | BALE HANDLING |  | EXPORT 2
0100820G | SHUTTLE CONVEYOR AND CART | 0820-MEC-DD-84-SHUTTLE | CONVEYOR TENSION CHECK | 0820-MEC-DD-84-SHUTTLE CONVEYOR TENSION CHECK | 84 | DD | 3957157 |  |  |  | 2019-10-14 | MAP0266 | MEC | BALE HANDLING |  | EXPORT 2
0100820H | BALE STAGE CONVEYOR 1 | 0820-MEC-DD-84-BALE STAGE | CONVEYOR 1 TENSION CHECK | 0820-MEC-DD-84-BALE STAGE CONVEYOR 1 TENSION CHECK | 84 | DD | 3957158 |  |  |  | 2019-10-14 | MAP0266 | MEC | BALE HANDLING |  | EXPORT 2
0100820I | REJECT BALE CONVEYOR | 0820-MEC-DD-84-REJECT BALE | CONVEYOR TENSION CHECK | 0820-MEC-DD-84-REJECT BALE CONVEYOR TENSION CHECK | 84 | DD | 3957159 |  |  |  | 2019-10-14 | MAP0266 | MEC | BALE HANDLING |  | EXPORT 2
0100820J | BALE STAGE CONVEYOR 2 | 0820-MEC-DD-84-BALE STAGE | CONVEYOR 2 TENSION CHECK | 0820-MEC-DD-84-BALE STAGE CONVEYOR 2 TENSION CHECK | 84 | DD | 3957160 |  |  |  | 2019-10-14 | MAP0266 | MEC | BALE HANDLING |  | EXPORT 2
0100820K | BALE STAGE CONVEYOR 3 | 0820-MEC-DD-84-BALE STAGE | CONVEYOR 3 TENSION CHECK | 0820-MEC-DD-84-BALE STAGE CONVEYOR 3 TENSION CHECK | 84 | DD | 3957161 |  |  |  | 2019-10-14 | MAP0266 | MEC | BALE HANDLING |  | EXPORT 2
0100820M | PULPER 1 TRANSFER CONVEYOR | 0820-MEC-DD-84-PULPER 1 TRANS | CONVEYOR TENSION CHECK | 0820-MEC-DD-84-PULPER 1 TRANS CONVEYOR TENSION CHECK | 84 | DD | 3957163 |  |  |  | 2019-10-14 | MAP0266 | MEC | BALE HANDLING |  | EXPORT 2
0100820O | PULPER 2 TRANSFER CONVEYOR | 0820-MEC-DD-84-PULPER 2 TRANS | CONVEYOR TENSION CHECK | 0820-MEC-DD-84-PULPER 2 TRANS CONVEYOR TENSION CHECK | 84 | DD | 3957165 |  |  |  | 2019-10-14 | MAP0266 | MEC | BALE HANDLING |  | EXPORT 2
0100820L | PULPER 1 FEED CONVEYOR | 0820-MEC-DD-84-PULPER 1 FEED | CONVEYOR INSPECTION | 0820-MEC-DD-84-PULPER 1 FEED CONVEYOR INSPECTION | 84 | DD | 3957162 |  |  |  | 2019-10-14 | MAP0267 | MEC | BALE HANDLING |  | EXPORT 2
0100820N | PULPER 2 FEED CONVEYOR | 0820-MEC-DD-84-PULPER 2 FEED | CONVEYOR INSPECTION | 0820-MEC-DD-84-PULPER 2 FEED CONVEYOR INSPECTION | 84 | DD | 3957164 |  |  |  | 2019-10-14 | MAP0267 | MEC | BALE HANDLING |  | EXPORT 2
0100820P | ROBOT DESTACKER | 0820-MEC-DD-84-ROBOT DESTACKER | EXTERNAL INSPECTION | 0820-MEC-DD-84-ROBOT DESTACKER EXTERNAL INSPECTION | 84 | DD | 3957166 |  |  |  | 2019-10-14 | MAP0268 | MEC | BALE HANDLING |  | EXPORT 2
0100820R | AUTOMATIC DEWIRING MACHINE | 0820-MEC-DD-84-AUTO DEWIRING | MACHINE INSPECTION | 0820-MEC-DD-84-AUTO DEWIRING MACHINE INSPECTION | 84 | DD | 3957167 |  |  |  | 2019-10-14 | MAP0269 | MEC | BALE HANDLING |  | EXPORT 2
0100820U | WIRE COILER BALER | 0820-MEC-DD-84-WIRE COLIER | INSPECTION AND SERVICE | 0820-MEC-DD-84-WIRE COLIER INSPECTION AND SERVICE | 84 | DD | 3957168 |  |  |  | 2019-10-14 | MAP0270 | MEC | BALE HANDLING |  | EXPORT 2
0100820W | WIRE CUTTER AND TOOL BALANCER | 0820-MEC-DD-84-TOOL BALANCER | JIB CRANE INSPECTION | 0820-MEC-DD-84-TOOL BALANCER JIB CRANE INSPECTION | 84 | DD | 3957169 |  |  |  | 2019-10-14 | MAP0271 | MEC | BALE HANDLING |  | EXPORT 2
0100820Y | BALE HANDLING JBOXES | 0820-ELE-DD-84-BALE HANDLING | JBOX INSPECT AND CLEAN | 0820-ELE-DD-84-BALE HANDLING JBOX INSPECT AND CLEAN | 84 | DD | 3957170 |  |  |  | 2019-10-14 | MAP0272 | E&I | BALE HANDLING |  | EXPORT 2
010082827 | LINE 1 BALER | 0828-MEC-DD-84-LINE 1 BALER | SERVICE AND INSPECTION | 0828-MEC-DD-84-LINE 1 BALER SERVICE AND INSPECTION | 84 | DD | 3957171 |  |  |  | 2019-10-14 | MAP0273 | MEC | BROKE AND CORE | YES | EXPORT 2
010082828 | LINE 2 BALER | 0828-MEC-DD-84-LINE 2 BALER | SERVICE AND INSPECTION | 0828-MEC-DD-84-LINE 2 BALER SERVICE AND INSPECTION | 84 | DD | 3957172 |  |  |  | 2019-10-14 | MAP0273 | MEC | BROKE AND CORE | YES | EXPORT 2
010082845 | MANUAL CORE INSPECTION SYSTEM | 0828-MEC-DD-84-CORE INSPECTION | SYSTEMS CHECK | 0828-MEC-DD-84-CORE INSPECTION SYSTEMS CHECK | 84 | DD | 3957173 |  |  |  | 2019-10-14 | MAP0274 | MEC | BROKE AND CORE |  | EXPORT 2
0100828V | CORE CLEANING SYSTEM | 0828-MEC-DD-84-CORE CLEANING | SYSTEM INSPECTION | 0828-MEC-DD-84-CORE CLEANING SYSTEM INSPECTION | 84 | DD | 3957174 |  |  |  | 2019-10-14 | MAP0275 | MEC | BROKE AND CORE |  | EXPORT 2
0100828H | BIN TIPPER DISCHARGE CONVEYOR | 0828-MEC-DD-84-BIN TIPPER AND | CONVEYOR INSPECTION | 0828-MEC-DD-84-BIN TIPPER AND CONVEYOR INSPECTION | 84 | DD | 3957175 |  |  |  | 2019-10-14 | MAP0276 | MEC | BROKE AND CORE |  | EXPORT 2
0100828F | BIN TIPPER | 0828-ELE-DD-84-BIN TIPPER AND | CONVEYOR INSPECTION | 0828-ELE-DD-84-BIN TIPPER AND CONVEYOR INSPECTION | 84 | DD | 3957176 |  |  |  | 2019-10-14 | MAP0277 | E&I | BROKE AND CORE |  | EXPORT 2
0100828I | GUILLOTINE | 0828-MEC-DD-84-GUILLOTINE | INSPECTION | 0828-MEC-DD-84-GUILLOTINE INSPECTION | 84 | DD | 3957177 |  |  |  | 2019-10-14 | MAP0278 | MEC | BROKE AND CORE |  | EXPORT 2
0100828I | GUILLOTINE | 0828-ELE-DD-84-GUILLOTINE | INSPECTION | 0828-ELE-DD-84-GUILLOTINE INSPECTION | 84 | DD | 3957178 |  |  |  | 2019-10-14 | MAP0279 | E&I | BROKE AND CORE |  | EXPORT 2
0100828J | TIPPER AND GUILLOTINE HYDRAULIC POWER UNIT | 0828-MEC-DD-84-TIPPER | AND GUILLOTINE HPU INSPECTION | 0828-MEC-DD-84-TIPPER AND GUILLOTINE HPU INSPECTION | 84 | DD | 3957180 |  |  |  | 2019-10-14 | MAP0280 | MEC | BROKE AND CORE |  | EXPORT 2
0100828J | TIPPER AND GUILLOTINE HYDRAULIC POWER UNIT | 0828-ELE-DD-84-HPU RELIEF VLV | INSPECTION AND TEST | 0828-ELE-DD-84-HPU RELIEF VLV INSPECTION AND TEST | 84 | DD | 3957181 |  |  |  | 2019-10-14 | MAP0281 | E&I | BROKE AND CORE |  | EXPORT 2
0100828K | SPENT ROLL RECEIVING TABLE | 0828-MEC-DD-84-SPENT ROLL | RECEIVING TABLE INSPECTION | 0828-MEC-DD-84-SPENT ROLL RECEIVING TABLE INSPECTION | 84 | DD | 3957182 |  |  |  | 2019-11-25 | MAP0282 | MEC | BROKE AND CORE |  | EXPORT 2
0100828K | SPENT ROLL RECEIVING TABLE | 0828-ELE-DD-84-SPENT ROLL | RECEIVING TABLE DEVICES CHECK | 0828-ELE-DD-84-SPENT ROLL RECEIVING TABLE DEVICES CHECK | 84 | DD | 3957183 |  |  |  | 2019-10-14 | MAP0283 | E&I | BROKE AND CORE |  | EXPORT 2
0100828L | SPENT ROLL CONVEYOR 1 | 0828-MEC-DD-84-SPENT ROLL | CONVEYOR 1 INSPECTION | 0828-MEC-DD-84-SPENT ROLL CONVEYOR 1 INSPECTION | 84 | DD | 3957184 |  |  |  | 2019-11-25 | MAP0284 | MEC | BROKE AND CORE |  | EXPORT 2
0100828M | SPENT ROLL CONVEYOR 2 | 0828-MEC-DD-84-SPENT ROLL | CONVEYOR 2 INSPECTION | 0828-MEC-DD-84-SPENT ROLL CONVEYOR 2 INSPECTION | 84 | DD | 3957185 |  |  |  | 2019-11-25 | MAP0284 | MEC | BROKE AND CORE |  | EXPORT 2
0100828N | SPENT ROLL CONVEYOR 3 | 0828-MEC-DD-84-SPENT ROLL | CONVEYOR 3 INSPECTION | 0828-MEC-DD-84-SPENT ROLL CONVEYOR 3 INSPECTION | 84 | DD | 3957186 |  |  |  | 2019-11-25 | MAP0284 | MEC | BROKE AND CORE |  | EXPORT 2
0100828O | SPENT ROLL CONVEYOR 4 | 0828-MEC-DD-84-SPENT ROLL | CONVEYOR 4 INSPECTION | 0828-MEC-DD-84-SPENT ROLL CONVEYOR 4 INSPECTION | 84 | DD | 3957187 |  |  |  | 2019-11-25 | MAP0284 | MEC | BROKE AND CORE |  | EXPORT 2
0100828P | SPENT ROLL CONVEYOR 5 | 0828-MEC-DD-84-SPENT ROLL | CONVEYOR 5 INSPECTION | 0828-MEC-DD-84-SPENT ROLL CONVEYOR 5 INSPECTION | 84 | DD | 3957188 |  |  |  | 2019-11-25 | MAP0284 | MEC | BROKE AND CORE |  | EXPORT 2
0100828Q | CULL ROLL RECEIVING TABLE | 0828-MEC-DD-84-CULL ROLL | RECEIVING TABLE INSPECTION | 0828-MEC-DD-84-CULL ROLL RECEIVING TABLE INSPECTION | 84 | DD | 3957189 |  |  |  | 2019-11-25 | MAP0285 | MEC | BROKE AND CORE |  | EXPORT 2
0100828Q | CULL ROLL RECEIVING TABLE | 0828-ELE-DD-84-CULL ROLL | RECEIVING TABLE DEVICES CHECK | 0828-ELE-DD-84-CULL ROLL RECEIVING TABLE DEVICES CHECK | 84 | DD | 3957190 |  |  |  | 2019-10-14 | MAP0286 | E&I | BROKE AND CORE |  | EXPORT 2
0100828R | SPENT AND CULL ROLL LIFT TABLES HYDRAULIC POWER UNIT | 0828-MEC-DD-84-LIFT TABLES | HPU INSPECTION | 0828-MEC-DD-84-LIFT TABLES HPU INSPECTION | 84 | DD | 3957191 |  |  |  | 2019-11-25 | MAP0287 | MEC | BROKE AND CORE |  | EXPORT 2
0100828S | BALER FEED SHUTTLE CONVEYOR | 0828-MEC-DD-84-BALER FEED | SHUTTHLE CONVEYOR INSPECTION | 0828-MEC-DD-84-BALER FEED SHUTTHLE CONVEYOR INSPECTION | 84 | DD | 3957192 |  |  |  | 2019-11-25 | MAP0288 | MEC | BROKE AND CORE |  | EXPORT 2
010082829 | LINE 1 BALER BYPASS SHUTTLE CONVEYOR | 0828-MEC-DD-84-LINE 1 BALER | BYPASS SHUTTLE CONV INSPECTION | 0828-MEC-DD-84-LINE 1 BALER BYPASS SHUTTLE CONV INSPECTION | 84 | DD | 3957193 |  |  |  | 2019-11-25 | MAP0289 | MEC | BROKE AND CORE |  | EXPORT 2
010082830 | LINE 2 BALER BYPASS SHUTTLE CONVEYOR | 0828-MEC-DD-84-LINE 2 BALER | BYPASS SHUTTLE CONV INSPECTION | 0828-MEC-DD-84-LINE 2 BALER BYPASS SHUTTLE CONV INSPECTION | 84 | DD | 3957194 |  |  |  | 2019-11-25 | MAP0289 | MEC | BROKE AND CORE |  | EXPORT 2
010082831 | PULPER FEED TRANSFER CONVEYOR | 0828-MEC-DD-84-PULPER FEED | TRANSFER CONVEYOR INSPECTION | 0828-MEC-DD-84-PULPER FEED TRANSFER CONVEYOR INSPECTION | 84 | DD | 3957195 |  |  |  | 2019-11-25 | MAP0290 | MEC | BROKE AND CORE |  | EXPORT 2
010082833 | BROKE BALE FEED CONVEYOR | 0828-MEC-DD-84-BROKE BALE | FEED CONVEYOR INSPECTION | 0828-MEC-DD-84-BROKE BALE FEED CONVEYOR INSPECTION | 84 | DD | 3957196 |  |  |  | 2019-11-25 | MAP0291 | MEC | BROKE AND CORE |  | EXPORT 2
0100828T | LINE 1 BALER FEED CONVEYOR | 0828-MEC-DD-84-LINE 1 BALER | FEED CONVEYOR INSPECTION | 0828-MEC-DD-84-LINE 1 BALER FEED CONVEYOR INSPECTION | 84 | DD | 3957197 |  |  |  | 2019-11-25 | MAP0292 | MEC | BROKE AND CORE |  | EXPORT 2
0100828T | LINE 1 BALER FEED CONVEYOR | 0828-ELE-DD-84-LINE 1 BALER | FEED CONV MOTOR CHECK | 0828-ELE-DD-84-LINE 1 BALER FEED CONV MOTOR CHECK | 84 | DD | 3957198 |  |  |  | 2019-10-14 | MAP0293 | E&I | BROKE AND CORE |  | EXPORT 2
0100828U | LINE 2 BALER FEED CONVEYOR | 0828-MEC-DD-84-LINE 2 BALER | FEED CONVEYOR INSPECTION | 0828-MEC-DD-84-LINE 2 BALER FEED CONVEYOR INSPECTION | 84 | DD | 3957199 |  |  |  | 2019-11-25 | MAP0294 | MEC | BROKE AND CORE |  | EXPORT 2
0100828U | LINE 2 BALER FEED CONVEYOR | 0828-ELE-DD-84-LINE 2 BALER | FEED CONV MOTOR CHECK | 0828-ELE-DD-84-LINE 2 BALER FEED CONV MOTOR CHECK | 84 | DD | 3957200 |  |  |  | 2019-10-14 | MAP0295 | E&I | BROKE AND CORE |  | EXPORT 2
0100828W | CORE TRANSFER CONVEYOR 1 | 0828-MEC-DD-84-CORE TRANSFER | CONVEYORS GEARBOX OIL CHECK | 0828-MEC-DD-84-CORE TRANSFER CONVEYORS GEARBOX OIL CHECK | 84 | DD | 3957201 |  |  |  | 2019-11-25 | MAP0296 | MEC | BROKE AND CORE |  | EXPORT 2
010082837 | CORE ASRS INFEED CONVEYOR | 0828-MEC-DD-84-CORE ASRS | INFEED CONVEYOR INSPECTION | 0828-MEC-DD-84-CORE ASRS INFEED CONVEYOR INSPECTION | 84 | DD | 3957202 |  |  |  | 2019-11-25 | MAP0297 | MEC | BROKE AND CORE |  | EXPORT 2
010082838 | CORE ASRS DISCHARGE CONVEYOR 1 | 0828-MEC-DD-84-CORE ASRS | DISCHARGE CONV 1 INSPECTION | 0828-MEC-DD-84-CORE ASRS DISCHARGE CONV 1 INSPECTION | 84 | DD | 3957203 |  |  |  | 2019-11-25 | MAP0298 | MEC | BROKE AND CORE |  | EXPORT 2
010082839 | CORE HOLDING CONVEYOR | 0828-MEC-DD-84-CORE HOLDING | CONVEYOR INSPECTION | 0828-MEC-DD-84-CORE HOLDING CONVEYOR INSPECTION | 84 | DD | 3957204 |  |  |  | 2019-11-25 | MAP0299 | MEC | BROKE AND CORE |  | EXPORT 2
010082842 | CORE ASRS GANTRY CRANE ASSY | 0828-MEC-DD-84-CORE ASRS CRANE | INSPECTION AND CLEAN | 0828-MEC-DD-84-CORE ASRS CRANE INSPECTION AND CLEAN | 84 | DD | 3957205 |  |  |  | 2019-11-25 | MAP0300 | MEC | BROKE AND CORE |  | EXPORT 2
010082842 | CORE ASRS GANTRY CRANE ASSY | 0828-ELE-DD-84-CORE ASRS CRANE | INSPECTION | 0828-ELE-DD-84-CORE ASRS CRANE INSPECTION | 84 | DD | 3957206 |  |  |  | 2019-11-25 | MAP0301 | E&I | BROKE AND CORE |  | EXPORT 2
010082836 | WIRE COILER | 0828-MEC-DD-84-WIRE COILER | INSPECTION | 0828-MEC-DD-84-WIRE COILER INSPECTION | 84 | DD | 3957207 |  |  |  | 2019-11-25 | MAP0302 | MEC | BROKE AND CORE |  | EXPORT 2
010082836 | WIRE COILER | 0828-ELE-DD-84-WIRE COILER | INSPECTION | 0828-ELE-DD-84-WIRE COILER INSPECTION | 84 | DD | 3957208 |  |  |  | 2019-11-25 | MAP0303 | E&I | BROKE AND CORE |  | EXPORT 2
010082832 | PULPER FEED BATCH CONVEYOR | 0828-MEC-DD-84-PULPER FEED | BATCH CONVEYOR INSPECTION | 0828-MEC-DD-84-PULPER FEED BATCH CONVEYOR INSPECTION | 84 | DD | 3957209 |  |  |  | 2019-11-25 | MAP0304 | MEC | BROKE AND CORE |  | EXPORT 2
010082832 | PULPER FEED BATCH CONVEYOR | 0828-ELE-DD-84-PULPER FEED | BATCH CONVEYOR INSPECTION | 0828-ELE-DD-84-PULPER FEED BATCH CONVEYOR INSPECTION | 84 | DD | 3957210 |  |  |  | 2019-11-25 | MAP0305 | E&I | BROKE AND CORE |  | EXPORT 2
010082850 | BROKE AND CORE HANDLING ELECTRICAL AND CONTROL SYSTEMS | 0828-ELE-DD-84-BROKE AND CORE | JUNCTION BOXES INSPECTION | 0828-ELE-DD-84-BROKE AND CORE JUNCTION BOXES INSPECTION | 84 | DD | 3957211 |  |  |  | 2019-11-25 | MAP0306 | E&I | BROKE AND CORE |  | EXPORT 2
010082839 | CORE HOLDING CONVEYOR | 0828-ELE-DD-84-CORE HOLDING | CONVEYOR INSPECTION | 0828-ELE-DD-84-CORE HOLDING CONVEYOR INSPECTION | 84 | DD | 3957212 |  |  |  | 2019-11-25 | MAP0307 | E&I | BROKE AND CORE |  | EXPORT 2
010082845 | MANUAL CORE INSPECTION SYSTEM | 0828-ELE-DD-84-CORE INSPECTION | SYSTEMS CHECK | 0828-ELE-DD-84-CORE INSPECTION SYSTEMS CHECK | 84 | DD | 3957213 |  |  |  | 2019-11-25 | MAP0308 | E&I | BROKE AND CORE |  | EXPORT 2
010082846 | CORE TABLE FEED SYSTEM | 0828-MEC-DD-84-CORE TABLE FEED | INSPECTION | 0828-MEC-DD-84-CORE TABLE FEED INSPECTION | 84 | DD | 3957214 |  |  |  | 2019-11-25 | MAP0309 | MEC | BROKE AND CORE |  | EXPORT 2
010082846 | CORE TABLE FEED SYSTEM | 0828-ELE-DD-84-CORE TABLE FEED | CHECK | 0828-ELE-DD-84-CORE TABLE FEED CHECK | 84 | DD | 3957215 |  |  |  | 2019-11-25 | MAP0310 | E&I | BROKE AND CORE |  | EXPORT 2
010082840 | CORE ASRS DISCHARGE CONVEYOR 2 | 0828-MEC-DD-84-CORE ASRS | DISCHARGE CONV 2 INSPECTION | 0828-MEC-DD-84-CORE ASRS DISCHARGE CONV 2 INSPECTION | 84 | DD | 3957216 |  |  |  | 2019-11-25 | MAP0311 | MEC | BROKE AND CORE |  | EXPORT 2
0100820U | WIRE COILER BALER | 0820-MEC-IRD-84-WIRE COLIER | INSPECTION AND SERVICE | 0820-MEC-IRD-84-WIRE COLIER INSPECTION AND SERVICE | 84 | IRD | 3957217 |  |  |  | 2019-11-25 | MAP0312 | MEC | BALE HANDLING |  | EXPORT 2
5050045B | MILL EFFLUENT TREATMENT SYSTEM | 0045-MEC-IRD-84-MILL EFFLUENT | PUMPS DRIVE INSPECTION | 0045-MEC-IRD-84-MILL EFFLUENT PUMPS DRIVE INSPECTION | 84 | IRD | 3957218 |  |  |  | 2019-11-25 | MAP0313 | MEC | UTILITIES |  | EXPORT 2
5050050 | COMPRESSED AIR | 0050-UFO-IRD-84-COMPRESSORS | INSPECTION | 0050-UFO-IRD-84-COMPRESSORS INSPECTION | 84 | IRD | 3957219 |  |  |  | 2019-10-14 | MAP0314 | UFO | UTILITIES |  | EXPORT 2
5050045A | SLUDGE TREATMENT SYSTEM | 0045-MEC-IRD-84-SLUDGE CONV | GEARBOX DRIVE INSPECTION | 0045-MEC-IRD-84-SLUDGE CONV GEARBOX DRIVE INSPECTION | 84 | IRD | 3957220 |  |  |  | 2019-11-25 | MAP0315 | MEC | UTILITIES |  | EXPORT 2
0100836Q | COOLING TOWER 1 | 0836-MEC-DD-84-COOLING TOWER 1 | BASIN AND FAN INSPECTION | 0836-MEC-DD-84-COOLING TOWER 1 BASIN AND FAN INSPECTION | 84 | DD | 3957224 |  |  |  | 2019-11-25 | MAP0316 | MEC | UTILITIES |  | EXPORT 2
0100836R | COOLING TOWER 2 | 0836-MEC-DD-84-COOLING TOWER 2 | BASIN AND FAN INSPECTION | 0836-MEC-DD-84-COOLING TOWER 2 BASIN AND FAN INSPECTION | 84 | DD | 3957226 |  |  |  | 2019-11-25 | MAP0316 | MEC | UTILITIES |  | EXPORT 2
0100836Q | COOLING TOWER 1 | 0836-ELE-DD-84-COOLING TOWER 1 | MOTOR INSPECTION | 0836-ELE-DD-84-COOLING TOWER 1 MOTOR INSPECTION | 84 | DD | 3957225 |  |  |  | 2019-11-25 | MAP0317 | E&I | UTILITIES |  | EXPORT 2
0100836R | COOLING TOWER 2 | 0836-ELE-DD-84-COOLING TOWER 2 | MOTOR INSPECTION | 0836-ELE-DD-84-COOLING TOWER 2 MOTOR INSPECTION | 84 | DD | 3957227 |  |  |  | 2019-11-25 | MAP0317 | E&I | UTILITIES |  | EXPORT 2
5050045A | SLUDGE TREATMENT SYSTEM | 0045-ELE-DD-84-SLUDGE CONV | MOTORS INSPECTION | 0045-ELE-DD-84-SLUDGE CONV MOTORS INSPECTION | 84 | DD | 3957228 |  |  |  | 2019-11-25 | MAP0318 | E&I | UTILITIES |  | EXPORT 2
5050045AA | FLOCCULATION TANK 1 | 0045-UFO-QI-126-FLOCC TANK 1 | GEARBOX INSPECTION | 0045-UFO-QI-126-FLOCC TANK 1 GEARBOX INSPECTION | 126 | QI | 3957230 |  |  |  | 2020-01-20 | MAP0319 | UFO | UTILITIES | YES | EXPORT 2
5050045AB | FLOCCULATION TANK 2 | 0045-UFO-QI-126-FLOCC TANK 2 | GEARBOX INSPECTION | 0045-UFO-QI-126-FLOCC TANK 2 GEARBOX INSPECTION | 126 | QI | 3957231 |  |  |  | 2020-01-13 | MAP0319 | UFO | UTILITIES | YES | EXPORT 2
5050045A | SLUDGE TREATMENT SYSTEM | 0045-UFO-IRD-126-PRETHICKENERS | GEARBOXES INSPECTION | 0045-UFO-IRD-126-PRETHICKENERS GEARBOXES INSPECTION | 126 | IRD | 3957232 |  |  |  | 2019-12-30 | MAP0320 | UFO | UTILITIES |  | EXPORT 2
0100822AA | DUMP CHEST 1 AGITATOR | 0822-MEC-DD-168-DUMP CHEST 1 | AGITATOR DRIVE INSPECTION | 0822-MEC-DD-168-DUMP CHEST 1 AGITATOR DRIVE INSPECTION | 168 | DD | 3957233 |  |  |  | 2020-01-06 | MAP0321 | MEC | AGITATORS |  | EXPORT 2
0100824AA | DUMP CHEST 2 AGITATOR | 0824-MEC-DD-168-DUMP CHEST 2 | AGITATOR DRIVE INSPECTION | 0824-MEC-DD-168-DUMP CHEST 2 AGITATOR DRIVE INSPECTION | 168 | DD | 3957234 |  |  |  | 2020-01-06 | MAP0321 | MEC | AGITATORS |  | EXPORT 2
0100826AA | BROKE DUMP CHEST AGITATOR | 0826-MEC-DD-168-BROKE DUMP | CHEST AGIT DRIVE INSPECT | 0826-MEC-DD-168-BROKE DUMP CHEST AGIT DRIVE INSPECT | 168 | DD | 3957235 |  |  |  | 2020-01-06 | MAP0321 | MEC | AGITATORS |  | EXPORT 2
0100826FA | DEFLAKED BROKE CHEST AGITATOR | 0826-MEC-DD-168-DEFLAKED BROKE | CHEST AGIT DRIVE INSPECT | 0826-MEC-DD-168-DEFLAKED BROKE CHEST AGIT DRIVE INSPECT | 168 | DD | 3957236 |  |  |  | 2020-01-06 | MAP0321 | MEC | AGITATORS |  | EXPORT 2
0100826JA | BROKE ACCEPTS TANK AGITATOR | 0826-MEC-DD-168-BROKE ACCEPTS | TANK AGIT DRIVE INSPECTION | 0826-MEC-DD-168-BROKE ACCEPTS TANK AGIT DRIVE INSPECTION | 168 | DD | 3957237 |  |  |  | 2020-01-06 | MAP0321 | MEC | AGITATORS |  | EXPORT 2
0100826KA | BROKE REJECTS TANK AGITATOR | 0826-MEC-DD-168-BROKE REJECTS | TANK AGIT DRIVE INSPECTION | 0826-MEC-DD-168-BROKE REJECTS TANK AGIT DRIVE INSPECTION | 168 | DD | 3957238 |  |  |  | 2020-01-06 | MAP0321 | MEC | AGITATORS |  | EXPORT 2
0100830AA | TAD BLEND CHEST AGITATOR | 0830-MEC-DD-168-TAD BLEND | CHEST AGIT DRIVE INSPECT | 0830-MEC-DD-168-TAD BLEND CHEST AGIT DRIVE INSPECT | 168 | DD | 3957239 |  |  |  | 2020-01-06 | MAP0321 | MEC | AGITATORS |  | EXPORT 2
0100830BA | TAD MACHINE CHEST AGITATOR | 0830-MEC-DD-168-TAD MACHINE | CHEST AGIT DRIVE INSPECT | 0830-MEC-DD-168-TAD MACHINE CHEST AGIT DRIVE INSPECT | 168 | DD | 3957240 |  |  |  | 2020-01-06 | MAP0321 | MEC | AGITATORS |  | EXPORT 2
0100830EA | CORE BLEND CHEST AGITATOR | 0830-MEC-DD-168-CORE BLEND | CHEST AGIT DRIVE INSPECT | 0830-MEC-DD-168-CORE BLEND CHEST AGIT DRIVE INSPECT | 168 | DD | 3957241 |  |  |  | 2020-01-06 | MAP0321 | MEC | AGITATORS |  | EXPORT 2
0100830FA | CORE MACHINE CHEST AGITATOR | 0830-MEC-DD-168-CORE MACHINE | CHEST AGIT DRIVE INSPECT | 0830-MEC-DD-168-CORE MACHINE CHEST AGIT DRIVE INSPECT | 168 | DD | 3957242 |  |  |  | 2020-01-06 | MAP0321 | MEC | AGITATORS |  | EXPORT 2
0100830IA | YANKEE BLEND CHEST AGITATOR | 0830-MEC-DD-168-YANKEE BLEND | CHEST AGIT DRIVE INSPECT | 0830-MEC-DD-168-YANKEE BLEND CHEST AGIT DRIVE INSPECT | 168 | DD | 3957243 |  |  |  | 2020-01-06 | MAP0321 | MEC | AGITATORS |  | EXPORT 2
0100830JA | YANKEE MACHINE CHEST AGITATOR | 0830-MEC-DD-168-YANKEE MACHINE | CHEST AGIT DRIVE INSPECT | 0830-MEC-DD-168-YANKEE MACHINE CHEST AGIT DRIVE INSPECT | 168 | DD | 3957244 |  |  |  | 2020-01-06 | MAP0321 | MEC | AGITATORS |  | EXPORT 2
0100832FA | BOW SCREEN RECOVERED FIBER TANK AGITATOR | 0832-MEC-DD-168-BOW SCRN RECOV | FIBER TANK AGIT DRIVE INSPECT | 0832-MEC-DD-168-BOW SCRN RECOV FIBER TANK AGIT DRIVE INSPECT | 168 | DD | 3957245 |  |  |  | 2020-01-06 | MAP0321 | MEC | AGITATORS |  | EXPORT 2
0100832HHA | DAF RECOVERED FIBER TANK AGITATOR | 0832-MEC-DD-168-DAF RECOVERED | FIBER TANK AGIT DRIVE INSPECT | 0832-MEC-DD-168-DAF RECOVERED FIBER TANK AGIT DRIVE INSPECT | 168 | DD | 3957246 |  |  |  | 2020-01-06 | MAP0321 | MEC | AGITATORS |  | EXPORT 2
0100832JA | EXCESS WHITE WATER TANK AGITATOR | 0832-MEC-DD-168-EXCESS WW TANK | AGITATOR DRIVE INSPECTION | 0832-MEC-DD-168-EXCESS WW TANK AGITATOR DRIVE INSPECTION | 168 | DD | 3957247 |  |  |  | 2020-01-06 | MAP0321 | MEC | AGITATORS |  | EXPORT 2
0100832NA | WIRE PIT AGITATOR | 0832-MEC-DD-168-WIRE PIT AGIT | DRIVE INSPECTION | 0832-MEC-DD-168-WIRE PIT AGIT DRIVE INSPECTION | 168 | DD | 3957248 |  |  |  | 2020-01-06 | MAP0321 | MEC | AGITATORS |  | EXPORT 2
0100833AA | TAD TRAY WATER TANK AGITATOR | 0833-MEC-DD-168-TAD TRAY WATER | TANK AGITATOR DRIVE INSPECTION | 0833-MEC-DD-168-TAD TRAY WATER TANK AGITATOR DRIVE INSPECTION | 168 | DD | 3957249 |  |  |  | 2020-01-06 | MAP0321 | MEC | AGITATORS |  | EXPORT 2
0100833EA | CLARIFIED TAD TRAY WATER TANK AGITATOR | 0833-MEC-DD-168-CLARIFIED TAD | TRAY TANK AGIT DRIVE INSPECT | 0833-MEC-DD-168-CLARIFIED TAD TRAY TANK AGIT DRIVE INSPECT | 168 | DD | 3957250 |  |  |  | 2020-01-06 | MAP0321 | MEC | AGITATORS |  | EXPORT 2
5050045BEA | ETP DAF SLUDGE BUFFER TANK AGITATOR | 0045-MEC-DD-168-DAF SLUDGE | BUFFER TANK AGIT DRIVE INSPECT | 0045-MEC-DD-168-DAF SLUDGE BUFFER TANK AGIT DRIVE INSPECT | 168 | DD | 3957251 |  |  |  | 2020-01-06 | MAP0321 | MEC | AGITATORS |  | EXPORT 2
010082028 | BALE HANDLING INSTRUMENTATION AND CONTROL PANELS | 0820-ELE-DD-168-CONTROL PANELS | INSPECTION | 0820-ELE-DD-168-CONTROL PANELS INSPECTION | 168 | DD | 3957252 |  |  |  | 2020-01-06 | MAP0322 | E&I | BALE HANDLING |  | EXPORT 2
0100820A | STACK INFEED CONVEYOR 1 | 0820-MEC-DD-168-STACK INFEED | CONV 1 CHAIN CLEAN AND INSPECT | 0820-MEC-DD-168-STACK INFEED CONV 1 CHAIN CLEAN AND INSPECT | 168 | DD | 3957253 |  |  |  | 2020-01-06 | MAP0323 | MEC | BALE HANDLING |  | EXPORT 2
0100820B | STACK INFEED CONVEYOR 2 | 0820-MEC-DD-168-STACK INFEED | CONV 2 CHAIN CLEAN AND INSPECT | 0820-MEC-DD-168-STACK INFEED CONV 2 CHAIN CLEAN AND INSPECT | 168 | DD | 3957254 |  |  |  | 2020-01-06 | MAP0323 | MEC | BALE HANDLING |  | EXPORT 2
0100820C | STACK INFEED CONVEYOR 3 | 0820-MEC-DD-168-STACK INFEED | CONV 3 CHAIN CLEAN AND INSPECT | 0820-MEC-DD-168-STACK INFEED CONV 3 CHAIN CLEAN AND INSPECT | 168 | DD | 3957255 |  |  |  | 2020-01-06 | MAP0323 | MEC | BALE HANDLING |  | EXPORT 2
0100820E | DEWIRING FEED CONVEYOR | 0820-MEC-DD-168-DEWIRING FEED | CONV CHAIN CLEAN AND INSPECT | 0820-MEC-DD-168-DEWIRING FEED CONV CHAIN CLEAN AND INSPECT | 168 | DD | 3957256 |  |  |  | 2020-01-06 | MAP0323 | MEC | BALE HANDLING |  | EXPORT 2
0100820G | SHUTTLE CONVEYOR AND CART | 0820-MEC-DD-168-SHUTTLE | CONV CHAIN CLEAN AND INSPECT | 0820-MEC-DD-168-SHUTTLE CONV CHAIN CLEAN AND INSPECT | 168 | DD | 3957258 |  |  |  | 2020-01-06 | MAP0323 | MEC | BALE HANDLING |  | EXPORT 2
0100820H | BALE STAGE CONVEYOR 1 | 0820-MEC-DD-168-BALE STAGE | CONV 1 CHAIN CLEAN AND INSPECT | 0820-MEC-DD-168-BALE STAGE CONV 1 CHAIN CLEAN AND INSPECT | 168 | DD | 3957259 |  |  |  | 2019-11-25 | MAP0323 | MEC | BALE HANDLING |  | EXPORT 2
0100820I | REJECT BALE CONVEYOR | 0820-MEC-DD-168-REJECT BALE | CONV CHAIN CLEAN AND INSPECT | 0820-MEC-DD-168-REJECT BALE CONV CHAIN CLEAN AND INSPECT | 168 | DD | 3957260 |  |  |  | 2019-11-25 | MAP0323 | MEC | BALE HANDLING |  | EXPORT 2
0100820J | BALE STAGE CONVEYOR 2 | 0820-MEC-DD-168-BALE STAGE | CONV 2 CHAIN CLEAN AND INSPECT | 0820-MEC-DD-168-BALE STAGE CONV 2 CHAIN CLEAN AND INSPECT | 168 | DD | 3957261 |  |  |  | 2019-11-25 | MAP0323 | MEC | BALE HANDLING |  | EXPORT 2
0100820K | BALE STAGE CONVEYOR 3 | 0820-MEC-DD-168-BALE STAGE | CONV 3 CHAIN CLEAN AND INSPECT | 0820-MEC-DD-168-BALE STAGE CONV 3 CHAIN CLEAN AND INSPECT | 168 | DD | 3957262 |  |  |  | 2019-11-25 | MAP0323 | MEC | BALE HANDLING |  | EXPORT 2
0100820M | PULPER 1 TRANSFER CONVEYOR | 0820-MEC-DD-168-PULPER 1 TRANS | CONV CHAIN CLEAN AND INSPECT | 0820-MEC-DD-168-PULPER 1 TRANS CONV CHAIN CLEAN AND INSPECT | 168 | DD | 3957263 |  |  |  | 2019-11-25 | MAP0323 | MEC | BALE HANDLING |  | EXPORT 2
0100820O | PULPER 2 TRANSFER CONVEYOR | 0820-MEC-DD-168-PULPER 2 TRANS | CONV CHAIN CLEAN AND INSPECT | 0820-MEC-DD-168-PULPER 2 TRANS CONV CHAIN CLEAN AND INSPECT | 168 | DD | 3957264 |  |  |  | 2019-11-25 | MAP0323 | MEC | BALE HANDLING |  | EXPORT 2
0100820F | METAL DETECTOR CONVEYOR | 0820-MEC-DD-168-METAL DETECTOR | CONVEYOR INSPECTION | 0820-MEC-DD-168-METAL DETECTOR CONVEYOR INSPECTION | 168 | DD | 3957257 |  |  |  | 2020-01-06 | MAP0324 | MEC | BALE HANDLING |  | EXPORT 2
0100820U | WIRE COILER BALER | 0820-MEC-DD-168-WIRE COLIER | RAM LINER GAP CHECK | 0820-MEC-DD-168-WIRE COLIER RAM LINER GAP CHECK | 168 | DD | 3957265 |  |  |  | 2019-11-25 | MAP0325 | MEC | BALE HANDLING |  | EXPORT 2
010082850 | BROKE AND CORE HANDLING ELECTRICAL AND CONTROL SYSTEMS | 0828-ELE-DD-168-BROKE AND CORE | SEMIANNUAL DEVICE INSPECTION | 0828-ELE-DD-168-BROKE AND CORE SEMIANNUAL DEVICE INSPECTION | 168 | DD | 3957266 |  |  |  | 2019-11-25 | MAP0326 | E&I | BROKE AND CORE |  | EXPORT 2
010082827 | LINE 1 BALER | 0828-MEC-DD-168-LINE 1 BALER | SEMIANNUAL INSPECTION | 0828-MEC-DD-168-LINE 1 BALER SEMIANNUAL INSPECTION | 168 | DD | 3957267 |  |  |  | 2019-11-25 | MAP0327 | MEC | BROKE AND CORE |  | EXPORT 2
010082828 | LINE 2 BALER | 0828-MEC-DD-168-LINE 2 BALER | SEMIANNUAL INSPECTION | 0828-MEC-DD-168-LINE 2 BALER SEMIANNUAL INSPECTION | 168 | DD | 3957268 |  |  |  | 2020-01-06 | MAP0327 | MEC | BROKE AND CORE |  | EXPORT 2
010082843 | AUTO CORE INSPECTION SYSTEM | 0828-MEC-DD-168-AUTO CORE | INSPECTION SEMIANNUAL | 0828-MEC-DD-168-AUTO CORE INSPECTION SEMIANNUAL | 168 | DD | 3957269 |  |  |  | 2019-11-25 | MAP0328 | MEC | BROKE AND CORE |  | EXPORT 2
0100828V | CORE CLEANING SYSTEM | 0828-MEC-DD-168-CORE CLEANING | SYSTEM SEMIANNUAL INSPECTION | 0828-MEC-DD-168-CORE CLEANING SYSTEM SEMIANNUAL INSPECTION | 168 | DD | 3957270 |  |  |  | 2019-11-25 | MAP0329 | MEC | BROKE AND CORE |  | EXPORT 2
0100828F | BIN TIPPER | 0828-ELE-DD-168-BIN TIPPER | LOAD CELL CALIBRATION CHECK | 0828-ELE-DD-168-BIN TIPPER LOAD CELL CALIBRATION CHECK | 168 | DD | 3957271 |  |  |  | 2019-11-25 | MAP0330 | E&I | BROKE AND CORE |  | EXPORT 2
0100828L | SPENT ROLL CONVEYOR 1 | 0828-MEC-DD-168-SPENT ROLL | CONV 1 SEMIANNUAL INSPECTION | 0828-MEC-DD-168-SPENT ROLL CONV 1 SEMIANNUAL INSPECTION | 168 | DD | 3957272 |  |  |  | 2019-11-25 | MAP0331 | MEC | BROKE AND CORE |  | EXPORT 2
0100828M | SPENT ROLL CONVEYOR 2 | 0828-MEC-DD-168-SPENT ROLL | CONV 2 SEMIANNUAL INSPECTION | 0828-MEC-DD-168-SPENT ROLL CONV 2 SEMIANNUAL INSPECTION | 168 | DD | 3957273 |  |  |  | 2019-11-25 | MAP0331 | MEC | BROKE AND CORE |  | EXPORT 2
0100828N | SPENT ROLL CONVEYOR 3 | 0828-MEC-DD-168-SPENT ROLL | CONV 3 SEMIANNUAL INSPECTION | 0828-MEC-DD-168-SPENT ROLL CONV 3 SEMIANNUAL INSPECTION | 168 | DD | 3957274 |  |  |  | 2020-02-17 | MAP0331 | MEC | BROKE AND CORE |  | EXPORT 2
0100828O | SPENT ROLL CONVEYOR 4 | 0828-MEC-DD-168-SPENT ROLL | CONV 4 SEMIANNUAL INSPECTION | 0828-MEC-DD-168-SPENT ROLL CONV 4 SEMIANNUAL INSPECTION | 168 | DD | 3957275 |  |  |  | 2020-02-17 | MAP0331 | MEC | BROKE AND CORE |  | EXPORT 2
0100828P | SPENT ROLL CONVEYOR 5 | 0828-MEC-DD-168-SPENT ROLL | CONV 5 SEMIANNUAL INSPECTION | 0828-MEC-DD-168-SPENT ROLL CONV 5 SEMIANNUAL INSPECTION | 168 | DD | 3957276 |  |  |  | 2020-02-17 | MAP0331 | MEC | BROKE AND CORE |  | EXPORT 2
0100828S | BALER FEED SHUTTLE CONVEYOR | 0828-MEC-DD-168-BALER FEED | SHUTTLE CONV CHAIN INSPECT | 0828-MEC-DD-168-BALER FEED SHUTTLE CONV CHAIN INSPECT | 168 | DD | 3957277 |  |  |  | 2019-11-25 | MAP0332 | MEC | BROKE AND CORE |  | EXPORT 2
0100828W | CORE TRANSFER CONVEYOR 1 | 0828-MEC-DD-168-CORE TRANSFER | CONVEYORS SEMIANNUAL INSPECT | 0828-MEC-DD-168-CORE TRANSFER CONVEYORS SEMIANNUAL INSPECT | 168 | DD | 3957278 |  |  |  | 2019-11-25 | MAP0333 | MEC | BROKE AND CORE |  | EXPORT 2
010082838 | CORE ASRS DISCHARGE CONVEYOR 1 | 0828-MEC-DD-168-CORE DISCHARGE | CONV 1 SEMIANNUAL INSPECTION | 0828-MEC-DD-168-CORE DISCHARGE CONV 1 SEMIANNUAL INSPECTION | 168 | DD | 3957279 |  |  |  | 2019-11-25 | MAP0334 | MEC | BROKE AND CORE |  | EXPORT 2
010082840 | CORE ASRS DISCHARGE CONVEYOR 2 | 0828-MEC-DD-168-CORE DISCHARGE | CONV 2 SEMIANNUAL INSPECTION | 0828-MEC-DD-168-CORE DISCHARGE CONV 2 SEMIANNUAL INSPECTION | 168 | DD | 3957285 |  |  |  | 2019-11-25 | MAP0334 | MEC | BROKE AND CORE |  | EXPORT 2
010082839 | CORE HOLDING CONVEYOR | 0828-MEC-DD-168-CORE HOLDING | CONVEYOR SEMIANNUAL INSPECTION | 0828-MEC-DD-168-CORE HOLDING CONVEYOR SEMIANNUAL INSPECTION | 168 | DD | 3957280 |  |  |  | 2019-11-25 | MAP0335 | MEC | BROKE AND CORE |  | EXPORT 2
010082842 | CORE ASRS GANTRY CRANE ASSY | 0828-MEC-DD-168-CORE ASRS | SEMIANNUAL INSPECTION | 0828-MEC-DD-168-CORE ASRS SEMIANNUAL INSPECTION | 168 | DD | 3957281 |  |  |  | 2019-11-25 | MAP0336 | MEC | BROKE AND CORE |  | EXPORT 2
010082836 | WIRE COILER | 0828-MEC-DD-168-WIRE COILER | SEMIANNUAL INSPECTION | 0828-MEC-DD-168-WIRE COILER SEMIANNUAL INSPECTION | 168 | DD | 3957282 |  |  |  | 2019-11-25 | MAP0337 | MEC | BROKE AND CORE |  | EXPORT 2
010082832 | PULPER FEED BATCH CONVEYOR | 0828-MEC-DD-168-PULPER FEED | BATCH CONV SEMIANNUAL INSPECT | 0828-MEC-DD-168-PULPER FEED BATCH CONV SEMIANNUAL INSPECT | 168 | DD | 3957283 |  |  |  | 2019-11-25 | MAP0338 | MEC | BROKE AND CORE |  | EXPORT 2
010082846 | CORE TABLE FEED SYSTEM | 0828-MEC-DD-168-CORE TABLE | FEED SEMIANNUAL INSPECTION | 0828-MEC-DD-168-CORE TABLE FEED SEMIANNUAL INSPECTION | 168 | DD | 3957284 |  |  |  | 2019-11-25 | MAP0339 | MEC | BROKE AND CORE |  | EXPORT 2
5050045AH | SCREW PRESS 1 | 0045-UFO-DD-168-SCREW PRESS 1 | SEMIANNUAL INSPECTION | 0045-UFO-DD-168-SCREW PRESS 1 SEMIANNUAL INSPECTION | 168 | DD | 3957286 |  |  |  | 2019-11-25 | MAP0340 | UFO | UTILITIES |  | EXPORT 2
5050045AI | SCREW PRESS 2 | 0045-UFO-DD-168-SCREW PRESS 2 | SEMIANNUAL INSPECTION | 0045-UFO-DD-168-SCREW PRESS 2 SEMIANNUAL INSPECTION | 168 | DD | 3957287 |  |  |  | 2020-02-17 | MAP0340 | UFO | UTILITIES |  | EXPORT 2
5050045AF | PRE THICKENER 1 | 0045-MEC-DD-168-PRETHICKENER 1 | INSPECTION AND SERVICE | 0045-MEC-DD-168-PRETHICKENER 1 INSPECTION AND SERVICE | 168 | DD | 3957288 |  |  |  | 2020-02-17 | MAP0341 | MEC | UTILITIES |  | EXPORT 2
5050045AG | PRE THICKENER 2 | 0045-MEC-DD-168-PRETHICKENER 2 | INSPECTION AND SERVICE | 0045-MEC-DD-168-PRETHICKENER 2 INSPECTION AND SERVICE | 168 | DD | 3957289 |  |  |  | 2020-02-17 | MAP0341 | MEC | UTILITIES |  | EXPORT 2
5050045BD | ETP DAF 1 SYSTEM | 0045-UFO-QI-168-ETP DAF | GEARBOXES INSPECTION | 0045-UFO-QI-168-ETP DAF GEARBOXES INSPECTION | 168 | QI | 3957290 |  |  |  | 2020-01-06 | MAP0342 | UFO | UTILITIES |  | EXPORT 2
5050045BDEA | ETP DAF 1 RECIRCULATION PUMP | 0045-MEC-DD-168-ETP DAF RECIRC | PUMP DRIVE INSPECTION | 0045-MEC-DD-168-ETP DAF RECIRC PUMP DRIVE INSPECTION | 168 | DD | 3957291 |  |  |  | 2020-02-17 | MAP0343 | MEC | UTILITIES |  | EXPORT 2
5050050A | AIR COMPRESSOR 1 | 0050-MEC-DD-168-COMPRESSOR 1 | SEMIANUAL SERVICE | 0050-MEC-DD-168-COMPRESSOR 1 SEMIANUAL SERVICE | 168 | DD | 3957292 |  |  |  | 2019-11-25 | MAP0344 | MEC | UTILITIES | YES | EXPORT 2
5050050B | AIR COMPRESSOR 2 | 0050-MEC-DD-168-COMPRESSOR 2 | SEMIANUAL SERVICE | 0050-MEC-DD-168-COMPRESSOR 2 SEMIANUAL SERVICE | 168 | DD | 3957297 |  |  |  | 2020-01-06 | MAP0344 | MEC | UTILITIES | YES | EXPORT 2
5050050C | AIR COMPRESSOR 3 | 0050-MEC-DD-168-COMPRESSOR 3 | SEMIANUAL SERVICE | 0050-MEC-DD-168-COMPRESSOR 3 SEMIANUAL SERVICE | 168 | DD | 3957299 |  |  |  | 2020-02-17 | MAP0344 | MEC | UTILITIES | YES | EXPORT 2
5050050A | AIR COMPRESSOR 1 | 0050-ELE-DD-168-COMPRESSOR 1 | ELECTRIC SEMIANNUAL SERVICE | 0050-ELE-DD-168-COMPRESSOR 1 ELECTRIC SEMIANNUAL SERVICE | 168 | DD | 3957293 |  |  |  | 2019-11-25 | MAP0345 | E&I | UTILITIES |  | EXPORT 2
5050050B | AIR COMPRESSOR 2 | 0050-ELE-DD-168-COMPRESSOR 2 | ELECTRIC SEMIANNUAL SERVICE | 0050-ELE-DD-168-COMPRESSOR 2 ELECTRIC SEMIANNUAL SERVICE | 168 | DD | 3957298 |  |  |  | 2020-01-06 | MAP0345 | E&I | UTILITIES |  | EXPORT 2
5050050C | AIR COMPRESSOR 3 | 0050-ELE-DD-168-COMPRESSOR 3 | ELECTRIC SEMIANNUAL SERVICE | 0050-ELE-DD-168-COMPRESSOR 3 ELECTRIC SEMIANNUAL SERVICE | 168 | DD | 3957300 |  |  |  | 2020-02-17 | MAP0345 | E&I | UTILITIES |  | EXPORT 2
5050050D | DESSICANT AIR DRYER 1 | 0050-ELE-DD-168-AIR DRYER 1 | CHECK PRESSURE SWITCH VALVE | 0050-ELE-DD-168-AIR DRYER 1 CHECK PRESSURE SWITCH VALVE | 168 | DD | 3957295 |  |  |  | 2019-11-25 | MAP0346 | E&I | UTILITIES |  | EXPORT 2
5050050E | DESSICANT AIR DRYER 2 | 0050-ELE-DD-168-AIR DRYER 2 | CHECK PRESSURE SWITCH VALVE | 0050-ELE-DD-168-AIR DRYER 2 CHECK PRESSURE SWITCH VALVE | 168 | DD | 4660001 |  |  |  | 2020-01-06 | MAP0346 | E&I | UTILITIES |  | EXPORT 2
5050050F | DESSICANT AIR DRYER 3 | 0050-ELE-DD-168-AIR DRYER 3 | CHECK PRESSURE SWITCH VALVE | 0050-ELE-DD-168-AIR DRYER 3 CHECK PRESSURE SWITCH VALVE | 168 | DD | 4660003 |  |  |  | 2020-02-17 | MAP0346 | E&I | UTILITIES |  | EXPORT 2
010082827 | LINE 1 BALER | 0828-MEC-IRD-168-LINE 1 BALER | SEMIANNUAL INSPECTION | 0828-MEC-IRD-168-LINE 1 BALER SEMIANNUAL INSPECTION | 168 | IRD | 3957296 |  |  |  | 2020-02-10 | MAP0347 | MEC | BROKE AND CORE |  | EXPORT 2
010082828 | LINE 2 BALER | 0828-MEC-IRD-168-LINE 2 BALER | SEMIANNUAL INSPECTION | 0828-MEC-IRD-168-LINE 2 BALER SEMIANNUAL INSPECTION | 168 | IRD | 4660004 |  |  |  | 2020-02-10 | MAP0347 | MEC | BROKE AND CORE |  | EXPORT 2
0100828H | BIN TIPPER DISCHARGE CONVEYOR | 0828-MEC-IRD-168-BIN TIPPER | DSCHRG CONV SEMIANNUAL INSPECT | 0828-MEC-IRD-168-BIN TIPPER DSCHRG CONV SEMIANNUAL INSPECT | 168 | IRD | 4660005 |  |  |  | 2020-01-27 | MAP0348 | MEC | BROKE AND CORE |  | EXPORT 2
0100828J | TIPPER AND GUILLOTINE HYDRAULIC POWER UNIT | 0828-MEC-IRD-168-TIPPER | GUILLOTINE HPU SEMIANNUAL | 0828-MEC-IRD-168-TIPPER GUILLOTINE HPU SEMIANNUAL | 168 | IRD | 4660006 |  |  |  | 2020-02-03 | MAP0349 | MEC | BROKE AND CORE |  | EXPORT 2
5050045AL | SCREW PRESS DISCHARGE COLLECTION CONVEYOR | 0045-MEC-DD-168-SCREW PRESS | DISCHARGE CONV DRIVE ADJUST | 0045-MEC-DD-168-SCREW PRESS DISCHARGE CONV DRIVE ADJUST | 168 | DD | 4660007 |  |  |  | 2020-02-17 | MAP0350 | MEC | UTILITIES |  | EXPORT 2
5050045A | SLUDGE TREATMENT SYSTEM | 0045-ELE-DD-168-SLUDGE CONV | ZERO SPEED SWITCH TEST | 0045-ELE-DD-168-SLUDGE CONV ZERO SPEED SWITCH TEST | 168 | DD | 4660008 |  |  |  | 2020-02-17 | MAP0351 | E&I | UTILITIES |  | EXPORT 2
5050045AJ | BIN DISTRIBUTION CONVEYOR 1 | 0045-MEC-DD-168-BIN DIST CONV1 | GEARBOX DRIVE ADJUST | 0045-MEC-DD-168-BIN DIST CONV1 GEARBOX DRIVE ADJUST | 168 | DD | 4660009 |  |  |  | 2020-02-17 | MAP0352 | MEC | UTILITIES |  | EXPORT 2
5050045AK | BIN DISTRIBUTION CONVEYOR 2 | 0045-MEC-DD-168-BIN DIST CONV2 | GEARBOX DRIVE ADJUST | 0045-MEC-DD-168-BIN DIST CONV2 GEARBOX DRIVE ADJUST | 168 | DD | 4660010 |  |  |  | 2019-11-25 | MAP0352 | MEC | UTILITIES |  | EXPORT 2
0100828R | SPENT AND CULL ROLL LIFT TABLES HYDRAULIC POWER UNIT | 0828-MEC-IRD-168-LIFT TABLES | HPU SEMIANNUAL INSPECTION | 0828-MEC-IRD-168-LIFT TABLES HPU SEMIANNUAL INSPECTION | 168 | IRD | 4660011 |  |  |  | 2020-02-03 | MAP0353 | MEC | BROKE AND CORE |  | EXPORT 2
0100828T | LINE 1 BALER FEED CONVEYOR | 0828-MEC-IRD-168-BALER FEED | CONVEYORS DRIVES INSPECTION | 0828-MEC-IRD-168-BALER FEED CONVEYORS DRIVES INSPECTION | 168 | IRD | 4660012 |  |  |  | 2020-01-27 | MAP0354 | MEC | BROKE AND CORE |  | EXPORT 2
0100880B | WARM FRESH WATER CHEMICAL DILUTION PUMP | 0880-MEC-DD-168-WFW DILUTION | SEMIANNUAL PUMP INSPECTION | 0880-MEC-DD-168-WFW DILUTION SEMIANNUAL PUMP INSPECTION | 168 | DD | 4660013 |  |  |  | 2020-02-17 | MAP0355 | MEC | SULZER PUMPS |  | EXPORT 2
5050050 | COMPRESSED AIR | 0050-UFO-IRD-168-AIR DRYERS | OPERATIONAL CHECK | 0050-UFO-IRD-168-AIR DRYERS OPERATIONAL CHECK | 168 | IRD | 4660014 |  |  |  | 2020-02-10 | MAP0356 | UFO | UTILITIES |  | EXPORT 2
0100832HF | DAF RECIRCULATION PUMP | 0832-MEC-DD-168-DAF RECIRC. | SEMIANNUAL PUMP INSPECTION | 0832-MEC-DD-168-DAF RECIRC. SEMIANNUAL PUMP INSPECTION | 168 | DD | 4660015 |  |  |  | 2020-02-17 | MAP0357 | MEC | SULZER PUMPS |  | EXPORT 2
0100836S | LIQUID RING WATER PUMP | 0836-MEC-DD-168-LIQ RING WATER | SEMIANNUAL PUMP INSPECTION | 0836-MEC-DD-168-LIQ RING WATER SEMIANNUAL PUMP INSPECTION | 168 | DD | 4660016 |  |  |  | 2020-02-17 | MAP0357 | MEC | SULZER PUMPS |  | EXPORT 2
0100832I | EXCESS WHITE WATER PUMP | 0832-MEC-DD-168-EXCESS WW | SEMIANNUAL PUMP INSPECTION | 0832-MEC-DD-168-EXCESS WW SEMIANNUAL PUMP INSPECTION | 168 | DD | 4660017 |  |  |  | 2020-02-17 | MAP0357 | MEC | SULZER PUMPS |  | EXPORT 2
0100822AB | DUMP CHEST 1 PUMP | 0822-MEC-DD-168-DUMP CHEST 1 | SEMIANNUAL PUMP INSPECTION | 0822-MEC-DD-168-DUMP CHEST 1 SEMIANNUAL PUMP INSPECTION | 168 | DD | 4660018 |  |  |  | 2019-11-25 | MAP0357 | MEC | SULZER PUMPS |  | EXPORT 2
0100824AB | DUMP CHEST 2 PUMP | 0822-MEC-DD-168-DUMP CHEST 2 | SEMIANNUAL PUMP INSPECTION | 0822-MEC-DD-168-DUMP CHEST 2 SEMIANNUAL PUMP INSPECTION | 168 | DD | 4660019 |  |  |  | 2020-02-17 | MAP0357 | MEC | SULZER PUMPS |  | EXPORT 2
0100836Z | VACUUM PIT PUMP | 0836-MEC-DD-168-VACUUM PIT | SEMIANNUAL PUMP INSPECTION | 0836-MEC-DD-168-VACUUM PIT SEMIANNUAL PUMP INSPECTION | 168 | DD | 4660020 |  |  |  | 2020-02-17 | MAP0357 | MEC | SULZER PUMPS |  | EXPORT 2
0100826L | BROKE TO ETP PUMP | 0826-MEC-DD-168-BROKE TO ETP | SEMIANNUAL PUMP INSPECTION | 0826-MEC-DD-168-BROKE TO ETP SEMIANNUAL PUMP INSPECTION | 168 | DD | 4660021 |  |  |  | 2020-02-17 | MAP0357 | MEC | SULZER PUMPS |  | EXPORT 2
0100826MA | UTM PULPER PUMP | 0826-MEC-DD-168-UTM PULPER | SEMIANNUAL PUMP INSPECTION | 0826-MEC-DD-168-UTM PULPER SEMIANNUAL PUMP INSPECTION | 168 | DD | 4660022 |  |  |  | 2020-02-17 | MAP0357 | MEC | SULZER PUMPS |  | EXPORT 2
0100830N | DILUTION PUMP | 0830-MEC-DD-168-DILUTION | SEMIANNUAL PUMP INSPECTION | 0830-MEC-DD-168-DILUTION SEMIANNUAL PUMP INSPECTION | 168 | DD | 4660023 |  |  |  | 2020-02-17 | MAP0357 | MEC | SULZER PUMPS |  | EXPORT 2
0100830K | YANKEE FAN PUMP | 0830-MEC-DD-168-YANKEE FAN | SEMIANNUAL PUMP INSPECTION | 0830-MEC-DD-168-YANKEE FAN SEMIANNUAL PUMP INSPECTION | 168 | DD | 4660024 |  |  |  | 2020-02-17 | MAP0357 | MEC | SULZER PUMPS |  | EXPORT 2
0100830G | CORE FAN PUMP | 0830-MEC-DD-168-CORE FAN | SEMIANNUAL PUMP INSPECTION | 0830-MEC-DD-168-CORE FAN SEMIANNUAL PUMP INSPECTION | 168 | DD | 4660025 |  |  |  | 2020-02-17 | MAP0357 | MEC | SULZER PUMPS |  | EXPORT 2
0100830C | TAD FAN PUMP | 0830-MEC-DD-168-TAD FAN | SEMIANNUAL PUMP INSPECTION | 0830-MEC-DD-168-TAD FAN SEMIANNUAL PUMP INSPECTION | 168 | DD | 4660026 |  |  |  | 2020-02-17 | MAP0357 | MEC | SULZER PUMPS |  | EXPORT 2
5050050 | COMPRESSED AIR | 0050-ELE-IRD-168-DEMAND | EXPANDERS INSTRUMENT CHECK | 0050-ELE-IRD-168-DEMAND EXPANDERS INSTRUMENT CHECK | 168 | IRD | 4660027 |  |  |  | 2020-02-17 | MAP0358 | E&I | UTILITIES |  | EXPORT 2
5050050 | COMPRESSED AIR | 0050-REL-IRD-182-COMPRESSORS | TAKE COOLANT SAMPLE | 0050-REL-IRD-182-COMPRESSORS TAKE COOLANT SAMPLE | 182 | IRD | 4660030 |  |  |  | 2020-03-09 | MAP0359 | REL | UTILITIES |  | EXPORT 2
0100822AA | DUMP CHEST 1 AGITATOR | 0822-MEC-DD-336-DUMP CHEST 1 | AGITATOR ANNUAL SERVICE | 0822-MEC-DD-336-DUMP CHEST 1 AGITATOR ANNUAL SERVICE | 336 | DD | 4660033 |  |  |  | 2020-05-11 | MAP0360 | MEC | AGITATORS |  | EXPORT 2
0100824AA | DUMP CHEST 2 AGITATOR | 0824-MEC-DD-336-DUMP CHEST 2 | AGITATOR ANNUAL SERVICE | 0824-MEC-DD-336-DUMP CHEST 2 AGITATOR ANNUAL SERVICE | 336 | DD | 4660034 |  |  |  | 2020-06-22 | MAP0360 | MEC | AGITATORS |  | EXPORT 2
0100826AA | BROKE DUMP CHEST AGITATOR | 0826-MEC-DD-336-BROKE DUMP | CHEST AGIT ANNUAL SERVICE | 0826-MEC-DD-336-BROKE DUMP CHEST AGIT ANNUAL SERVICE | 336 | DD | 4660035 |  |  |  | 2020-05-11 | MAP0360 | MEC | AGITATORS |  | EXPORT 2
0100826FA | DEFLAKED BROKE CHEST AGITATOR | 0826-MEC-DD-336-DEFLAKED BROKE | CHEST AGIT ANNUAL SERVICE | 0826-MEC-DD-336-DEFLAKED BROKE CHEST AGIT ANNUAL SERVICE | 336 | DD | 4660036 |  |  |  | 2020-05-11 | MAP0360 | MEC | AGITATORS |  | EXPORT 2
0100826JA | BROKE ACCEPTS TANK AGITATOR | 0826-MEC-DD-336-BROKE ACCEPTS | TANK AGIT ANNUAL SERVICE | 0826-MEC-DD-336-BROKE ACCEPTS TANK AGIT ANNUAL SERVICE | 336 | DD | 4660037 |  |  |  | 2020-05-11 | MAP0360 | MEC | AGITATORS |  | EXPORT 2
0100826KA | BROKE REJECTS TANK AGITATOR | 0826-MEC-DD-336-BROKE REJECTS | TANK AGIT ANNUAL SERVICE | 0826-MEC-DD-336-BROKE REJECTS TANK AGIT ANNUAL SERVICE | 336 | DD | 4660038 |  |  |  | 2020-05-11 | MAP0360 | MEC | AGITATORS |  | EXPORT 2
0100830AA | TAD BLEND CHEST AGITATOR | 0830-MEC-DD-336-TAD BLEND | CHEST AGIT ANNUAL SERVICE | 0830-MEC-DD-336-TAD BLEND CHEST AGIT ANNUAL SERVICE | 336 | DD | 4660039 |  |  |  | 2020-05-11 | MAP0360 | MEC | AGITATORS |  | EXPORT 2
0100830BA | TAD MACHINE CHEST AGITATOR | 0830-MEC-DD-336-TAD MACHINE | CHEST AGIT ANNUAL SERVICE | 0830-MEC-DD-336-TAD MACHINE CHEST AGIT ANNUAL SERVICE | 336 | DD | 4660040 |  |  |  | 2020-06-22 | MAP0360 | MEC | AGITATORS |  | EXPORT 2
0100830EA | CORE BLEND CHEST AGITATOR | 0830-MEC-DD-336-CORE BLEND | CHEST AGIT ANNUAL SERVICE | 0830-MEC-DD-336-CORE BLEND CHEST AGIT ANNUAL SERVICE | 336 | DD | 4660041 |  |  |  | 2020-05-11 | MAP0360 | MEC | AGITATORS |  | EXPORT 2
0100830FA | CORE MACHINE CHEST AGITATOR | 0830-MEC-DD-336-CORE MACHINE | CHEST AGIT ANNUAL SERVICE | 0830-MEC-DD-336-CORE MACHINE CHEST AGIT ANNUAL SERVICE | 336 | DD | 4660042 |  |  |  | 2020-06-22 | MAP0360 | MEC | AGITATORS |  | EXPORT 2
0100830IA | YANKEE BLEND CHEST AGITATOR | 0830-MEC-DD-336-YANKEE BLEND | CHEST AGIT ANNUAL SERVICE | 0830-MEC-DD-336-YANKEE BLEND CHEST AGIT ANNUAL SERVICE | 336 | DD | 4660043 |  |  |  | 2020-05-11 | MAP0360 | MEC | AGITATORS |  | EXPORT 2
0100830JA | YANKEE MACHINE CHEST AGITATOR | 0830-MEC-DD-336-YANKEE MACHINE | CHEST AGIT ANNUAL SERVICE | 0830-MEC-DD-336-YANKEE MACHINE CHEST AGIT ANNUAL SERVICE | 336 | DD | 4660044 |  |  |  | 2020-06-22 | MAP0360 | MEC | AGITATORS |  | EXPORT 2
0100832FA | BOW SCREEN RECOVERED FIBER TANK AGITATOR | 0832-MEC-DD-336-BOW SCRN RECOV | FIBER TANK AGIT ANNUAL SERVICE | 0832-MEC-DD-336-BOW SCRN RECOV FIBER TANK AGIT ANNUAL SERVICE | 336 | DD | 4660045 |  |  |  | 2020-06-22 | MAP0360 | MEC | AGITATORS |  | EXPORT 2
0100832HHA | DAF RECOVERED FIBER TANK AGITATOR | 0832-MEC-DD-336-DAF RECOVERED | FIBER TANK AGIT ANNUAL SERVICE | 0832-MEC-DD-336-DAF RECOVERED FIBER TANK AGIT ANNUAL SERVICE | 336 | DD | 4660046 |  |  |  | 2020-06-22 | MAP0360 | MEC | AGITATORS |  | EXPORT 2
0100832JA | EXCESS WHITE WATER TANK AGITATOR | 0832-MEC-DD-336-EXCESS WW TANK | AGITATOR ANNUAL SERVICE | 0832-MEC-DD-336-EXCESS WW TANK AGITATOR ANNUAL SERVICE | 336 | DD | 4660047 |  |  |  | 2020-06-22 | MAP0360 | MEC | AGITATORS |  | EXPORT 2
0100832NA | WIRE PIT AGITATOR | 0832-MEC-DD-336-WIRE PIT AGIT | ANNUAL SERVICE | 0832-MEC-DD-336-WIRE PIT AGIT ANNUAL SERVICE | 336 | DD | 4660048 |  |  |  | 2020-06-22 | MAP0360 | MEC | AGITATORS |  | EXPORT 2
0100833AA | TAD TRAY WATER TANK AGITATOR | 0833-MEC-DD-336-TAD TRAY WATER | TANK AGITATOR ANNUAL SERVICE | 0833-MEC-DD-336-TAD TRAY WATER TANK AGITATOR ANNUAL SERVICE | 336 | DD | 4660049 |  |  |  | 2020-06-22 | MAP0360 | MEC | AGITATORS |  | EXPORT 2
0100833EA | CLARIFIED TAD TRAY WATER TANK AGITATOR | 0833-MEC-DD-336-CLARIFIED TAD | TRAY TANK AGIT ANNUAL SERVICE | 0833-MEC-DD-336-CLARIFIED TAD TRAY TANK AGIT ANNUAL SERVICE | 336 | DD | 4660050 |  |  |  | 2020-06-22 | MAP0360 | MEC | AGITATORS |  | EXPORT 2
5050045BEA | ETP DAF SLUDGE BUFFER TANK AGITATOR | 0045-MEC-DD-336-DAF SLUDGE | BUFFER TNK AGIT ANNUAL SERVICE | 0045-MEC-DD-336-DAF SLUDGE BUFFER TNK AGIT ANNUAL SERVICE | 336 | DD | 4660051 |  |  |  | 2020-06-22 | MAP0360 | MEC | AGITATORS |  | EXPORT 2
5050045BMA | WASTEWATER COLLECTION SUMP AGITATOR | 0045-MEC-DD-336-WASTE WATER | SUMP AGITATOR ANNUAL SERVICE | 0045-MEC-DD-336-WASTE WATER SUMP AGITATOR ANNUAL SERVICE | 336 | DD | 4660052 |  |  |  | 2020-06-22 | MAP0360 | MEC | AGITATORS |  | EXPORT 2
0100820P | ROBOT DESTACKER | 0820-ELE-DD-336-ROBOT ARM | CABLES INSPECTION | 0820-ELE-DD-336-ROBOT ARM CABLES INSPECTION | 336 | DD | 4660053 |  |  |  | 2020-05-11 | MAP0361 | E&I | BALE HANDLING |  | EXPORT 2
0100820P | ROBOT DESTACKER | 0820-MEC-DD-336-ROBOT ARM | ANNUAL INSPECTION | 0820-MEC-DD-336-ROBOT ARM ANNUAL INSPECTION | 336 | DD | 4660054 |  |  |  | 2020-08-03 | MAP0362 | MEC | BALE HANDLING |  | EXPORT 2
0100820F | METAL DETECTOR CONVEYOR | 0820-ELE-DD-336-METAL DETECTOR | MOISTURE INHIBITOR INSPECTION | 0820-ELE-DD-336-METAL DETECTOR MOISTURE INHIBITOR INSPECTION | 336 | DD | 4660055 |  |  |  | 2020-05-11 | MAP0363 | E&I | BALE HANDLING |  | EXPORT 2
0100828V | CORE CLEANING SYSTEM | 0828-MEC-DD-336-CORE CLEANING | SYSTEM ANNUAL INSPECTION | 0828-MEC-DD-336-CORE CLEANING SYSTEM ANNUAL INSPECTION | 336 | DD | 4660056 |  |  |  | 2020-08-03 | MAP0364 | MEC | BROKE AND CORE |  | EXPORT 2
0100828J | TIPPER AND GUILLOTINE HYDRAULIC POWER UNIT | 0828-ELE-DD-336-BROKE AND CORE | HPU CHECK VALVE INSPECTION | 0828-ELE-DD-336-BROKE AND CORE HPU CHECK VALVE INSPECTION | 336 | DD | 4660057 |  |  |  | 2020-05-11 | MAP0365 | E&I | BROKE AND CORE |  | EXPORT 2
010082850 | BROKE AND CORE HANDLING ELECTRICAL AND CONTROL SYSTEMS | 0828-ELE-DD-336-BROKE AND CORE | ELECTRIC CONNECTIONS CHECK | 0828-ELE-DD-336-BROKE AND CORE ELECTRIC CONNECTIONS CHECK | 336 | DD | 4660058 |  |  |  | 2020-05-11 | MAP0366 | E&I | BROKE AND CORE |  | EXPORT 2
0100828W | CORE TRANSFER CONVEYOR 1 | 0828-MEC-DD-336-CORE TRANSFER | CONV CHAIN GUIDES INSPECTION | 0828-MEC-DD-336-CORE TRANSFER CONV CHAIN GUIDES INSPECTION | 336 | DD | 4660059 |  |  |  | 2020-06-22 | MAP0367 | MEC | BROKE AND CORE |  | EXPORT 2
010082842 | CORE ASRS GANTRY CRANE ASSY | 0828-MEC-DD-336-CORE ASRS | MOTOR COUPLINGS INSPECTION | 0828-MEC-DD-336-CORE ASRS MOTOR COUPLINGS INSPECTION | 336 | DD | 4660060 |  |  |  | 2020-06-22 | MAP0368 | MEC | BROKE AND CORE |  | EXPORT 2
010082836 | WIRE COILER | 0828-MEC-DD-336-WIRE COILER | MOTOR COUPLINGS INSPECTION | 0828-MEC-DD-336-WIRE COILER MOTOR COUPLINGS INSPECTION | 336 | DD | 4660061 |  |  |  | 2020-08-03 | MAP0369 | MEC | BROKE AND CORE |  | EXPORT 2
010082832 | PULPER FEED BATCH CONVEYOR | 0828-MEC-DD-336-PULPER FEED | BATCH CONV COUPLING INSPECT | 0828-MEC-DD-336-PULPER FEED BATCH CONV COUPLING INSPECT | 336 | DD | 4660062 |  |  |  | 2020-08-03 | MAP0370 | MEC | BROKE AND CORE |  | EXPORT 2
5050045AH | SCREW PRESS 1 | 0045-MEC-DD-336-SCREW PRESS 1 | ALIGNMENT AND INSPECTION | 0045-MEC-DD-336-SCREW PRESS 1 ALIGNMENT AND INSPECTION | 336 | DD | 4660063 |  |  |  | 2020-05-11 | MAP0371 | MEC | UTILITIES | YES | EXPORT 2
5050045AI | SCREW PRESS 2 | 0045-MEC-DD-336-SCREW PRESS 2 | ALIGNMENT AND INSPECTION | 0045-MEC-DD-336-SCREW PRESS 2 ALIGNMENT AND INSPECTION | 336 | DD | 4660064 |  |  |  | 2020-08-03 | MAP0371 | MEC | UTILITIES | YES | EXPORT 2
5050045BD | ETP DAF 1 SYSTEM | 0045-CON-DD-336-ETP DAF 1 | INTERNAL INSPECTION AND CLEAN | 0045-CON-DD-336-ETP DAF 1 INTERNAL INSPECTION AND CLEAN | 336 | DD | 4660065 |  |  |  | 2020-08-03 | MAP0372 | CON | UTILITIES | YES | EXPORT 2
5050045FCD | ETP DAF 1 AIR PNEUMATIC CONTROL BOX | 0045-ELE-DD-336-ETP DAF 1 | INSTRUM CHECK AND CALIBRATION | 0045-ELE-DD-336-ETP DAF 1 INSTRUM CHECK AND CALIBRATION | 336 | DD | 4660066 |  |  |  | 2020-06-22 | MAP0373 | E&I | UTILITIES |  | EXPORT 2
5050045AE | SLUDGE TANK | 0045-CON-DD-336-SLUDGE TANK | NOZZLE INSPECTION AND CLEAN | 0045-CON-DD-336-SLUDGE TANK NOZZLE INSPECTION AND CLEAN | 336 | DD | 4660067 |  |  |  | 2020-08-03 | MAP0374 | CON | UTILITIES | YES | EXPORT 2
5050045BA | EQUALIZATION TANK | 0045-MEC-DD-336-EQUALIZATION | TANK NOZZLE INSPECTION | 0045-MEC-DD-336-EQUALIZATION TANK NOZZLE INSPECTION | 336 | DD | 4660068 |  |  |  | 2020-08-03 | MAP0375 | MEC | UTILITIES |  | EXPORT 2
5050050A | AIR COMPRESSOR 1 | 0050-ELE-DD-336-COMPRESSOR 1 | INSTRUMENT AND VALVE SERVICE | 0050-ELE-DD-336-COMPRESSOR 1 INSTRUMENT AND VALVE SERVICE | 336 | DD | 4660069 |  |  |  | 2020-06-22 | MAP0376 | E&I | UTILITIES |  | EXPORT 2
5050050A | AIR COMPRESSOR 1 | 0050-CON-DD-336-COMPRESSOR 1 | SURGE TEST | 0050-CON-DD-336-COMPRESSOR 1 SURGE TEST | 336 | DD | 4660070 |  |  |  | 2020-05-11 | MAP0377 | CON | UTILITIES | YES | EXPORT 2
5050050B | AIR COMPRESSOR 2 | 0050-CON-DD-336-COMPRESSOR 2 | SURGE TEST | 0050-CON-DD-336-COMPRESSOR 2 SURGE TEST | 336 | DD | 4660075 |  |  |  | 2020-06-22 | MAP0377 | CON | UTILITIES | YES | EXPORT 2
5050050C | AIR COMPRESSOR 3 | 0050-CON-DD-336-COMPRESSOR 3 | SURGE TEST | 0050-CON-DD-336-COMPRESSOR 3 SURGE TEST | 336 | DD | 4660077 |  |  |  | 2020-08-03 | MAP0377 | CON | UTILITIES | YES | EXPORT 2
5050050D | DESSICANT AIR DRYER 1 | 0050-MEC-DD-336-AIR DRYER 1 | ANNUAL INSPECTION | 0050-MEC-DD-336-AIR DRYER 1 ANNUAL INSPECTION | 336 | DD | 4660071 |  |  |  | 2020-05-11 | MAP0378 | MEC | UTILITIES | YES | EXPORT 2
5050050E | DESSICANT AIR DRYER 2 | 0050-MEC-DD-336-AIR DRYER 2 | ANNUAL INSPECTION | 0050-MEC-DD-336-AIR DRYER 2 ANNUAL INSPECTION | 336 | DD | 4660078 |  |  |  | 2020-06-22 | MAP0378 | MEC | UTILITIES | YES | EXPORT 2
5050050F | DESSICANT AIR DRYER 3 | 0050-MEC-DD-336-AIR DRYER 3 | ANNUAL INSPECTION | 0050-MEC-DD-336-AIR DRYER 3 ANNUAL INSPECTION | 336 | DD | 4660080 |  |  |  | 2020-08-03 | MAP0378 | MEC | UTILITIES | YES | EXPORT 2
5050050D | DESSICANT AIR DRYER 1 | 0050-ELE-DD-336-AIR DRYER 1 | ELECTRIC ANNUAL SERVICE | 0050-ELE-DD-336-AIR DRYER 1 ELECTRIC ANNUAL SERVICE | 336 | DD | 4660072 |  |  |  | 2020-06-22 | MAP0379 | E&I | UTILITIES |  | EXPORT 2
5050050E | DESSICANT AIR DRYER 2 | 0050-ELE-DD-336-AIR DRYER 2 | ELECTRIC ANNUAL SERVICE | 0050-ELE-DD-336-AIR DRYER 2 ELECTRIC ANNUAL SERVICE | 336 | DD | 4660079 |  |  |  | 2020-08-03 | MAP0379 | E&I | UTILITIES |  | EXPORT 2
5050050F | DESSICANT AIR DRYER 3 | 0050-ELE-DD-336-AIR DRYER 3 | ELECTRIC ANNUAL SERVICE | 0050-ELE-DD-336-AIR DRYER 3 ELECTRIC ANNUAL SERVICE | 336 | DD | 4660081 |  |  |  | 2020-08-03 | MAP0379 | E&I | UTILITIES |  | EXPORT 2
5050050 | COMPRESSED AIR | 0050-ELE-DD-336-COMPRESSED AIR | SYSTEM ANNUAL INSTRUMENT CHECK | 0050-ELE-DD-336-COMPRESSED AIR SYSTEM ANNUAL INSTRUMENT CHECK | 336 | DD | 4660073 |  |  |  | 2020-06-22 | MAP0380 | E&I | UTILITIES |  | EXPORT 2
5050050B | AIR COMPRESSOR 2 | 0050-ELE-DD-336-COMPRESSOR 2 | INSTRUMENT AND VALVE SERVICE | 0050-ELE-DD-336-COMPRESSOR 2 INSTRUMENT AND VALVE SERVICE | 336 | DD | 4660074 |  |  |  | 2020-08-03 | MAP0381 | E&I | UTILITIES |  | EXPORT 2
5050050C | AIR COMPRESSOR 3 | 0050-ELE-DD-336-COMPRESSOR 3 | INSTRUMENT AND VALVE SERVICE | 0050-ELE-DD-336-COMPRESSOR 3 INSTRUMENT AND VALVE SERVICE | 336 | DD | 4660076 |  |  |  | 2020-08-03 | MAP0382 | E&I | UTILITIES |  | EXPORT 2
0100836Q | COOLING TOWER 1 | 0836-ELE-DD-336-COOLING TOWER | MAKE UP VALVE INSPECTION | 0836-ELE-DD-336-COOLING TOWER MAKE UP VALVE INSPECTION | 336 | DD | 4660083 |  |  |  | 2020-05-11 | MAP0383 | E&I | UTILITIES |  | EXPORT 2
5050045BN | WASTEWATER COLLECTION SUMP PUMP 1 | 0045-MEC-DD-336-WASTE WATER | SUMP PUMP 1 ANNUAL SERVICE | 0045-MEC-DD-336-WASTE WATER SUMP PUMP 1 ANNUAL SERVICE | 336 | DD | 4660085 |  |  |  | 2020-05-11 | MAP0384 | MEC | UTILITIES |  | EXPORT 2
5050045BO | WASTEWATER COLLECTION SUMP PUMP 2 | 0045-MEC-DD-336-WASTE WATER | SUMP PUMP 2 ANNUAL SERVICE | 0045-MEC-DD-336-WASTE WATER SUMP PUMP 2 ANNUAL SERVICE | 336 | DD | 4660086 |  |  |  | 2020-08-03 | MAP0384 | MEC | UTILITIES |  | EXPORT 2
0100832HG | DAF RECOVERED FIBER PUMP | 0832-MEC-DD-364-DAF REC FIBER | ANNUAL PUMP INSPECTION | 0832-MEC-DD-364-DAF REC FIBER ANNUAL PUMP INSPECTION | 364 | DD | 4660088 |  |  |  | 2020-08-03 | MAP0385 | MEC | SULZER PUMPS |  | EXPORT 2
0100834H | CWW MED PRESS SHOWER PUMP | 0834-MEC-DD-364-CWW MP SHOWER | ANNUAL PUMP INSPECTION | 0834-MEC-DD-364-CWW MP SHOWER ANNUAL PUMP INSPECTION | 364 | DD | 4660089 |  |  |  | 2020-08-03 | MAP0385 | MEC | SULZER PUMPS |  | EXPORT 2
0100880M | HOSE STATION BOOSTER PUMP | 0880-MEC-DD-364-HOSE STATION | ANNUAL PUMP INSPECTION | 0880-MEC-DD-364-HOSE STATION ANNUAL PUMP INSPECTION | 364 | DD | 4660090 |  |  |  | 2020-08-03 | MAP0385 | MEC | SULZER PUMPS |  | EXPORT 2
0100833F | TAD FABRIC FLOODED NIP SHOWER PUMP | 0833-MEC-DD-364-TAD FABRIC | FLOODED NIP SHWR PUMP INSPECT | 0833-MEC-DD-364-TAD FABRIC FLOODED NIP SHWR PUMP INSPECT | 364 | DD | 4660091 |  |  |  | 2020-08-03 | MAP0385 | MEC | SULZER PUMPS |  | EXPORT 2
0100832E | BOW SCREEN RECOVERED FIBER PUMP | 0832-MEC-DD-364-BOW SCREEN REC | FIBER ANNUAL PUMP INSPECTION | 0832-MEC-DD-364-BOW SCREEN REC FIBER ANNUAL PUMP INSPECTION | 364 | DD | 4660092 |  |  |  | 2020-08-03 | MAP0385 | MEC | SULZER PUMPS |  | EXPORT 2
0100832G | CONSISTENCY CONTROL PUMP | 0832-MEC-DD-364-CONSISTENCY | CONTROL ANNUAL PUMP INSPECTION | 0832-MEC-DD-364-CONSISTENCY CONTROL ANNUAL PUMP INSPECTION | 364 | DD | 4660093 |  |  |  | 2020-08-03 | MAP0385 | MEC | SULZER PUMPS |  | EXPORT 2
0100833B | TAD TRAY WATER PUMP | 0833-MEC-DD-364-TAD TRAY WATER | ANNUAL PUMP INSPECTION | 0833-MEC-DD-364-TAD TRAY WATER ANNUAL PUMP INSPECTION | 364 | DD | 4660094 |  |  |  | 2020-08-03 | MAP0385 | MEC | SULZER PUMPS |  | EXPORT 2
0100826AD | BROKE DUMP CHEST PUMP 1 | 0826-MEC-DD-364-BROKE DUMP | CHEST 1 ANNUAL PUMP INSPECTION | 0826-MEC-DD-364-BROKE DUMP CHEST 1 ANNUAL PUMP INSPECTION | 364 | DD | 4660095 |  |  |  | 2020-08-03 | MAP0385 | MEC | SULZER PUMPS |  | EXPORT 2
0100826AE | BROKE DUMP CHEST PUMP 2 | 0826-MEC-DD-364-BROKE DUMP | CHEST 2 ANNUAL PUMP INSPECTION | 0826-MEC-DD-364-BROKE DUMP CHEST 2 ANNUAL PUMP INSPECTION | 364 | DD | 4660096 |  |  |  | 2020-08-03 | MAP0385 | MEC | SULZER PUMPS |  | EXPORT 2
0100826KB | BROKE REJECTS TANK PUMP | 0826-MEC-DD-364-BROKE REJECTS | ANNUAL PUMP INSPECTION | 0826-MEC-DD-364-BROKE REJECTS ANNUAL PUMP INSPECTION | 364 | DD | 4660097 |  |  |  | 2020-08-03 | MAP0385 | MEC | SULZER PUMPS |  | EXPORT 2
0100826JB | BROKE ACCEPTS TANK PUMP | 0826-MEC-DD-364-BROKE ACCEPTS | ANNUAL PUMP INSPECTION | 0826-MEC-DD-364-BROKE ACCEPTS ANNUAL PUMP INSPECTION | 364 | DD | 4660098 |  |  |  | 2020-08-03 | MAP0385 | MEC | SULZER PUMPS |  | EXPORT 2
0100830IB | YANKEE BLEND CHEST PUMP | 0830-MEC-DD-364-YANKEE BLEND | CHEST ANNUAL PUMP INSPECTION | 0830-MEC-DD-364-YANKEE BLEND CHEST ANNUAL PUMP INSPECTION | 364 | DD | 4660099 |  |  |  | 2020-06-22 | MAP0385 | MEC | SULZER PUMPS |  | EXPORT 2
0100830EB | CORE BLEND CHEST PUMP | 0830-MEC-DD-364-CORE BLEND | CHEST ANNUAL PUMP INSPECTION | 0830-MEC-DD-364-CORE BLEND CHEST ANNUAL PUMP INSPECTION | 364 | DD | 4660100 |  |  |  | 2020-06-22 | MAP0385 | MEC | SULZER PUMPS |  | EXPORT 2
0100830AB | TAD BLEND CHEST PUMP | 0830-MEC-DD-364-TAD BLEND | CHEST ANNUAL PUMP INSPECTION | 0830-MEC-DD-364-TAD BLEND CHEST ANNUAL PUMP INSPECTION | 364 | DD | 4660101 |  |  |  | 2020-06-22 | MAP0385 | MEC | SULZER PUMPS |  | EXPORT 2
0100830JB | YANKEE MACHINE CHEST PUMP | 0830-MEC-DD-364-YANKEE MACHINE | CHEST ANNUAL PUMP INSPECTION | 0830-MEC-DD-364-YANKEE MACHINE CHEST ANNUAL PUMP INSPECTION | 364 | DD | 4660102 |  |  |  | 2020-06-22 | MAP0385 | MEC | SULZER PUMPS |  | EXPORT 2
0100830FB | CORE MACHINE CHEST PUMP | 0830-MEC-DD-364-CORE MACHINE | CHEST ANNUAL PUMP INSPECTION | 0830-MEC-DD-364-CORE MACHINE CHEST ANNUAL PUMP INSPECTION | 364 | DD | 4660103 |  |  |  | 2020-06-22 | MAP0385 | MEC | SULZER PUMPS |  | EXPORT 2
0100830BB | TAD MACHINE CHEST PUMP | 0830-MEC-DD-364-TAD MACHINE | CHEST ANNUAL PUMP INSPECTION | 0830-MEC-DD-364-TAD MACHINE CHEST ANNUAL PUMP INSPECTION | 364 | DD | 4660104 |  |  |  | 2020-06-22 | MAP0385 | MEC | SULZER PUMPS |  | EXPORT 2
0100826FB | DEFLAKED BROKE CHEST PUMP 1 | 0826-MEC-DD-364-DFLKD BROKE 1 | ANNUAL PUMP INSPECTION | 0826-MEC-DD-364-DFLKD BROKE 1 ANNUAL PUMP INSPECTION | 364 | DD | 4660105 |  |  |  | 2020-06-22 | MAP0385 | MEC | SULZER PUMPS |  | EXPORT 2
0100826FC | DEFLAKED BROKE CHEST PUMP 2 | 0826-MEC-DD-364-DFLKD BROKE 2 | ANNUAL PUMP INSPECTION | 0826-MEC-DD-364-DFLKD BROKE 2 ANNUAL PUMP INSPECTION | 364 | DD | 4660106 |  |  |  | 2020-06-22 | MAP0385 | MEC | SULZER PUMPS |  | EXPORT 2
0100832HE | DAF FEED PUMP | 0832-MEC-DD-364-DAF FEED | ANNUAL PUMP INSPECTION | 0832-MEC-DD-364-DAF FEED ANNUAL PUMP INSPECTION | 364 | DD | 4660107 |  |  |  | 2020-06-22 | MAP0385 | MEC | SULZER PUMPS |  | EXPORT 2
010083627 | VACUUM SYSTEM SEAL PIT PUMP | 0836-MEC-DD-364-VACUUM SEAL | PIT ANNUAL PUMP INSPECTION | 0836-MEC-DD-364-VACUUM SEAL PIT ANNUAL PUMP INSPECTION | 364 | DD | 4660108 |  |  |  | 2020-06-22 | MAP0385 | MEC | SULZER PUMPS |  | EXPORT 2
0100833D | CLARIFIED TAD TRAY WATER PUMP | 0833-MEC-DD-364-CLARIFIED TAD | TRAY ANNUAL PUMP INSPECTION | 0833-MEC-DD-364-CLARIFIED TAD TRAY ANNUAL PUMP INSPECTION | 364 | DD | 4660109 |  |  |  | 2020-06-22 | MAP0385 | MEC | SULZER PUMPS |  | EXPORT 2
0100832L | UTM AND BROKE PULPER FILL PUMP | 0832-MEC-DD-364-UTM BROKE PLPR | FILL ANNUAL PUMP INSPECTION | 0832-MEC-DD-364-UTM BROKE PLPR FILL ANNUAL PUMP INSPECTION | 364 | DD | 4660110 |  |  |  | 2020-06-22 | MAP0385 | MEC | SULZER PUMPS |  | EXPORT 2
0100834B | CLARIFIED WHITE WATER PUMP | 0834-MEC-DD-364-CWW | ANNUAL PUMP INSPECTION | 0834-MEC-DD-364-CWW ANNUAL PUMP INSPECTION | 364 | DD | 4660111 |  |  |  | 2020-06-22 | MAP0385 | MEC | SULZER PUMPS |  | EXPORT 2
0100828B | BROKE PULPER DUMP PUMP | 0828-MEC-DD-364-BROKE PLPR | DUMP ANNUAL PUMP INSPECTION | 0828-MEC-DD-364-BROKE PLPR DUMP ANNUAL PUMP INSPECTION | 364 | DD | 4660112 |  |  |  | 2020-06-22 | MAP0385 | MEC | SULZER PUMPS |  | EXPORT 2
0100821AE | DUMP PUMP | 0821-MEC-DD-364-BALE PULPER 1 | ANNUAL PUMP INSPECTION | 0821-MEC-DD-364-BALE PULPER 1 ANNUAL PUMP INSPECTION | 364 | DD | 4660113 |  |  |  | 2020-05-11 | MAP0385 | MEC | SULZER PUMPS |  | EXPORT 2
0100821BE | DUMP PUMP | 0821-MEC-DD-364-BALE PULPER 2 | ANNUAL PUMP INSPECTION | 0821-MEC-DD-364-BALE PULPER 2 ANNUAL PUMP INSPECTION | 364 | DD | 4660114 |  |  |  | 2020-05-11 | MAP0385 | MEC | SULZER PUMPS |  | EXPORT 2
0100832NB | WIRE PIT PUMP | 0832-MEC-DD-364-WIRE PIT | ANNUAL PUMP INSPECTION | 0832-MEC-DD-364-WIRE PIT ANNUAL PUMP INSPECTION | 364 | DD | 4660115 |  |  |  | 2020-05-11 | MAP0385 | MEC | SULZER PUMPS |  | EXPORT 2
0100832K | BALE PULPER FILL PUMP | 0832-MEC-DD-364-BALE PULPER | FILL ANNUAL PUMP INSPECTION | 0832-MEC-DD-364-BALE PULPER FILL ANNUAL PUMP INSPECTION | 364 | DD | 4660116 |  |  |  | 2020-05-11 | MAP0385 | MEC | SULZER PUMPS |  | EXPORT 2
0100833G | TAD FABRIC HI PRESS FAN SHOWER PUMP | 0833-MEC-DD-364-TAD FABRIC HP | FAN SHWR ANNUAL PUMP INSPECT | 0833-MEC-DD-364-TAD FABRIC HP FAN SHWR ANNUAL PUMP INSPECT | 364 | DD | 4660117 |  |  |  | 2020-05-11 | MAP0385 | MEC | SULZER PUMPS |  | EXPORT 2
0100880C | WARM FRESH WATER HIGH PRESSURE SHOWER PUMP | 0880-MEC-DD-364-WFW HP SHOWER | ANNUAL PUMP INSPECTION | 0880-MEC-DD-364-WFW HP SHOWER ANNUAL PUMP INSPECTION | 364 | DD | 4660118 |  |  |  | 2020-05-11 | MAP0385 | MEC | SULZER PUMPS |  | EXPORT 2
0100880A | EDGE TRIM AND TAIL SQUIRT SHOWER PUMP | 0880-MEC-DD-364-EDGE TRIM SHWR | ANNUAL PUMP INSPECTION | 0880-MEC-DD-364-EDGE TRIM SHWR ANNUAL PUMP INSPECTION | 364 | DD | 4660119 |  |  |  | 2020-05-11 | MAP0385 | MEC | SULZER PUMPS |  | EXPORT 2
5050045BI | RECYCLE WATER PUMP 1 | 0045-MEC-DD-364-RECYCLE WATER | 1 ANNUAL PUMP INSPECTION | 0045-MEC-DD-364-RECYCLE WATER 1 ANNUAL PUMP INSPECTION | 364 | DD | 4660120 |  |  |  | 2020-05-11 | MAP0385 | MEC | SULZER PUMPS |  | EXPORT 2
5050045BJ | RECYCLE WATER PUMP 2 | 0045-MEC-DD-364-RECYCLE WATER | 2 ANNUAL PUMP INSPECTION | 0045-MEC-DD-364-RECYCLE WATER 2 ANNUAL PUMP INSPECTION | 364 | DD | 4660121 |  |  |  | 2020-05-11 | MAP0385 | MEC | SULZER PUMPS |  | EXPORT 2
0100834G | CWW MISC SHOWER PUMP | 0834-MEC-DD-364-CWW MISC SHWR | ANNUAL PUMP INSPECTION | 0834-MEC-DD-364-CWW MISC SHWR ANNUAL PUMP INSPECTION | 364 | DD | 4660122 |  |  |  | 2020-05-11 | MAP0385 | MEC | SULZER PUMPS |  | EXPORT 2
0100880E | WARM FRESH WATER MAKEUP PUMP | 0880-MEC-DD-364-WFW MAKEUP | ANNUAL PUMP INSPECTION | 0880-MEC-DD-364-WFW MAKEUP ANNUAL PUMP INSPECTION | 364 | DD | 4660123 |  |  |  | 2020-05-11 | MAP0385 | MEC | SULZER PUMPS |  | EXPORT 2
0100880D | WARM FRESH WATER LOW PRESSURE SHOWER PUMP | 0880-MEC-DD-364-WFW LP SHOWER | ANNUAL PUMP INSPECTION | 0880-MEC-DD-364-WFW LP SHOWER ANNUAL PUMP INSPECTION | 364 | DD | 4660124 |  |  |  | 2020-05-11 | MAP0385 | MEC | SULZER PUMPS |  | EXPORT 2
0100836XA | DB TAD SEAL PIT PUMP | 0836-MEC-DD-364-DB TAD SEAL | PIT ANNUAL PUMP INSPECTION | 0836-MEC-DD-364-DB TAD SEAL PIT ANNUAL PUMP INSPECTION | 364 | DD | 4660125 |  |  |  | 2020-09-14 | MAP0385 | MEC | SULZER PUMPS |  | EXPORT 2
0100844BC | ATMOSPHERIC CONDT RECEIVER PUMP 1 | 0844-MEC-DD-364-CONDT RECEIVER | ANNUAL PUMP INSPECTION | 0844-MEC-DD-364-CONDT RECEIVER ANNUAL PUMP INSPECTION | 364 | DD | 4660126 |  |  |  | 2020-09-14 | MAP0385 | MEC | SULZER PUMPS |  | EXPORT 2
0100880H | SEAL WATER PUMP 1 | 0880-MEC-DD-364-SEAL WATER 1 | ANNUAL PUMP INSPECTION | 0880-MEC-DD-364-SEAL WATER 1 ANNUAL PUMP INSPECTION | 364 | DD | 4660127 |  |  |  | 2020-09-14 | MAP0385 | MEC | SULZER PUMPS |  | EXPORT 2
0100880I | SEAL WATER PUMP 2 | 0880-MEC-DD-364-SEAL WATER 2 | ANNUAL PUMP INSPECTION | 0880-MEC-DD-364-SEAL WATER 2 ANNUAL PUMP INSPECTION | 364 | DD | 4660128 |  |  |  | 2020-09-14 | MAP0385 | MEC | SULZER PUMPS |  | EXPORT 2
0100880J | CFW PROCESS PUMP 1 | 0880-MEC-DD-364-CFW PROCESS 1 | ANNUAL PUMP INSPECTION | 0880-MEC-DD-364-CFW PROCESS 1 ANNUAL PUMP INSPECTION | 364 | DD | 4660129 |  |  |  | 2020-09-14 | MAP0385 | MEC | SULZER PUMPS |  | EXPORT 2
0100880K | CFW PROCESS PUMP 2 | 0880-MEC-DD-364-CFW PROCESS 2 | ANNUAL PUMP INSPECTION | 0880-MEC-DD-364-CFW PROCESS 2 ANNUAL PUMP INSPECTION | 364 | DD | 4660130 |  |  |  | 2020-09-14 | MAP0385 | MEC | SULZER PUMPS |  | EXPORT 2
0100834E | CWW HI PRESS SHOWER PUMP 1 | 0834-MEC-DD-364-CWW HP SHOWER | ANNUAL PUMP INSPECTION | 0834-MEC-DD-364-CWW HP SHOWER ANNUAL PUMP INSPECTION | 364 | DD | 4660131 |  |  |  | 2020-09-14 | MAP0385 | MEC | SULZER PUMPS |  | EXPORT 2
5050045BB | EQUALIZATION TANK DISCH PUMP 1 | 0045-MEC-DD-364-EQUALIZATION | TANK ANNUAL PUMP INSPECTION | 0045-MEC-DD-364-EQUALIZATION TANK ANNUAL PUMP INSPECTION | 364 | DD | 4660132 |  |  |  | 2020-09-14 | MAP0385 | MEC | SULZER PUMPS |  | EXPORT 2
5050045BF | ETP DAF SLUDGE PUMP 1 | 0045-MEC-DD-364-ETP DAF SLUDGE | 1 ANNUAL PUMP INSPECTION | 0045-MEC-DD-364-ETP DAF SLUDGE 1 ANNUAL PUMP INSPECTION | 364 | DD | 4660133 |  |  |  | 2020-09-14 | MAP0385 | MEC | SULZER PUMPS |  | EXPORT 2
5050045BG | ETP DAF SLUDGE PUMP 2 | 0045-MEC-DD-364-ETP DAF SLUDGE | 2 ANNUAL PUMP INSPECTION | 0045-MEC-DD-364-ETP DAF SLUDGE 2 ANNUAL PUMP INSPECTION | 364 | DD | 4660134 |  |  |  | 2020-09-14 | MAP0385 | MEC | SULZER PUMPS |  | EXPORT 2
5050045AC | SLUDGE PUMP 1 | 0045-MEC-DD-364-SLUDGE 1 | ANNUAL PUMP INSPECTION | 0045-MEC-DD-364-SLUDGE 1 ANNUAL PUMP INSPECTION | 364 | DD | 4660135 |  |  |  | 2020-09-14 | MAP0385 | MEC | SULZER PUMPS |  | EXPORT 2
5050045AD | SLUDGE PUMP 2 | 0045-MEC-DD-364-SLUDGE 2 | ANNUAL PUMP INSPECTION | 0045-MEC-DD-364-SLUDGE 2 ANNUAL PUMP INSPECTION | 364 | DD | 4660136 |  |  |  | 2020-09-14 | MAP0385 | MEC | SULZER PUMPS |  | EXPORT 2
5050045AA | FLOCCULATION TANK 1 | 0045-UFO-DD-672-FLOCC TANK 1 | GEARBOX INSPECTION | 0045-UFO-DD-672-FLOCC TANK 1 GEARBOX INSPECTION | 672 | DD | 4660138 |  |  |  | 2021-07-12 | MAP0386 | UFO | UTILITIES | YES | EXPORT 2
5050045AB | FLOCCULATION TANK 2 | 0045-UFO-DD-672-FLOCC TANK 2 | GEARBOX INSPECTION | 0045-UFO-DD-672-FLOCC TANK 2 GEARBOX INSPECTION | 672 | DD | 4660139 |  |  |  | 2021-07-12 | MAP0387 | UFO | UTILITIES | YES | EXPORT 2
5050045AF | PRE THICKENER 1 | 0045-UFO-DD-672-PRETHICKENER 1 | GEARBOX AND SHOWER INSPECTION | 0045-UFO-DD-672-PRETHICKENER 1 GEARBOX AND SHOWER INSPECTION | 672 | DD | 4660140 |  |  |  | 2021-07-12 | MAP0388 | UFO | UTILITIES | YES | EXPORT 2
5050045AG | PRE THICKENER 2 | 0045-UFO-DD-672-PRETHICKENER 2 | GEARBOX AND SHOWER INSPECTION | 0045-UFO-DD-672-PRETHICKENER 2 GEARBOX AND SHOWER INSPECTION | 672 | DD | 4660141 |  |  |  | 2021-07-12 | MAP0388 | UFO | UTILITIES | YES | EXPORT 2
5050045BI | RECYCLE WATER PUMP 1 | 0045-MEC-DD-728-RECYCLE WATER | 1 BIENNIAL PUMP INSPECTION | 0045-MEC-DD-728-RECYCLE WATER 1 BIENNIAL PUMP INSPECTION | 728 | DD | 4660146 |  |  |  | 2021-08-26 | MAP0389 | MEC | SULZER PUMPS | YES | EXPORT 2
5050045BJ | RECYCLE WATER PUMP 2 | 0045-MEC-DD-728-RECYCLE WATER | 2 BIENNIAL PUMP INSPECTION | 0045-MEC-DD-728-RECYCLE WATER 2 BIENNIAL PUMP INSPECTION | 728 | DD | 4660148 |  |  |  | 2021-08-26 | MAP0389 | MEC | SULZER PUMPS | YES | EXPORT 2
0100834G | CWW MISC SHOWER PUMP | 0834-MEC-DD-728-CWW MISC SHWR | BIENNIAL PUMP INSPECTION | 0834-MEC-DD-728-CWW MISC SHWR BIENNIAL PUMP INSPECTION | 728 | DD | 4660150 |  |  |  | 2021-08-26 | MAP0389 | MEC | SULZER PUMPS | YES | EXPORT 2
0100880E | WARM FRESH WATER MAKEUP PUMP | 0880-MEC-DD-728-WFW MAKEUP | BIENNIAL PUMP INSPECTION | 0880-MEC-DD-728-WFW MAKEUP BIENNIAL PUMP INSPECTION | 728 | DD | 4660151 |  |  |  | 2021-08-26 | MAP0389 | MEC | SULZER PUMPS | YES | EXPORT 2
0100880D | WARM FRESH WATER LOW PRESSURE SHOWER PUMP | 0880-MEC-DD-728-WFW LP SHOWER | BIENNIAL PUMP INSPECTION | 0880-MEC-DD-728-WFW LP SHOWER BIENNIAL PUMP INSPECTION | 728 | DD | 4660152 |  |  |  | 2021-08-26 | MAP0389 | MEC | SULZER PUMPS | YES | EXPORT 2
0100836XA | DB TAD SEAL PIT PUMP | 0836-MEC-DD-728-DB TAD SEAL | PIT BIENNIAL PUMP INSPECTION | 0836-MEC-DD-728-DB TAD SEAL PIT BIENNIAL PUMP INSPECTION | 728 | DD | 4660153 |  |  |  | 2021-08-26 | MAP0389 | MEC | SULZER PUMPS | YES | EXPORT 2
0100844BC | ATMOSPHERIC CONDT RECEIVER PUMP 1 | 0844-MEC-DD-728-CONDT RECEIVER | BIENNIAL PUMP INSPECTION | 0844-MEC-DD-728-CONDT RECEIVER BIENNIAL PUMP INSPECTION | 728 | DD | 4660154 |  |  |  | 2021-09-06 | MAP0389 | MEC | SULZER PUMPS | YES | EXPORT 2
0100880H | SEAL WATER PUMP 1 | 0880-MEC-DD-728-SEAL WATER 1 | BIENNIAL PUMP INSPECTION | 0880-MEC-DD-728-SEAL WATER 1 BIENNIAL PUMP INSPECTION | 728 | DD | 4660155 |  |  |  | 2021-09-06 | MAP0389 | MEC | SULZER PUMPS | YES | EXPORT 2
0100880I | SEAL WATER PUMP 2 | 0880-MEC-DD-728-SEAL WATER 2 | BIENNIAL PUMP INSPECTION | 0880-MEC-DD-728-SEAL WATER 2 BIENNIAL PUMP INSPECTION | 728 | DD | 4660156 |  |  |  | 2021-09-06 | MAP0389 | MEC | SULZER PUMPS | YES | EXPORT 2
0100880J | CFW PROCESS PUMP 1 | 0880-MEC-DD-728-CFW PROCESS 1 | BIENNIAL PUMP INSPECTION | 0880-MEC-DD-728-CFW PROCESS 1 BIENNIAL PUMP INSPECTION | 728 | DD | 4660157 |  |  |  | 2021-09-06 | MAP0389 | MEC | SULZER PUMPS | YES | EXPORT 2
0100880K | CFW PROCESS PUMP 2 | 0880-MEC-DD-728-CFW PROCESS 2 | BIENNIAL PUMP INSPECTION | 0880-MEC-DD-728-CFW PROCESS 2 BIENNIAL PUMP INSPECTION | 728 | DD | 4660158 |  |  |  | 2021-09-06 | MAP0389 | MEC | SULZER PUMPS | YES | EXPORT 2
0100834E | CWW HI PRESS SHOWER PUMP 1 | 0834-MEC-DD-728-CWW HP SHOWER | BIENNIAL PUMP INSPECTION | 0834-MEC-DD-728-CWW HP SHOWER BIENNIAL PUMP INSPECTION | 728 | DD | 4660159 |  |  |  | 2021-09-06 | MAP0389 | MEC | SULZER PUMPS | YES | EXPORT 2
5050045BB | EQUALIZATION TANK DISCH PUMP 1 | 0045-MEC-DD-728-EQUALIZATION | TANK BIENNIAL PUMP INSPECTION | 0045-MEC-DD-728-EQUALIZATION TANK BIENNIAL PUMP INSPECTION | 728 | DD | 4660160 |  |  |  | 2021-09-06 | MAP0389 | MEC | SULZER PUMPS | YES | EXPORT 2
5050045BF | ETP DAF SLUDGE PUMP 1 | 0045-MEC-DD-728-ETP DAF SLUDGE | 1 BIENNIAL PUMP INSPECTION | 0045-MEC-DD-728-ETP DAF SLUDGE 1 BIENNIAL PUMP INSPECTION | 728 | DD | 4660161 |  |  |  | 2021-09-06 | MAP0389 | MEC | SULZER PUMPS | YES | EXPORT 2
5050045BG | ETP DAF SLUDGE PUMP 2 | 0045-MEC-DD-728-ETP DAF SLUDGE | 2 BIENNIAL PUMP INSPECTION | 0045-MEC-DD-728-ETP DAF SLUDGE 2 BIENNIAL PUMP INSPECTION | 728 | DD | 4660162 |  |  |  | 2021-09-06 | MAP0389 | MEC | SULZER PUMPS | YES | EXPORT 2
5050045AC | SLUDGE PUMP 1 | 0045-MEC-DD-728-SLUDGE 1 | BIENNIAL PUMP INSPECTION | 0045-MEC-DD-728-SLUDGE 1 BIENNIAL PUMP INSPECTION | 728 | DD | 4660163 |  |  |  | 2021-09-06 | MAP0389 | MEC | SULZER PUMPS | YES | EXPORT 2
5050045AD | SLUDGE PUMP 2 | 0045-MEC-DD-728-SLUDGE 2 | BIENNIAL PUMP INSPECTION | 0045-MEC-DD-728-SLUDGE 2 BIENNIAL PUMP INSPECTION | 728 | DD | 4660164 |  |  |  | 2021-09-06 | MAP0389 | MEC | SULZER PUMPS | YES | EXPORT 2
01008 | M8 | 0800-MEC-IRD-728-M8 PUMPS | EXTERNAL SURFACE INSPECTION | 0800-MEC-IRD-728-M8 PUMPS EXTERNAL SURFACE INSPECTION | 728 | IRD | 4660147 |  |  |  | 2021-08-26 | MAP0390 | MEC | SULZER PUMPS | YES | EXPORT 2
5050045 | EFFLUENT TREATMENT PLANT SYSTEM | 0045-UFO-IRD-728-ETP PUMPS | EXTERNAL SURFACE INSPECTION | 0045-UFO-IRD-728-ETP PUMPS EXTERNAL SURFACE INSPECTION | 728 | IRD | 4660149 |  |  |  | 2021-08-26 | MAP0390 | UFO | SULZER PUMPS | YES | EXPORT 2
01008 | M8 | 0800-MEC-IRD-90-M8 PUMPS | COUPLING STROBOSCOPE INSPECT 2 | 0800-MEC-IRD-90-M8 PUMPS COUPLING STROBOSCOPE INSPECT 2 | 90 | IRD | 3957229 |  |  |  | 2019-12-03 | MAP0393 | MEC | SULZER PUMPS |  | EXPORT 2
5050050A | AIR COMPRESSOR 1 | 0050-CON-DD-1463-COMPRESSOR 1 | MAJOR SERVICE BY OEM | 0050-CON-DD-1463-COMPRESSOR 1 MAJOR SERVICE BY OEM | 1463 | DD | 4660175 |  |  |  | 2023-09-11 | MAP0391 | CON | UTILITIES | YES | EXPORT 2
5050050B | AIR COMPRESSOR 2 | 0050-CON-DD-1463-COMPRESSOR 2 | MAJOR SERVICE BY OEM | 0050-CON-DD-1463-COMPRESSOR 2 MAJOR SERVICE BY OEM | 1463 | DD | 4660176 |  |  |  | 2023-09-11 | MAP0391 | CON | UTILITIES | YES | EXPORT 2
5050050C | AIR COMPRESSOR 3 | 0050-CON-DD-1463-COMPRESSOR 3 | MAJOR SERVICE BY OEM | 0050-CON-DD-1463-COMPRESSOR 3 MAJOR SERVICE BY OEM | 1463 | DD | 4660177 |  |  |  | 2023-09-11 | MAP0391 | CON | UTILITIES | YES | EXPORT 2
01008 | M8 | 0800-MEC-IRD-180-M8 PUMPS | COUPLING STROBOSCOPE INSPECT 3 | 0800-MEC-IRD-180-M8 PUMPS COUPLING STROBOSCOPE INSPECT 3 | 180 | IRD | 4660029 |  |  |  | 2020-03-04 | MAP0392 | MEC | SULZER PUMPS |  | EXPORT 2
5050030 | STEAM GENERATION | 0030-IR-IRD-42-BOILER PUMPS | IR THERMOGRAPHY BOILER ROUTE | 0030-IR-IRD-42-BOILER PUMPS IR THERMOGRAPHY BOILER ROUTE | 42 | IRD | 3956855 |  |  |  | 2019-10-14 | MARIR004 | REL | BOILER |  | EXPORT 1
5050045 | EFFLUENT TREATMENT PLANT SYSTEM | 0045-REL-IRD-60-ETP PUMP MOTOR | IR THERMOGRAPHY ETP ROUTE | 0045-REL-IRD-60-ETP PUMP MOTOR IR THERMOGRAPHY ETP ROUTE | 60 | IRD | 3957150 |  |  |  | 2019-11-08 | MARIR005 | REL | SULZER PUMPS |  | EXPORT 2
01008 | M8 | 0800-REL-IRD-30-M8 PUMP MOTORS | IR THERMOGRAPHY MILL ROUTE 1 | 0800-REL-IRD-30-M8 PUMP MOTORS IR THERMOGRAPHY MILL ROUTE 1 | 30 | IRD | 3957098 |  |  |  | 2019-10-09 | MARIR006 | REL | SULZER PUMPS |  | EXPORT 2
01008 | M8 | 0800-REL-IRD-60-M8 PUMP MOTORS | IR THERMOGRAPHY MILL ROUTE 2 | 0800-REL-IRD-60-M8 PUMP MOTORS IR THERMOGRAPHY MILL ROUTE 2 | 60 | IRD | 3957149 |  |  |  | 2019-11-01 | MARIR007 | REL | SULZER PUMPS |  | EXPORT 2
5050030 | STEAM GENERATION | 0030-VIB-IRD-28-BOILER AREA | MONTHLY VIBRATION ROUTE BOILER | 0030-VIB-IRD-28-BOILER AREA MONTHLY VIBRATION ROUTE BOILER | 28 | IRD | 3956859 |  |  |  | 2019-09-30 | MARVIB003 | BAV | BOILER |  | EXPORT 1
MA010 | PAPER MILL GENERAL | 0870-MEC-IRD-7-TM 8 DRIVE SIDE | DMSI INSPECTION | 0870-MEC-IRD-7-TM 8 DRIVE SIDE DMSI INSPECTION | 7 | IRD | 3956902 |  |  |  | 2019-09-09 | MARVIS001 | MEC | DMSI |  | EXPORT 1
MA010 | PAPER MILL GENERAL | 0870-MEC-IRD-7-TM 8 OP SIDE | DMSI INSPECTION | 0870-MEC-IRD-7-TM 8 OP SIDE DMSI INSPECTION | 7 | IRD | 3956903 |  |  |  | 2019-09-09 | MARVIS002 | MEC | DMSI |  | EXPORT 1
MA010 | PAPER MILL GENERAL | 0870-MEC-IRD-7-TM 8 BASEMENT | DMSI INSPECTION | 0870-MEC-IRD-7-TM 8 BASEMENT DMSI INSPECTION | 7 | IRD | 3956904 |  |  |  | 2019-09-09 | MARVIS003 | MEC | DMSI |  | EXPORT 1
MA010 | PAPER MILL GENERAL | 0870-MEC-IRD-7-TM 8 MACH FLOOR | DMSI INSPECTION | 0870-MEC-IRD-7-TM 8 MACH FLOOR DMSI INSPECTION | 7 | IRD | 3957062 |  |  |  | 2019-09-09 | MARVIS004 | MEC | DMSI |  | EXPORT 1
MA010 | PAPER MILL GENERAL | 0870-MEC-IRD-7-TM 8 MEZZANINE | DMSI INSPECTION | 0870-MEC-IRD-7-TM 8 MEZZANINE DMSI INSPECTION | 7 | IRD | 3957063 |  |  |  | 2019-09-09 | MARVIS005 | MEC | DMSI |  | EXPORT 1
0100864E | REEL AND TAD SCANNER SUPPLY SYSTEM | 0864-ELE-DD-21-SCANNER SUPPLY | SCANNER FAN FILTER CHANGE | 0864-ELE-DD-21-SCANNER SUPPLY SCANNER FAN FILTER CHANGE | 21 | DD | 3956802 |  | 1 |  | 2019-09-23 | MAS0009 | E&I | 120D | YES | EXPORT 1
0100870C | TAD SECTION | 0870-OPE-DD-21-TAD SECTION | TAD Change | 0870-OPE-DD-21-TAD SECTION TAD Change | 21 | DD | 3956986 |  |  |  | 2019-09-23 | MAS0010 | OPE | OPERATIONAL TASKS | YES | EXPORT 1
0100864C | ADVANTAGE RUN BLOW BOX SYSTEM | 0864-ELE-DD-42-BLOW BOX | TISSUE BLOW BOX FILTERS | 0864-ELE-DD-42-BLOW BOX TISSUE BLOW BOX FILTERS | 42 | DD | 3956801 |  | 0.5 |  | 2019-10-07 | MAS0011 | E&I | 120D |  | EXPORT 1
0100870C | TAD SECTION | 0870-ELE-IDD-42-TAD AIR | FILTER CHANGE | 0870-ELE-IDD-42-TAD AIR FILTER CHANGE | 42 | IDD | 3956825 |  | 4 |  | 2019-10-07 | MAS0012 | E&I | 120D |  | EXPORT 1
0100870H | REEL SECTION | 0870-ELE-DD-42-REEL | CALIBRATE ENCODER | 0870-ELE-DD-42-REEL CALIBRATE ENCODER | 42 | DD | 3956830 |  | 2 |  | 2019-09-23 | MAS0013 | E&I | 120D |  | EXPORT 1
0100870NA | IQ REEL SCANNER | 0870-ELE-IRD-42-REEL SCANNER | TEST AND CALIBRATION | 0870-ELE-IRD-42-REEL SCANNER TEST AND CALIBRATION | 42 | IRD | 3956844 |  |  |  | 2019-09-30 | MAS0014 | E&I | 120D |  | EXPORT 1
0100870NB | IQ TAD SCANNER | 0870-ELE-IRD-42-IQ TAD SCANNER | TEST AND CALIBRATION | 0870-ELE-IRD-42-IQ TAD SCANNER TEST AND CALIBRATION | 42 | IRD | 3956849 |  |  |  | 2019-09-23 | MAS0014 | E&I | 120D |  | EXPORT 1
0100845 | CHEMICAL SYSTEMS | 0845-OPE-DD-42-CHEMICAL FILTER | Chemical Filter Routine | 0845-OPE-DD-42-CHEMICAL FILTER Chemical Filter Routine | 42 | DD | 3956963 |  |  |  | 2019-10-14 | MAS0015 | OPE | OPERATIONAL TASKS |  | EXPORT 1
0100845 | CHEMICAL SYSTEMS | 0845-OPE-IRD-42-CHEMICAL PUMP | Change Over Routine | 0845-OPE-IRD-42-CHEMICAL PUMP Change Over Routine | 42 | IRD | 3956966 |  |  |  | 2019-10-14 | MAS0016 | OPE | OPERATIONAL TASKS |  | EXPORT 1
0100870H | REEL SECTION | 0870-OPE-QI-42-REEL SECTION | REPLACE FILTER ON GLUE PUMP | 0870-OPE-QI-42-REEL SECTION REPLACE FILTER ON GLUE PUMP | 42 | QI | 3957024 |  |  |  | 2019-09-23 | MAS0017 | OPE | OPERATIONAL TASKS | YES | EXPORT 1
0100870B | FORMING SECTION | 0870-OPE-DD-84-ROLL DR BLADES | ROLL DOCTOR BLADE ROUTINE | 0870-OPE-DD-84-ROLL DR BLADES ROLL DOCTOR BLADE ROUTINE | 84 | DD | 3956982 |  |  |  | 2019-11-18 | MAS0018 | OPE | OPERATIONAL TASKS |  | EXPORT 1
0100870D | YANKEE SECTION | 0870-OPE-DD-84-YANKEE SECTION | REPLACE SPRAY BOOM SHOWER | 0870-OPE-DD-84-YANKEE SECTION REPLACE SPRAY BOOM SHOWER | 84 | DD | 3957016 |  |  |  | 2019-11-18 | MAS0019 | OPE | OPERATIONAL TASKS | YES | EXPORT 1
0100870H | REEL SECTION | 0870-OPE-DD-84-REEL SECTION | Belt Change | 0870-OPE-DD-84-REEL SECTION Belt Change | 84 | DD | 3957022 |  |  |  | 2019-11-18 | MAS0020 | OPE | OPERATIONAL TASKS | YES | EXPORT 1
0100870B | FORMING SECTION | 0870-OPE-DD-84-FORMING SECTION | INNER WIRE CHANGE | 0870-OPE-DD-84-FORMING SECTION INNER WIRE CHANGE | 84 | DD | 3956983 |  |  |  | 2019-11-18 | MAS0021 | OPE | OPERATIONAL TASKS |  | EXPORT 1
0100870B | FORMING SECTION | 0870-OPE-DD-84-FORMING SECTION | OUTER WIRE CHANGE | 0870-OPE-DD-84-FORMING SECTION OUTER WIRE CHANGE | 84 | DD | 3956984 |  |  |  | 2019-11-18 | MAS0022 | OPE | OPERATIONAL TASKS |  | EXPORT 1
0100870H | REEL SECTION | 0870-ELE-DD-84-REEL | REPLACE HIGH PRESSURE HOSES | 0870-ELE-DD-84-REEL REPLACE HIGH PRESSURE HOSES | 84 | DD | 3956832 |  | 2 |  | 2019-11-18 | MAS0023 | E&I | 120D | YES | EXPORT 1
0100870HKB | WATER JET HI PRESS PUMP | 0870-MEC-DD-84-HI PRESS PUMP | WATER JET PUMP FLTR CHANGE | 0870-MEC-DD-84-HI PRESS PUMP WATER JET PUMP FLTR CHANGE | 84 | DD | 3956838 |  |  |  | 2019-11-18 | MAS0024 | MEC | 120D | YES | EXPORT 1
0100870 | PAPER MACHINE | 0870-OPE-IRD-84-PAPER SAMPLE | TEST AND CALIBRATE | 0870-OPE-IRD-84-PAPER SAMPLE TEST AND CALIBRATE | 84 | IRD | 3956977 |  |  |  | 2019-10-07 | MAS0025 | OPE | OPERATIONAL TASKS |  | EXPORT 1
0100870 | PAPER MACHINE | 0870-ELE-DD-126-PALM GUIDES | Inspect and Change Palm guides | 0870-ELE-DD-126-PALM GUIDES Inspect and Change Palm guides | 126 | DD | 3956820 |  | 4 |  | 2019-10-07 | MAS0026 | E&I | 120D | YES | EXPORT 1
5050030E | BOILER SYSTEM | 0030-ELE-DD-168-BOILER INSTRUM | CALIBRATION AND CTRL LOOP CHCK | 0030-ELE-DD-168-BOILER INSTRUM CALIBRATION AND CTRL LOOP CHCK | 168 | DD | 3956888 |  |  |  | 2019-12-30 | MAS0027 | E&I | BOILER |  | EXPORT 1
0100845LBA | PVOH MAKEDOWN TANK | 0845-ELE-DD-168-LOAD CELLS | CALIBRATE SKID TANK LOAD CELLS | 0845-ELE-DD-168-LOAD CELLS CALIBRATE SKID TANK LOAD CELLS | 168 | DD | 3956799 |  |  |  | 2019-11-18 | MAS0028 | E&I | 120D |  | EXPORT 1
0100870 | PAPER MACHINE | 0870-OPE-DD-168-CLEAN/CHANGE | Headbox CLEANING SHOWER | 0870-OPE-DD-168-CLEAN/CHANGE Headbox CLEANING SHOWER | 168 | DD | 3956975 |  |  |  | 2019-11-18 | MAS0029 | OPE | OPERATIONAL TASKS |  | EXPORT 1
0100870BZU | INNER WIRE CHEMICAL SHOWER | 0870-OPE-DD-168-CLEAN/CHANGE | IW CHEMICAL SHOWER | 0870-OPE-DD-168-CLEAN/CHANGE IW CHEMICAL SHOWER | 168 | DD | 3957026 |  |  |  | 2019-11-18 | MAS0029 | OPE | OPERATIONAL TASKS |  | EXPORT 1
0100870BZR | INNER WIRE EDGE TRIM SHOWER | 0870-OPE-DD-168-CLEAN/CHANGE | IW EDGE TRIM SHOWER | 0870-OPE-DD-168-CLEAN/CHANGE IW EDGE TRIM SHOWER | 168 | DD | 3957027 |  |  |  | 2019-11-18 | MAS0029 | OPE | OPERATIONAL TASKS |  | EXPORT 1
0100870BZP | INNER WIRE OSCILLATING HIGH PRESSURE NEEDLE SHOWER | 0870-OPE-DD-168-CLEAN/CHANGE | IW oscillating hp needle SHWR | 0870-OPE-DD-168-CLEAN/CHANGE IW oscillating hp needle SHWR | 168 | DD | 3957028 |  |  |  | 2019-11-18 | MAS0029 | OPE | OPERATIONAL TASKS |  | EXPORT 1
0100870BZT | INNER WIRE PAN FLUSHING SHOWER | 0870-OPE-DD-168-CLEAN/CHANGE | IW pan flushing SHOWER | 0870-OPE-DD-168-CLEAN/CHANGE IW pan flushing SHOWER | 168 | DD | 3957029 |  |  |  | 2019-11-18 | MAS0029 | OPE | OPERATIONAL TASKS |  | EXPORT 1
0100870BZL | INNER WIRE ROLL LUBRICATION SHOWER 2 | 0870-OPE-DD-168-CLEAN/CHANGE | IW roll lubrication SHOWER 2 | 0870-OPE-DD-168-CLEAN/CHANGE IW roll lubrication SHOWER 2 | 168 | DD | 3957030 |  |  |  | 2019-11-18 | MAS0029 | OPE | OPERATIONAL TASKS |  | EXPORT 1
0100870BZM | INNER WIRE ROLL LUBRICATION SHOWER 3 | 0870-OPE-DD-168-CLEAN/CHANGE | IW roll lubrication SHOWER 3 | 0870-OPE-DD-168-CLEAN/CHANGE IW roll lubrication SHOWER 3 | 168 | DD | 3957031 |  |  |  | 2019-11-18 | MAS0029 | OPE | OPERATIONAL TASKS |  | EXPORT 1
0100870BZN | INNER WIRE ROLL LUBRICATION SHOWER 4 | 0870-OPE-DD-168-CLEAN/CHANGE | IW roll lubrication SHOWER 4 | 0870-OPE-DD-168-CLEAN/CHANGE IW roll lubrication SHOWER 4 | 168 | DD | 3957032 |  |  |  | 2019-11-18 | MAS0029 | OPE | OPERATIONAL TASKS |  | EXPORT 1
0100870BZK | INNER WIRE ROLL LUBRICATION SHOWER 1 | 0870-OPE-DD-168-CLEAN/CHANGE | IW roll lubrication SHOWER 1 | 0870-OPE-DD-168-CLEAN/CHANGE IW roll lubrication SHOWER 1 | 168 | DD | 3957033 |  |  |  | 2019-11-18 | MAS0029 | OPE | OPERATIONAL TASKS |  | EXPORT 1
0100870BZV | INNER WIRE ROOF CLEANING SHOWER 1 | 0870-OPE-DD-168-CLEAN/CHANGE | IW roof cleaning SHOWER1 | 0870-OPE-DD-168-CLEAN/CHANGE IW roof cleaning SHOWER1 | 168 | DD | 3957034 |  |  |  | 2019-11-18 | MAS0029 | OPE | OPERATIONAL TASKS |  | EXPORT 1
0100870BZW | INNER WIRE ROOF CLEANING SHOWER 2 | 0870-OPE-DD-168-CLEAN/CHANGE | IW roof cleaning SHOWER 2 | 0870-OPE-DD-168-CLEAN/CHANGE IW roof cleaning SHOWER 2 | 168 | DD | 3957035 |  |  |  | 2019-11-18 | MAS0029 | OPE | OPERATIONAL TASKS |  | EXPORT 1
0100870BZX | INNER WIRE ROOF CLEANING SHOWER 3 | 0870-OPE-DD-168-CLEAN/CHANGE | IW roof cleaning SHOWER 3 | 0870-OPE-DD-168-CLEAN/CHANGE IW roof cleaning SHOWER 3 | 168 | DD | 3957036 |  |  |  | 2019-11-18 | MAS0029 | OPE | OPERATIONAL TASKS |  | EXPORT 1
0100870BZY | INNER WIRE ROOF CLEANING SHOWER 4 | 0870-OPE-DD-168-CLEAN/CHANGE | IW roof cleaning SHOWER 4 | 0870-OPE-DD-168-CLEAN/CHANGE IW roof cleaning SHOWER 4 | 168 | DD | 3957037 |  |  |  | 2019-11-18 | MAS0029 | OPE | OPERATIONAL TASKS |  | EXPORT 1
0100870BZS | INNER WIRE TRIM REMOVAL SHOWER | 0870-OPE-DD-168-CLEAN/CHANGE | IW trim removal SHOWER | 0870-OPE-DD-168-CLEAN/CHANGE IW trim removal SHOWER | 168 | DD | 3957038 |  |  |  | 2019-11-18 | MAS0029 | OPE | OPERATIONAL TASKS |  | EXPORT 1
0100870BZH | OUTER WIRE CHEMICAL SHOWER | 0870-OPE-DD-168-CLEAN/CHANGE | OW chemical SHOWER | 0870-OPE-DD-168-CLEAN/CHANGE OW chemical SHOWER | 168 | DD | 3957039 |  |  |  | 2019-11-18 | MAS0029 | OPE | OPERATIONAL TASKS |  | EXPORT 1
0100870BZC | OUTER WIRE ROLL LUBRICATION SHOWER 1 | 0870-OPE-DD-168-CLEAN/CHANGE | OW Lubrication SHOWER 1 | 0870-OPE-DD-168-CLEAN/CHANGE OW Lubrication SHOWER 1 | 168 | DD | 3957040 |  |  |  | 2019-11-18 | MAS0029 | OPE | OPERATIONAL TASKS |  | EXPORT 1
0100870BZD | OUTER WIRE ROLL LUBRICATION SHOWER 2 | 0870-OPE-DD-168-CLEAN/CHANGE | OW Lubrication SHOWER 2 | 0870-OPE-DD-168-CLEAN/CHANGE OW Lubrication SHOWER 2 | 168 | DD | 3957041 |  |  |  | 2019-11-18 | MAS0029 | OPE | OPERATIONAL TASKS |  | EXPORT 1
0100870BZF | OUTER WIRE OSCILLATING HIGH PRESSURE NEEDLE SHOWER | 0870-OPE-DD-168-CLEAN/CHANGE | OW oscillating hp needle SHWR | 0870-OPE-DD-168-CLEAN/CHANGE OW oscillating hp needle SHWR | 168 | DD | 3957042 |  |  |  | 2019-11-18 | MAS0029 | OPE | OPERATIONAL TASKS |  | EXPORT 1
0100870BZJ | OUTER WIRE PASSIVATION SHOWER | 0870-OPE-DD-168-CLEAN/CHANGE | OW passivatioN SHOWER | 0870-OPE-DD-168-CLEAN/CHANGE OW passivatioN SHOWER | 168 | DD | 3957043 |  |  |  | 2019-11-18 | MAS0029 | OPE | OPERATIONAL TASKS |  | EXPORT 1
0100870BZI | OUTER WIRE TRAY CLEANING SHOWER | 0870-OPE-DD-168-CLEAN/CHANGE | OW tray cleaning SHOWER | 0870-OPE-DD-168-CLEAN/CHANGE OW tray cleaning SHOWER | 168 | DD | 3957044 |  |  |  | 2019-11-18 | MAS0029 | OPE | OPERATIONAL TASKS |  | EXPORT 1
0100870BZO | INNER WIRE FLOODED NIP SHOWER | 0870-OPE-DD-168-CLEAN/CHANGE | IW flooded nip SHOWER | 0870-OPE-DD-168-CLEAN/CHANGE IW flooded nip SHOWER | 168 | DD | 3957045 |  |  |  | 2019-11-18 | MAS0029 | OPE | OPERATIONAL TASKS |  | EXPORT 1
0100870BZQ | INNER WIRE HI PRESS FAN SHOWER | 0870-OPE-DD-168-CLEAN/CHANGE | IW hp fan SHOWER | 0870-OPE-DD-168-CLEAN/CHANGE IW hp fan SHOWER | 168 | DD | 3957046 |  |  |  | 2019-11-18 | MAS0029 | OPE | OPERATIONAL TASKS |  | EXPORT 1
0100870BZE | OUTER WIRE FLOODED NIP SHOWER | 0870-OPE-DD-168-CLEAN/CHANGE | OW flooded nip SHOWER | 0870-OPE-DD-168-CLEAN/CHANGE OW flooded nip SHOWER | 168 | DD | 3957047 |  |  |  | 2019-11-18 | MAS0029 | OPE | OPERATIONAL TASKS |  | EXPORT 1
0100870BZG | OUTER WIRE HI PRESS FAN SHOWER | 0870-OPE-DD-168-CLEAN/CHANGE | OW hp fan SHOWER | 0870-OPE-DD-168-CLEAN/CHANGE OW hp fan SHOWER | 168 | DD | 3957048 |  |  |  | 2019-11-18 | MAS0029 | OPE | OPERATIONAL TASKS |  | EXPORT 1
0100870HLPB | REEL BELT CENTER SLITTER | 0870-OPE-DD-168-CLEAN/CHANGE | reel belt center slitter SHWR | 0870-OPE-DD-168-CLEAN/CHANGE reel belt center slitter SHWR | 168 | DD | 3957049 |  |  |  | 2019-10-07 | MAS0029 | OPE | OPERATIONAL TASKS |  | EXPORT 1
0100870HLPA | REEL BELT CLEANING SHOWER | 0870-OPE-DD-168-CLEAN/CHANGE | reel belt cleaning SHOWER | 0870-OPE-DD-168-CLEAN/CHANGE reel belt cleaning SHOWER | 168 | DD | 3957050 |  |  |  | 2019-10-07 | MAS0029 | OPE | OPERATIONAL TASKS |  | EXPORT 1
0100870HLPC | REEL BELT JET DRAIN FLUSH | 0870-OPE-DD-168-CLEAN/CHANGE | reel belt jet drain flush SHWR | 0870-OPE-DD-168-CLEAN/CHANGE reel belt jet drain flush SHWR | 168 | DD | 3957051 |  |  |  | 2019-10-07 | MAS0029 | OPE | OPERATIONAL TASKS |  | EXPORT 1
0100870C27C | TAD FABRIC OSCILLATING IMPACT SHOWER | 0870-OPE-DD-168-CLEAN/CHANGE | tad fabric osc. impact SHOWER | 0870-OPE-DD-168-CLEAN/CHANGE tad fabric osc. impact SHOWER | 168 | DD | 3957052 |  |  |  | 2019-10-07 | MAS0029 | OPE | OPERATIONAL TASKS |  | EXPORT 1
0100870C27D | TAD FABRIC PAN FLUSHING SHWR 1 | 0870-OPE-DD-168-CLEAN/CHANGE | tad fabric pan flushing SHWR 1 | 0870-OPE-DD-168-CLEAN/CHANGE tad fabric pan flushing SHWR 1 | 168 | DD | 3957053 |  |  |  | 2019-10-07 | MAS0029 | OPE | OPERATIONAL TASKS |  | EXPORT 1
0100870C27E | TAD FABRIC PAN FLUSHING SHWR 2 | 0870-OPE-DD-168-CLEAN/CHANGE | tad fabric pan flushing SHWR 2 | 0870-OPE-DD-168-CLEAN/CHANGE tad fabric pan flushing SHWR 2 | 168 | DD | 3957054 |  |  |  | 2019-10-07 | MAS0029 | OPE | OPERATIONAL TASKS |  | EXPORT 1
0100870C27F | TAD FABRIC PAN FLUSHING SHWR 3 | 0870-OPE-DD-168-CLEAN/CHANGE | tad fabric pan flushing SHWR 3 | 0870-OPE-DD-168-CLEAN/CHANGE tad fabric pan flushing SHWR 3 | 168 | DD | 3957055 |  |  |  | 2019-10-07 | MAS0029 | OPE | OPERATIONAL TASKS |  | EXPORT 1
0100870C27G | TAD FABRIC RELEASE SHOWER | 0870-OPE-DD-168-CLEAN/CHANGE | tad fabric release SHOWER | 0870-OPE-DD-168-CLEAN/CHANGE tad fabric release SHOWER | 168 | DD | 3957056 |  |  |  | 2019-10-07 | MAS0029 | OPE | OPERATIONAL TASKS |  | EXPORT 1
0100870C27H | TAD FABRIC ROOF CLEANING SHOWER 1 | 0870-OPE-DD-168-CLEAN/CHANGE | tad fabric roof clean SHWR 1 | 0870-OPE-DD-168-CLEAN/CHANGE tad fabric roof clean SHWR 1 | 168 | DD | 3957057 |  |  |  | 2019-10-07 | MAS0029 | OPE | OPERATIONAL TASKS |  | EXPORT 1
0100870C27I | TAD FABRIC ROOF CLEANING SHOWER 2 | 0870-OPE-DD-168-CLEAN/CHANGE | tad fabric roof clean SHWR 2 | 0870-OPE-DD-168-CLEAN/CHANGE tad fabric roof clean SHWR 2 | 168 | DD | 3957058 |  |  |  | 2019-10-07 | MAS0029 | OPE | OPERATIONAL TASKS |  | EXPORT 1
0100870C27J | TAD FABRIC TRAY ROLL CLEANING SHOWER | 0870-OPE-DD-168-CLEAN/CHANGE | tad fabric tray/roll clnG SHWR | 0870-OPE-DD-168-CLEAN/CHANGE tad fabric tray/roll clnG SHWR | 168 | DD | 3957059 |  |  |  | 2019-10-07 | MAS0029 | OPE | OPERATIONAL TASKS |  | EXPORT 1
0100870C27A | TAD FABRIC FLOODED NIP SHOWER | 0870-OPE-DD-168-CLEAN/CHANGE | tad fabric flooded nip SHOWER | 0870-OPE-DD-168-CLEAN/CHANGE tad fabric flooded nip SHOWER | 168 | DD | 3957060 |  |  |  | 2019-10-07 | MAS0029 | OPE | OPERATIONAL TASKS |  | EXPORT 1
0100870C27B | TAD FABRIC HI PRESS FAN SHOWER | 0870-OPE-DD-168-CLEAN/CHANGE | tad fabric hp fan SHOWER | 0870-OPE-DD-168-CLEAN/CHANGE tad fabric hp fan SHOWER | 168 | DD | 3957061 |  |  |  | 2019-10-07 | MAS0029 | OPE | OPERATIONAL TASKS |  | EXPORT 1
0100870DI | CLEANING DOCTOR ASSEMBLY | 0870-OPE-DD-168-YNK CLEANING | DOCTOR BACKING BLADE CHANGE | 0870-OPE-DD-168-YNK CLEANING DOCTOR BACKING BLADE CHANGE | 168 | DD | 3957001 |  |  |  | 2019-12-30 | MAS0030 | OPE | OPERATIONAL TASKS | YES | EXPORT 1
0100870DH | CREPING DOCTOR ASSEMBLY | 0870-OPE-DD-168-YNK CREPING | DOCTOR BACKING BLADE CHANGE | 0870-OPE-DD-168-YNK CREPING DOCTOR BACKING BLADE CHANGE | 168 | DD | 3957004 |  |  |  | 2019-12-30 | MAS0030 | OPE | OPERATIONAL TASKS | YES | EXPORT 1
0100870DG | CUT OFF DOCTOR ASSEMBLY | 0870-OPE-DD-168-YNK CUT OFF | DOCTOR BACKING BLADE CHANGE | 0870-OPE-DD-168-YNK CUT OFF DOCTOR BACKING BLADE CHANGE | 168 | DD | 3957007 |  |  |  | 2019-12-30 | MAS0030 | OPE | OPERATIONAL TASKS | YES | EXPORT 1
0100870DI | CLEANING DOCTOR ASSEMBLY | 0870-OPE-DD-168-YNK CLEANING | DOCTOR POLYMERIC TUBE CHANGE | 0870-OPE-DD-168-YNK CLEANING DOCTOR POLYMERIC TUBE CHANGE | 168 | DD | 3957003 |  |  |  | 2019-12-30 | MAS0031 | OPE | OPERATIONAL TASKS | YES | EXPORT 1
0100870DH | CREPING DOCTOR ASSEMBLY | 0870-OPE-DD-168-YNK CREPING | DOCTOR POLYMERIC TUBE CHANGE | 0870-OPE-DD-168-YNK CREPING DOCTOR POLYMERIC TUBE CHANGE | 168 | DD | 3957006 |  |  |  | 2019-12-30 | MAS0031 | OPE | OPERATIONAL TASKS | YES | EXPORT 1
0100870DG | CUT OFF DOCTOR ASSEMBLY | 0870-OPE-DD-168-YNK CUT OFF | DOCTOR POLYMERIC TUBE CHANGE | 0870-OPE-DD-168-YNK CUT OFF DOCTOR POLYMERIC TUBE CHANGE | 168 | DD | 3957009 |  |  |  | 2019-12-30 | MAS0031 | OPE | OPERATIONAL TASKS | YES | EXPORT 1
0100870DI | CLEANING DOCTOR ASSEMBLY | 0870-OPE-DD-168-YNK CLEANING | DOCTOR CARTRIDGE CHANGE | 0870-OPE-DD-168-YNK CLEANING DOCTOR CARTRIDGE CHANGE | 168 | DD | 3957002 |  |  |  | 2019-12-30 | MAS0032 | OPE | OPERATIONAL TASKS | YES | EXPORT 1
0100870DH | CREPING DOCTOR ASSEMBLY | 0870-OPE-DD-168-YNK CREPING | DOCTOR CARTRIDGE CHANGE | 0870-OPE-DD-168-YNK CREPING DOCTOR CARTRIDGE CHANGE | 168 | DD | 3957005 |  |  |  | 2019-12-30 | MAS0032 | OPE | OPERATIONAL TASKS | YES | EXPORT 1
0100870DG | CUT OFF DOCTOR ASSEMBLY | 0870-OPE-DD-168-YNK CUT OFF | DOCTOR CARTRIDGE CHANGE | 0870-OPE-DD-168-YNK CUT OFF DOCTOR CARTRIDGE CHANGE | 168 | DD | 3957008 |  |  |  | 2019-12-30 | MAS0032 | OPE | OPERATIONAL TASKS | YES | EXPORT 1
0100870 | PAPER MACHINE | 0870-ELE-DD-378-PALM GUIDES | CALIBRATE AIR SUPPLY | 0870-ELE-DD-378-PALM GUIDES CALIBRATE AIR SUPPLY | 378 | DD | 3956822 |  |  |  | 2020-06-15 | MAS0075 | E&I | 120D |  | EXPORT 1
0100870DI | CLEANING DOCTOR ASSEMBLY | 0870-OPE-DD-378-CLEANING DR | HOLDER ALIGNMENT | 0870-OPE-DD-378-CLEANING DR HOLDER ALIGNMENT | 378 | DD | 3957011 |  |  |  | 2020-09-07 | MAS0076 | OPE | OPERATIONAL TASKS |  | EXPORT 1
0100870DH | CREPING DOCTOR ASSEMBLY | 0870-OPE-DD-378-CREPING DR | HOLDER ALIGNMENT | 0870-OPE-DD-378-CREPING DR HOLDER ALIGNMENT | 378 | DD | 3957012 |  |  |  | 2020-09-07 | MAS0076 | OPE | OPERATIONAL TASKS |  | EXPORT 1
0100870DG | CUT OFF DOCTOR ASSEMBLY | 0870-OPE-DD-378-CUT OFF DR | HOLDER ALIGNMENT | 0870-OPE-DD-378-CUT OFF DR HOLDER ALIGNMENT | 378 | DD | 3957013 |  |  |  | 2020-09-07 | MAS0076 | OPE | OPERATIONAL TASKS |  | EXPORT 1
0100870D | YANKEE SECTION | 0870-OPE-DD-378-YANKEE BOARD | Yankee Board Sand/Polish | 0870-OPE-DD-378-YANKEE BOARD Yankee Board Sand/Polish | 378 | DD | 3957014 |  |  |  | 2020-06-15 | MAS0077 | OPE | OPERATIONAL TASKS |  | EXPORT 1
0100870D | YANKEE SECTION | 0870-OPE-DD-378-YANKEE MAP | Yankee MAP | 0870-OPE-DD-378-YANKEE MAP Yankee MAP | 378 | DD | 3957015 |  |  |  | 2020-06-15 | MAS0078 | OPE | OPERATIONAL TASKS |  | EXPORT 1
0100870DI | CLEANING DOCTOR ASSEMBLY | 0870-OPE-DD-1890-CLEANING DR | REBUILD | 0870-OPE-DD-1890-CLEANING DR REBUILD | 1890 | DD | 3956998 |  |  |  | 2024-10-28 | MAS0079 | OPE | OPERATIONAL TASKS | YES | EXPORT 1
0100870DH | CREPING DOCTOR ASSEMBLY | 0870-OPE-DD-1890-CREPING DR | REBUILD | 0870-OPE-DD-1890-CREPING DR REBUILD | 1890 | DD | 3956999 |  |  |  | 2024-10-28 | MAS0079 | OPE | OPERATIONAL TASKS | YES | EXPORT 1
0100870DG | CUT OFF DOCTOR ASSEMBLY | 0870-OPE-DD-1890-CUT OFF DR | REBUILD | 0870-OPE-DD-1890-CUT OFF DR REBUILD | 1890 | DD | 3957000 |  |  |  | 2024-10-28 | MAS0079 | OPE | OPERATIONAL TASKS | YES | EXPORT 1
0100820U | WIRE COILER BALER | 0820-MEC-QI-15-WIRE COLIER | FILTER INSPECTION AND CLEAN | 0820-MEC-QI-15-WIRE COLIER FILTER INSPECTION AND CLEAN | 15 | QI | 3957081 |  |  |  | 2019-09-23 | MAS0080 | MEC | BALE HANDLING |  | EXPORT 2
0100828J | TIPPER AND GUILLOTINE HYDRAULIC POWER UNIT | 0828-ELE-DD-84-HPU MOTOR CLEAN |  | 0828-ELE-DD-84-HPU MOTOR CLEAN | 84 | DD | 3957179 |  |  |  | 2019-10-14 | MAS0081 | E&I | BROKE AND CORE |  | EXPORT 2
5050050D | DESSICANT AIR DRYER 1 | 0050-UFO-DD-84-AIR DRYER 1 | FILTER INSPECTION AND CLEAN | 0050-UFO-DD-84-AIR DRYER 1 FILTER INSPECTION AND CLEAN | 84 | DD | 3957221 |  |  |  | 2019-10-14 | MAS0082 | UFO | UTILITIES |  | EXPORT 2
5050050E | DESSICANT AIR DRYER 2 | 0050-UFO-DD-84-AIR DRYER 2 | FILTER INSPECTION AND CLEAN | 0050-UFO-DD-84-AIR DRYER 2 FILTER INSPECTION AND CLEAN | 84 | DD | 3957222 |  |  |  | 2019-11-25 | MAS0082 | UFO | UTILITIES |  | EXPORT 2
5050050F | DESSICANT AIR DRYER 3 | 0050-UFO-DD-84-AIR DRYER 3 | FILTER INSPECTION AND CLEAN | 0050-UFO-DD-84-AIR DRYER 3 FILTER INSPECTION AND CLEAN | 84 | DD | 3957223 |  |  |  | 2019-11-25 | MAS0082 | UFO | UTILITIES |  | EXPORT 2
5050050D | DESSICANT AIR DRYER 1 | 0050-UFO-DD-168-AIR DRYER 1 | FILTER CHANGE | 0050-UFO-DD-168-AIR DRYER 1 FILTER CHANGE | 168 | DD | 3957294 |  |  |  | 2019-11-25 | MAS0083 | UFO | UTILITIES | YES | EXPORT 2
5050050E | DESSICANT AIR DRYER 2 | 0050-UFO-DD-168-AIR DRYER 2 | FILTER CHANGE | 0050-UFO-DD-168-AIR DRYER 2 FILTER CHANGE | 168 | DD | 4660000 |  |  |  | 2020-02-17 | MAS0083 | UFO | UTILITIES | YES | EXPORT 2
5050050F | DESSICANT AIR DRYER 3 | 0050-UFO-DD-168-AIR DRYER 3 | FILTER CHANGE | 0050-UFO-DD-168-AIR DRYER 3 FILTER CHANGE | 168 | DD | 4660002 |  |  |  | 2020-01-06 | MAS0083 | UFO | UTILITIES | YES | EXPORT 2
010082827 | LINE 1 BALER | 0828-MEC-DD-252-LINE 1 BALER | BREATHER REPLACEMENT | 0828-MEC-DD-252-LINE 1 BALER BREATHER REPLACEMENT | 252 | DD | 4660031 |  |  |  | 2020-05-11 | MAS0084 | MEC | BROKE AND CORE | YES | EXPORT 2
010082828 | LINE 2 BALER | 0828-MEC-DD-252-LINE 2 BALER | BREATHER REPLACEMENT | 0828-MEC-DD-252-LINE 2 BALER BREATHER REPLACEMENT | 252 | DD | 4660032 |  |  |  | 2020-05-11 | MAS0085 | MEC | BROKE AND CORE | YES | EXPORT 2
0100836Q | COOLING TOWER 1 | 0836-MEC-DD-336-COOLING TOWER1 | HOT WATER BASIN CLEAN FLUSH | 0836-MEC-DD-336-COOLING TOWER1 HOT WATER BASIN CLEAN FLUSH | 336 | DD | 4660082 |  |  |  | 2020-05-11 | MAS0086 | MEC | UTILITIES |  | EXPORT 2
0100836R | COOLING TOWER 2 | 0836-MEC-DD-336-COOLING TOWER2 | HOT WATER BASIN CLEAN FLUSH | 0836-MEC-DD-336-COOLING TOWER2 HOT WATER BASIN CLEAN FLUSH | 336 | DD | 4660084 |  |  |  | 2020-08-03 | MAS0086 | MEC | UTILITIES |  | EXPORT 2
0100828V | CORE CLEANING SYSTEM | 0828-MEC-DD-364-CORE CLEANING | SYSTEM CARRIAGE CHANGE | 0828-MEC-DD-364-CORE CLEANING SYSTEM CARRIAGE CHANGE | 364 | DD | 4660087 |  |  |  | 2020-08-03 | MAS0087 | MEC | BROKE AND CORE | YES | EXPORT 2
0100820P | ROBOT DESTACKER | 0820-ELE-DD-546-ROBOT ARM | MECH UNIT BATTERY CHANGE | 0820-ELE-DD-546-ROBOT ARM MECH UNIT BATTERY CHANGE | 546 | DD | 4660137 |  |  |  | 2021-03-08 | MAS0088 | E&I | BALE HANDLING | YES | EXPORT 2
5050045BDEA | ETP DAF 1 RECIRCULATION PUMP | 0045-MEC-DD-672-ETP DAF PUMP | SEALS AND INJECTOR REPLACEMENT | 0045-MEC-DD-672-ETP DAF PUMP SEALS AND INJECTOR REPLACEMENT | 672 | DD | 4660142 |  |  |  | 2021-07-12 | MAS0089 | MEC | UTILITIES | YES | EXPORT 2
5050050D | DESSICANT AIR DRYER 1 | 0050-ELE-DD-728-AIR DRYER 1 | INSTRUMENTATION REPLACEMENT | 0050-ELE-DD-728-AIR DRYER 1 INSTRUMENTATION REPLACEMENT | 728 | DD | 4660143 |  |  |  | 2021-08-26 | MAS0090 | E&I | UTILITIES | YES | EXPORT 2
5050050E | DESSICANT AIR DRYER 2 | 0050-ELE-DD-728-AIR DRYER 2 | INSTRUMENTATION REPLACEMENT | 0050-ELE-DD-728-AIR DRYER 2 INSTRUMENTATION REPLACEMENT | 728 | DD | 4660144 |  |  |  | 2021-08-26 | MAS0090 | E&I | UTILITIES | YES | EXPORT 2
5050050F | DESSICANT AIR DRYER 3 | 0050-ELE-DD-728-AIR DRYER 3 | INSTRUMENTATION REPLACEMENT | 0050-ELE-DD-728-AIR DRYER 3 INSTRUMENTATION REPLACEMENT | 728 | DD | 4660145 |  |  |  | 2021-08-26 | MAS0090 | E&I | UTILITIES | YES | EXPORT 2
5050045AA | FLOCCULATION TANK 1 | 0045-MEC-DD-1050-FLOCC TANK 1 | GEARBOX SEALS CHANGE | 0045-MEC-DD-1050-FLOCC TANK 1 GEARBOX SEALS CHANGE | 1050 | DD | 4660165 |  |  |  | 2022-07-25 | MAS0091 | MEC | UTILITIES | YES | EXPORT 2
5050045AB | FLOCCULATION TANK 2 | 0045-MEC-DD-1050-FLOCC TANK 2 | GEARBOX SEALS CHANGE | 0045-MEC-DD-1050-FLOCC TANK 2 GEARBOX SEALS CHANGE | 1050 | DD | 4660166 |  |  |  | 2022-07-25 | MAS0091 | MEC | UTILITIES | YES | EXPORT 2
5050045AF | PRE THICKENER 1 | 0045-MEC-DD-1050-PRETHICKENER1 | COUPLING FLEX ELEMENT CHANGE | 0045-MEC-DD-1050-PRETHICKENER1 COUPLING FLEX ELEMENT CHANGE | 1050 | DD | 4660167 |  |  |  | 2022-07-25 | MAS0092 | MEC | UTILITIES | YES | EXPORT 2
5050045AF | PRE THICKENER 1 | 0045-MEC-DD-1050-PRETHICKENER1 | GEARBOX OIL SEALS CHANGE | 0045-MEC-DD-1050-PRETHICKENER1 GEARBOX OIL SEALS CHANGE | 1050 | DD | 4660168 |  |  |  | 2022-07-25 | MAS0093 | MEC | UTILITIES | YES | EXPORT 2
5050045AG | PRE THICKENER 2 | 0045-MEC-DD-1050-PRETHICKENER2 | GEARBOX OIL SEALS CHANGE | 0045-MEC-DD-1050-PRETHICKENER2 GEARBOX OIL SEALS CHANGE | 1050 | DD | 4660169 |  |  |  | 2022-07-25 | MAS0093 | MEC | UTILITIES | YES | EXPORT 2
5050045AG | PRE THICKENER 2 | 0045-MEC-DD-1050-PRETHICKENER2 | COUPLING FLEX ELEMENT CHANGE | 0045-MEC-DD-1050-PRETHICKENER2 COUPLING FLEX ELEMENT CHANGE | 1050 | DD | 4660170 |  |  |  | 2022-07-25 | MAS0094 | MEC | UTILITIES | YES | EXPORT 2
5050045AH | SCREW PRESS 1 | 0045-MEC-DD-1092-SCREW PRESS 1 | OIL SEALS REPLACEMENT | 0045-MEC-DD-1092-SCREW PRESS 1 OIL SEALS REPLACEMENT | 1092 | DD | 4660171 |  |  |  | 2022-09-05 | MAS0095 | MEC | UTILITIES | YES | EXPORT 2
5050045AI | SCREW PRESS 2 | 0045-MEC-DD-1092-SCREW PRESS 2 | OIL SEALS REPLACEMENT | 0045-MEC-DD-1092-SCREW PRESS 2 OIL SEALS REPLACEMENT | 1092 | DD | 4660173 |  |  |  | 2022-09-05 | MAS0095 | MEC | UTILITIES | YES | EXPORT 2
5050045AH | SCREW PRESS 1 | 0045-MEC-DD-1092-SCREW PRESS 1 | COUPLING REPLACEMENT | 0045-MEC-DD-1092-SCREW PRESS 1 COUPLING REPLACEMENT | 1092 | DD | 4660172 |  |  |  | 2022-09-05 | MAS0096 | MEC | UTILITIES | YES | EXPORT 2
5050045AI | SCREW PRESS 2 | 0045-MEC-DD-1092-SCREW PRESS 2 | COUPLING REPLACEMENT | 0045-MEC-DD-1092-SCREW PRESS 2 COUPLING REPLACEMENT | 1092 | DD | 4660174 |  |  |  | 2022-09-05 | MAS0096 | MEC | UTILITIES | YES | EXPORT 2
010082028L | BALE HANDLING ROBOT CONTROL PANELS | 0820-ELE-DD-1470-ROBOT ARM | CONTROLLER BATTERY CHANGE | 0820-ELE-DD-1470-ROBOT ARM CONTROLLER BATTERY CHANGE | 1470 | DD | 4660178 |  |  |  | 2023-09-18 | MAS0097 | E&I | BALE HANDLING | YES | EXPORT 2
0100820P | ROBOT DESTACKER | 0820-ELE-DD-1470-ROBOT ARM | MECH UNIT CABLE CHANGE | 0820-ELE-DD-1470-ROBOT ARM MECH UNIT CABLE CHANGE | 1470 | DD | 4660179 |  |  |  | 2023-09-18 | MAS0098 | E&I | BALE HANDLING | YES | EXPORT 2
5050050D | DESSICANT AIR DRYER 1 | 0050-MEC-DD-1827-AIR DRYER 1 | DESSICANT REPLACEMENT | 0050-MEC-DD-1827-AIR DRYER 1 DESSICANT REPLACEMENT | 1827 | DD | 4660180 |  |  |  | 2024-09-09 | MAS0099 | MEC | UTILITIES | YES | EXPORT 2
5050050E | DESSICANT AIR DRYER 2 | 0050-MEC-DD-1827-AIR DRYER 2 | DESSICANT REPLACEMENT | 0050-MEC-DD-1827-AIR DRYER 2 DESSICANT REPLACEMENT | 1827 | DD | 4660181 |  |  |  | 2024-09-09 | MAS0099 | MEC | UTILITIES | YES | EXPORT 2
5050050F | DESSICANT AIR DRYER 3 | 0050-MEC-DD-1827-AIR DRYER 3 | DESSICANT REPLACEMENT | 0050-MEC-DD-1827-AIR DRYER 3 DESSICANT REPLACEMENT | 1827 | DD | 4660182 |  |  |  | 2024-09-09 | MAS0099 | MEC | UTILITIES | YES | EXPORT 2
0100870A | HEADBOX | 0870-MEC-DD-42-HEADBOX | SHUTDOWN MECHANICAL INSPECTION | 0870-MEC-DD-42-HEADBOX SHUTDOWN MECHANICAL INSPECTION | 42 | DD | 4660183 |  |  |  | 2019-12-23 | MAS0131 | MEC | HEADBOX |  | EXPORT 3
0100870A | HEADBOX | 0870-MEC-DD-84-HEADBOX | QUARTERLY MECH INSPECTION | 0870-MEC-DD-84-HEADBOX QUARTERLY MECH INSPECTION | 84 | DD | 4660184 |  |  |  | 2019-11-25 | MAS0132 | MEC | HEADBOX |  | EXPORT 3
0100870A | HEADBOX | 0870-MEC-IRD-28-HEADBOX | MONTHLY MECHANICAL INSPECTION | 0870-MEC-IRD-28-HEADBOX MONTHLY MECHANICAL INSPECTION | 28 | IRD | 4660185 |  |  |  | 2019-12-02 | MAS0133 | MEC | HEADBOX |  | EXPORT 3
0100870KA | HYDRAULIC UNIT 001 | 0870-OPE-QI-1-HYD UNIT 0001 | DAILY HYD UNIT 0001 INSPECTION | 0870-OPE-QI-1-HYD UNIT 0001 DAILY HYD UNIT 0001 INSPECTION | 1 | QI | 4660186 |  |  |  | 2019-11-05 | MAS0100 | OPE | HYDRAULIC SYSTEM |  | EXPORT 3
0100870K | HYDRAULIC SYSTEM | 0870-MEC-DD-42-HYD UNITS TANKS | SHUTDOWN CLEANING | 0870-MEC-DD-42-HYD UNITS TANKS SHUTDOWN CLEANING | 42 | DD | 4660187 |  |  |  | 2019-12-23 | MAP0400 | MEC | HYDRAULIC SYSTEM |  | EXPORT 3
0100870K | HYDRAULIC SYSTEM | 0870-MEC-DD-42-HYDRAULIC UNITS | SHUTDOWN PIPING CXNS INSP | 0870-MEC-DD-42-HYDRAULIC UNITS SHUTDOWN PIPING CXNS INSP | 42 | DD | 4660188 |  |  |  | 2019-12-23 | MAS0134 | MEC | HYDRAULIC SYSTEM |  | EXPORT 3
0100870K | HYDRAULIC SYSTEM | 0870-LUB-IRD-168-HYD UNITS | TANKS SEMI-ANNUAL OIL ANALYSIS | 0870-LUB-IRD-168-HYD UNITS TANKS SEMI-ANNUAL OIL ANALYSIS | 168 | IRD | 4660189 |  |  |  | 2020-02-17 | MAP0401 | LUB | HYDRAULIC SYSTEM |  | EXPORT 3
0100870K | HYDRAULIC SYSTEM | 0870-MEC-DD-168-HYD UNIT FLTRS | SEMI-ANNUAL FILTER REPLACEMENT | 0870-MEC-DD-168-HYD UNIT FLTRS SEMI-ANNUAL FILTER REPLACEMENT | 168 | DD | 4660190 |  |  |  | 2020-01-27 | MAS0135 | MEC | HYDRAULIC SYSTEM | YES | EXPORT 3
0100870K | HYDRAULIC SYSTEM | 0870-MEC-DD-168-HYD UNITS | SEMI-ANNUAL MECHANICAL INSP | 0870-MEC-DD-168-HYD UNITS SEMI-ANNUAL MECHANICAL INSP | 168 | DD | 4660191 |  |  |  | 2020-01-27 | MAS0136 | MEC | HYDRAULIC SYSTEM |  | EXPORT 3
0100870K | HYDRAULIC SYSTEM | 0870-MEC-IRD-84-HYD UNIT CPLGS | QUARTERLY COUPLINGS INSPECTION | 0870-MEC-IRD-84-HYD UNIT CPLGS QUARTERLY COUPLINGS INSPECTION | 84 | IRD | 4660192 |  |  |  | 2019-11-25 | MAS0137 | MEC | HYDRAULIC SYSTEM |  | EXPORT 3
0100870K | HYDRAULIC SYSTEM | 0870-MEC-DD-336-HYD UNIT CPLGS | ANNUAL MECHANICAL INSPECTION | 0870-MEC-DD-336-HYD UNIT CPLGS ANNUAL MECHANICAL INSPECTION | 336 | DD | 4660193 |  |  |  | 2020-07-13 | MAS0138 | MEC | HYDRAULIC SYSTEM |  | EXPORT 3
0100870K | HYDRAULIC SYSTEM | 0870-E&I-DD-336-HYD UNIT INST | ANNUAL ELECTRICAL INSPECTION | 0870-E&I-DD-336-HYD UNIT INST ANNUAL ELECTRICAL INSPECTION | 336 | DD | 4660194 |  |  |  | 2020-07-13 | MAS0112 | E&I | HYDRAULIC SYSTEM |  | EXPORT 3
0100870K | HYDRAULIC SYSTEM | 0870-E&I-DD-84-HYDRAULIC UNITS | QUARTERLY ELECTRICAL INSP | 0870-E&I-DD-84-HYDRAULIC UNITS QUARTERLY ELECTRICAL INSP | 84 | DD | 4660195 |  |  |  | 2019-11-25 | MAS0222 | E&I | HYDRAULIC SYSTEM |  | EXPORT 3
0100870K | HYDRAULIC SYSTEM | 0870-MEC-DD-336-HYD UNIT LVL | GAUGE CLEANING | 0870-MEC-DD-336-HYD UNIT LVL GAUGE CLEANING | 336 | DD | 4660196 |  |  |  | 2020-07-13 | MAP0403 | MEC | HYDRAULIC SYSTEM |  | EXPORT 3
0100870KAB | HYDRAULIC UNIT 001 CIRCULATION PUMP | 0870-MEC-IRD-28-HYD UNIT PUMPS | MONTHLY MECHANICAL INSPECTION | 0870-MEC-IRD-28-HYD UNIT PUMPS MONTHLY MECHANICAL INSPECTION | 28 | IRD | 4660197 |  |  |  | 2019-12-02 | MAS0139 | MEC | HYDRAULIC SYSTEM |  | EXPORT 3
0100870K | HYDRAULIC SYSTEM | 0870-MEC-IRD-168-HYD UNIT MTRS | SEMI-ANNUAL MECHANICAL INSP | 0870-MEC-IRD-168-HYD UNIT MTRS SEMI-ANNUAL MECHANICAL INSP | 168 | IRD | 4660198 |  |  |  | 2020-02-24 | MAS0140 | MEC | HYDRAULIC SYSTEM |  | EXPORT 3
0100870K | HYDRAULIC SYSTEM | 0870-EXT-IRD-28-HYD UNIT MTRS | MONTHLY VIBRATION ANALYSIS | 0870-EXT-IRD-28-HYD UNIT MTRS MONTHLY VIBRATION ANALYSIS | 28 | IRD | 4660199 |  |  |  | 2019-12-02 | MARVIB005 | CON | HYDRAULIC SYSTEM |  | EXPORT 3
0100870K | HYDRAULIC SYSTEM | 0870-MEC-IRD-28-HYD UNIT PUMPS | MONTHLY INSPECTION | 0870-MEC-IRD-28-HYD UNIT PUMPS MONTHLY INSPECTION | 28 | IRD | 4660200 |  |  |  | 2019-12-02 | MAS0141 | MEC | HYDRAULIC SYSTEM |  | EXPORT 3
0100870K | HYDRAULIC SYSTEM | 0870-E&I-DD-42-HYD UNIT PMP ST | SPARE SHUTDWN LIMIT SWTCH INSP | 0870-E&I-DD-42-HYD UNIT PMP ST SPARE SHUTDWN LIMIT SWTCH INSP | 42 | DD | 4660201 |  |  |  | 2019-12-23 | MAS0113 | E&I | HYDRAULIC SYSTEM |  | EXPORT 3
0100870KB | HYDRAULIC SYSTEM | 0870-OPE-QI-1-HYD UNIT 0002 | DAILY HYD UNIT 0002 INSPECTION | 0870-OPE-QI-1-HYD UNIT 0002 DAILY HYD UNIT 0002 INSPECTION | 1 | QI | 4660202 |  |  |  | 2019-11-05 | MAS0100 | OPE | HYDRAULIC SYSTEM |  | EXPORT 3
0100870K | HYDRAULIC SYSTEM | 0870-MEC-DD-42-HYDRAULIC UNITS | SHUTDOWN INSPECTION | 0870-MEC-DD-42-HYDRAULIC UNITS SHUTDOWN INSPECTION | 42 | DD | 4660203 |  |  |  | 2019-12-23 | MAS0142 | MEC | HYDRAULIC SYSTEM |  | EXPORT 3
0100870K | HYDRAULIC SYSTEM | 0870-E&I-IRD-168-HYD UNIT LVL | XMTR SEMI-ANNUAL ELECT INSP | 0870-E&I-IRD-168-HYD UNIT LVL XMTR SEMI-ANNUAL ELECT INSP | 168 | IRD | 4660204 |  |  |  | 2020-03-02 | MAS0114 | E&I | HYDRAULIC SYSTEM |  | EXPORT 3
0100844CB | STEAMBOX | 0844-MEC-DD-126-STEAMBOX | MECHANICAL INSPECTION | 0844-MEC-DD-126-STEAMBOX MECHANICAL INSPECTION | 126 | DD | 4660205 |  |  |  | 2020-01-06 | MAS0143 | MEC | STEAMBOX |  | EXPORT 3
0100844C | STEAM BOX SYSTEM | 0844-MEC-DD-336-STEAMBOX | ANNUAL MECHANICAL INSPECTION | 0844-MEC-DD-336-STEAMBOX ANNUAL MECHANICAL INSPECTION | 336 | DD | 4660206 |  |  |  | 2020-08-17 | MAS0144 | MEC | STEAMBOX |  | EXPORT 3
0100844CB | STEAMBOX | 0844-MEC-DD-42-STEAMBOX SLIDE | BRACKETS SHUTDOWN CLEANING | 0844-MEC-DD-42-STEAMBOX SLIDE BRACKETS SHUTDOWN CLEANING | 42 | DD | 4660207 |  |  |  | 2019-12-23 | MAP0400 | MEC | STEAMBOX |  | EXPORT 3
0100844CB | STEAMBOX | 0844-LUB-DD-42-STEAMBOX SLIDE | BRACKETS SHUTDOWN LUBE | 0844-LUB-DD-42-STEAMBOX SLIDE BRACKETS SHUTDOWN LUBE | 42 | DD | 4660208 |  |  |  | 2019-12-30 | MAP402 | LUB | STEAMBOX |  | EXPORT 3
0100844C | STEAM BOX SYSTEM | 0844-MEC-IRD-84-STEAMBOX | QUARTERLY MECHANICAL INSP | 0844-MEC-IRD-84-STEAMBOX QUARTERLY MECHANICAL INSP | 84 | IRD | 4660209 |  |  |  | 2019-12-02 | MAS0145 | MEC | STEAMBOX |  | EXPORT 3
0100844CB | STEAMBOX | 0844-MEC-IRD-126-STEAMBOX | OPERATIONAL INSPECTION | 0844-MEC-IRD-126-STEAMBOX OPERATIONAL INSPECTION | 126 | IRD | 4660210 |  |  |  | 2020-01-06 | MAS0146 | MEC | STEAMBOX |  | EXPORT 3
0100844CB | STEAMBOX | 0844-E&I-IRD-28-STEAMBOX | MONTHLY SWITCH INSPECTION | 0844-E&I-IRD-28-STEAMBOX MONTHLY SWITCH INSPECTION | 28 | IRD | 4660211 |  |  |  | 2019-12-09 | MAS0115 | E&I | STEAMBOX |  | EXPORT 3
0100844C | STEAM BOX SYSTEM | 0844-E&I-DD-336-STEAMBOX | ANNUAL ELECTRICAL INSPECTION | 0844-E&I-DD-336-STEAMBOX ANNUAL ELECTRICAL INSPECTION | 336 | DD | 4660212 |  |  |  | 2020-08-17 | MAS0116 | E&I | STEAMBOX |  | EXPORT 3
0100844CB | STEAMBOX | 0844-MEC-DD-42-STEAMBOX | SHUTDOWN FILTER INSPECTION | 0844-MEC-DD-42-STEAMBOX SHUTDOWN FILTER INSPECTION | 42 | DD | 4660213 |  |  |  | 2019-12-30 | MAS0147 | MEC | STEAMBOX |  | EXPORT 3
0100844CB | STEAMBOX | 0844-MEC-IRD-56-STEAMBOX | 56-DAY PRESSURE GAUGE INSP | 0844-MEC-IRD-56-STEAMBOX 56-DAY PRESSURE GAUGE INSP | 56 | IRD | 4660214 |  |  |  | 2019-12-30 | MAS0148 | MEC | STEAMBOX |  | EXPORT 3
0100844CA | STEAM BOX DESUPERHEATER | 0844-MEC-DD-42- STEAMBOX | DESUPERHEATER FILTER INSP | 0844-MEC-DD-42- STEAMBOX DESUPERHEATER FILTER INSP | 42 | DD | 4660215 |  |  |  | 2019-12-30 | MAS0149 | MEC | STEAMBOX |  | EXPORT 3
0100864AP | BELOW SHEET DEFLECTOR | 0864-OPE-DD-42- BLOW SHEET | DEFLECTOR SHUTDWN GENERAL INSP | 0864-OPE-DD-42- BLOW SHEET DEFLECTOR SHUTDWN GENERAL INSP | 42 | DD | 4660216 |  |  |  | 2019-12-30 | MAS0101 | OPE | BELOW SHEET DEFLECTOR |  | EXPORT 3
0100864AP | BELOW SHEET DEFLECTOR | 0864-MEC-IRD-84-BELOW SHEET | DEFLECTOR DAMPERS INSP | 0864-MEC-IRD-84-BELOW SHEET DEFLECTOR DAMPERS INSP | 84 | IRD | 4660217 |  |  |  | 2019-12-09 | MAS0150 | MEC | BELOW SHEET DEFLECTOR |  | EXPORT 3
0100864AP | BELOW SHEET DEFLECTOR | 0864-MEC-IRD-84-BELOW SHEET | DEFLECTOR QUARTERLY MECH INSP | 0864-MEC-IRD-84-BELOW SHEET DEFLECTOR QUARTERLY MECH INSP | 84 | IRD | 4660218 |  |  |  | 2019-12-16 | MAS0151 | MEC | BELOW SHEET DEFLECTOR |  | EXPORT 3
0100864AP | BELOW SHEET DEFLECTOR | 0864-E&I-DD-84-BELOW SHEET | DEFLECTOR QUARTERLY ELECT INSP | 0864-E&I-DD-84-BELOW SHEET DEFLECTOR QUARTERLY ELECT INSP | 84 | DD | 4660219 |  |  |  | 2019-11-25 | MAS0117 | E&I | BELOW SHEET DEFLECTOR |  | EXPORT 3
0100864A | ADVANTAGE WET DUST SYSTEM | 0864-MEC-DD-84-DRAIN MODULE | QUARTERLY MECHANICAL INSP | 0864-MEC-DD-84-DRAIN MODULE QUARTERLY MECHANICAL INSP | 84 | DD | 4660220 |  |  |  | 2019-11-25 | MAS0152 | MEC | DRAINS & SEPARATION MODULES |  | EXPORT 3
0100864A | ADVANTAGE WET DUST SYSTEM | 0864-OPE-DD-42-DRAIN MODULE | SHUTDOWN INSPECTION | 0864-OPE-DD-42-DRAIN MODULE SHUTDOWN INSPECTION | 42 | DD | 4660221 |  |  |  | 2019-12-30 | MAS0102 | OPE | DRAINS & SEPARATION MODULES |  | EXPORT 3
0100864A | ADVANTAGE WET DUST SYSTEM | 0864-MEC-DD-84-IN-LINE VENTURI | QUARTERLY MECHANICAL INSP | 0864-MEC-DD-84-IN-LINE VENTURI QUARTERLY MECHANICAL INSP | 84 | DD | 4660222 |  |  |  | 2019-11-25 | MAS0153 | MEC | IN-LINE VENTURI |  | EXPORT 3
0100864A | ADVANTAGE WET DUST SYSTEM | 0864-MEC-IRD-56-IN-LINE VNTURI | 56-DAY MECHANICAL INSP | 0864-MEC-IRD-56-IN-LINE VNTURI 56-DAY MECHANICAL INSP | 56 | IRD | 4660223 |  |  |  | 2019-12-30 | MAS0154 | MEC | IN-LINE VENTURI |  | EXPORT 3
0100864A | ADVANTAGE WET DUST SYSTEM | 0864-OP-DD-42-IN-LINE VENTURI | SHUTDOWN INSPECTION | 0864-OP-DD-42-IN-LINE VENTURI SHUTDOWN INSPECTION | 42 | DD | 4660224 |  |  |  | 2019-12-30 | MAS0227 | OPE | IN-LINE VENTURI |  | EXPORT 3
0100860BA | GLUE CONTAINMENT DROPLET SEPARATOR | 0860-MEC-DD-84-DROP SEPARATOR | QUARTERLY MECHANICAL INSP | 0860-MEC-DD-84-DROP SEPARATOR QUARTERLY MECHANICAL INSP | 84 | DD | 4660225 |  |  |  | 2019-11-25 | MAS0155 | MEC | DROPLET SEPARATOR |  | EXPORT 3
0100860BA | GLUE CONTAINMENT DROPLET SEPARATOR | 0860-MEC-IRD-56-DROP SEPARATOR | 56-DAY MECHANICAL INSP | 0860-MEC-IRD-56-DROP SEPARATOR 56-DAY MECHANICAL INSP | 56 | IRD | 4660226 |  |  |  | 2019-12-30 | MAS0156 | MEC | DROPLET SEPARATOR |  | EXPORT 3
0100860BC | GLUE CONTAINMENT SPRAY CHAMBER | 0860-MEC-IRD-56-GLUE CONTAIN | SPRAY CHAMBER 56-DAY MECH INSP | 0860-MEC-IRD-56-GLUE CONTAIN SPRAY CHAMBER 56-DAY MECH INSP | 56 | IRD | 4660227 |  |  |  | 2019-12-30 | MAS0157 | MEC | SPRAY CHAMBER |  | EXPORT 3
0100860BC | GLUE CONTAINMENT SPRAY CHAMBER | 0860-MEC-DD-84-GLUE CONTAIN | SPRAY CHAMBER 84-DAY MECH INSP | 0860-MEC-DD-84-GLUE CONTAIN SPRAY CHAMBER 84-DAY MECH INSP | 84 | DD | 4660228 |  |  |  | 2020-01-06 | MAS0158 | MEC | SPRAY CHAMBER |  | EXPORT 3
0100864CC | ADVANTAGE RUN BLOW BOX 1 | 0864-MEC-DD-84-RUN BLOW BOX | QUARTERLY MECHANICAL INSP | 0864-MEC-DD-84-RUN BLOW BOX QUARTERLY MECHANICAL INSP | 84 | DD | 4660229 |  |  |  | 2020-01-06 | MAS0159 | MEC | BLOW BOXES |  | EXPORT 3
0100864CC | ADVANTAGE RUN BLOW BOX 1 | 0864-MEC-IRD-84-RUN BLOW BOX | QUARTERLY MECHANICAL INSP | 0864-MEC-IRD-84-RUN BLOW BOX QUARTERLY MECHANICAL INSP | 84 | IRD | 4660230 |  |  |  | 2019-12-23 | MAS0160 | MEC | BLOW BOXES |  | EXPORT 3
0100864CC | ADVANTAGE RUN BLOW BOX 1 | 0864-MEC-DD-42-RUN BLOW BOX | SHUTDOWN INSPECTION | 0864-MEC-DD-42-RUN BLOW BOX SHUTDOWN INSPECTION | 42 | DD | 4660231 |  |  |  | 2020-01-06 | MAS0161 | MEC | BLOW BOXES |  | EXPORT 3
0100870C | TAD SECTION | 0870-LUB-DD-126-TAD EXHAUST | DUCT DRIVE GEARBOX LUBE | 0870-LUB-DD-126-TAD EXHAUST DUCT DRIVE GEARBOX LUBE | 126 | DD | 4660232 |  |  |  | 2020-01-06 | MAP407 | LUB | TAD W-E DUCT DRIVE |  | EXPORT 3
0100870C | TAD SECTION | 0870-MEC-IRD-126-TAD EXHAUST | DUCT DRIVE BEARINGS INSP | 0870-MEC-IRD-126-TAD EXHAUST DUCT DRIVE BEARINGS INSP | 126 | IRD | 4660233 |  |  |  | 2020-01-20 | MAS0162 | MEC | TAD W-E DUCT DRIVE |  | EXPORT 3
0100870C | TAD SECTION | 0870-MEC-IRD-126-TAD EXHAUST | DUCT DRIVE MECHANICAL INSP | 0870-MEC-IRD-126-TAD EXHAUST DUCT DRIVE MECHANICAL INSP | 126 | IRD | 4660234 |  |  |  | 2020-02-03 | MAS0163 | MEC | TAD W-E DUCT DRIVE |  | EXPORT 3
0100870C | TAD SECTION | 0870-MEC-DD-126-TAD EXHAUST | DUCT DRIVE MECHANICAL INSP | 0870-MEC-DD-126-TAD EXHAUST DUCT DRIVE MECHANICAL INSP | 126 | DD | 4660235 |  |  |  | 2020-01-06 | MAS0164 | MEC | TAD W-E DUCT DRIVE |  | EXPORT 3
0100870C | TAD SECTION | 0870-LUB-DD-1008/1680-TAD EXH | DUCT DRIVE GEARBOOX LUBE | 0870-LUB-DD-1008/1680-TAD EXH DUCT DRIVE GEARBOOX LUBE | 1680 | DD | 4660236 |  |  |  | 2024-02-12 | MAP408 | LUB | TAD W-E DUCT DRIVE |  | EXPORT 3
0100870C | TAD SECTION | 0870-LUB-DD-1008/1680-TAD EXH | DUCT DRIVE REPLACE OIL SEAL | 0870-LUB-DD-1008/1680-TAD EXH DUCT DRIVE REPLACE OIL SEAL | 1680 | DD | 4660237 |  |  |  | 2024-04-08 | MAP409 | LUB | TAD W-E DUCT DRIVE | YES | EXPORT 3
0100870C | TAD SECTION | 0870-MEC-DD-672-TAD EXHAUST | DUCT DRIVE GEARBOX MECH INSP | 0870-MEC-DD-672-TAD EXHAUST DUCT DRIVE GEARBOX MECH INSP | 672 | DD | 4660238 |  |  |  | 2021-05-10 | MAS0165 | MEC | TAD W-E DUCT DRIVE |  | EXPORT 3
0100870C | TAD SECTION | 0870-MEC-DD-420-TAD EXHAUST | DUCT DRIVE GB ADPT MECH INSP | 0870-MEC-DD-420-TAD EXHAUST DUCT DRIVE GB ADPT MECH INSP | 420 | DD | 4660239 |  |  |  | 2020-08-31 | MAS0166 | MEC | TAD W-E DUCT DRIVE |  | EXPORT 3
0100870C | TAD SECTION | 0870-LUB-DD-1008-TAD EXHAUST | DUCT DRIVE GEARBOX LUBE | 0870-LUB-DD-1008-TAD EXHAUST DUCT DRIVE GEARBOX LUBE | 1008 | DD | 4660240 |  |  |  | 2022-04-11 | MAP410 | LUB | TAD W-E DUCT DRIVE |  | EXPORT 3
0100870C | TAD SECTION | 0870-LUB-DD-1008-TAD EXHAUST | DUCT DRIVE REPLACE SEAL/GEAR | 0870-LUB-DD-1008-TAD EXHAUST DUCT DRIVE REPLACE SEAL/GEAR | 1008 | DD | 4660241 |  |  |  | 2022-06-06 | MAP411 | LUB | TAD W-E DUCT DRIVE | YES | EXPORT 3
0100870C | TAD SECTION | 0870-MEC-DD-1008-TAD EXHAUST | DUCT DRIVE REPLACE SEAL/GEAR | 0870-MEC-DD-1008-TAD EXHAUST DUCT DRIVE REPLACE SEAL/GEAR | 1008 | DD | 4660242 |  |  |  | 2022-07-18 | MAS0167 | MEC | TAD W-E DUCT DRIVE | YES | EXPORT 3
0100870C | TAD SECTION | 0870-LUB-IRD-28-TAD EXHAUST | DUCT DRIVE BEARINGS LUBE | 0870-LUB-IRD-28-TAD EXHAUST DUCT DRIVE BEARINGS LUBE | 28 | IRD | 4660243 |  |  |  | 2019-12-09 | MAP412 | LUB | TAD W-E DUCT DRIVE |  | EXPORT 3
0100870C | TAD SECTION | 0870-OPE-QI-1-TAD BURNER | DAILY INSPECTION | 0870-OPE-QI-1-TAD BURNER DAILY INSPECTION | 1 | QI | 4660244 |  |  |  | 2019-11-05 | MAS0104 | OPE | TAD BURNER |  | EXPORT 3
0100870C | TAD SECTION | 0870-MEC-DD-42-TAD BURNER | SHUTDOWN MECHANICAL INSP | 0870-MEC-DD-42-TAD BURNER SHUTDOWN MECHANICAL INSP | 42 | DD | 4660245 |  |  |  | 2020-01-06 | MAS0168 | MEC | TAD BURNER |  | EXPORT 3
0100870C | TAD SECTION | 0870-MEC-DD-336-TAD BURNER | THERMOCOUPLES REPLACEMENT | 0870-MEC-DD-336-TAD BURNER THERMOCOUPLES REPLACEMENT | 336 | DD | 4660246 |  |  |  | 2020-08-17 | MAS0169 | MEC | TAD BURNER | YES | EXPORT 3
0100870C | TAD SECTION | 0870-MEC-IRD-28-TAD BURNER | MONTHLY MECHANICAL INSPECTION | 0870-MEC-IRD-28-TAD BURNER MONTHLY MECHANICAL INSPECTION | 28 | IRD | 4660247 |  |  |  | 2019-12-09 | MAS0170 | MEC | TAD BURNER |  | EXPORT 3
0100870C | TAD SECTION | 0870-MEC-IRD-42-TAD BURNER | SHUTDOWN MECHANICAL INSPECTION | 0870-MEC-IRD-42-TAD BURNER SHUTDOWN MECHANICAL INSPECTION | 42 | IRD | 4660248 |  |  |  | 2020-01-06 | MAS0171 | MEC | TAD BURNER |  | EXPORT 3
0100870C | TAD SECTION | 0870-MEC-DD-42-TAD BURNER | SHUTDOWN IGNITERS INSPECTION | 0870-MEC-DD-42-TAD BURNER SHUTDOWN IGNITERS INSPECTION | 42 | DD | 4660249 |  |  |  | 2020-01-06 | MAS0172 | MEC | TAD BURNER |  | EXPORT 3
0100870C | TAD SECTION | 0870-E&I-DD-336-TAD BURNER | ANNUAL ELECTRICAL INSPECTION | 0870-E&I-DD-336-TAD BURNER ANNUAL ELECTRICAL INSPECTION | 336 | DD | 4660250 |  |  |  | 2020-08-17 | MAS0118 | E&I | TAD BURNER |  | EXPORT 3
0100870C | TAD SECTION | 0870-MEC-IRD-84-TAD BURNER | QUARTERLY DAMPERS INSPECTION | 0870-MEC-IRD-84-TAD BURNER QUARTERLY DAMPERS INSPECTION | 84 | IRD | 4660251 |  |  |  | 2019-12-30 | MAS0173 | MEC | TAD BURNER |  | EXPORT 3
0100870C | TAD SECTION | 0870-MEC-IRD-84-TAD BURNER | QUARTERLY ACTUATOR INSPECTION | 0870-MEC-IRD-84-TAD BURNER QUARTERLY ACTUATOR INSPECTION | 84 | IRD | 4660252 |  |  |  | 2020-01-06 | MAS0174 | MEC | TAD BURNER |  | EXPORT 3
0100870C | TAD SECTION | 0870-E&I-IRD-84-TAD BURNER | SAFETY EQUIPEMENT INSPECTION | 0870-E&I-IRD-84-TAD BURNER SAFETY EQUIPEMENT INSPECTION | 84 | IRD | 4660253 |  |  |  | 2020-01-13 | MAS0119 | E&I | TAD BURNER |  | EXPORT 3
0100870C | TAD SECTION | 0870-EXT-IRD-336-TAD BURNER | ANNUAL EXTERNAL INSPECTION | 0870-EXT-IRD-336-TAD BURNER ANNUAL EXTERNAL INSPECTION | 336 | IRD | 4660254 |  |  |  | 2020-08-03 | MARLT0001 | CON | TAD BURNER |  | EXPORT 3
0100870C | TAD SECTION | 0870-MEC-DD-84-TAD BURNER | QUARTERLY MECHANICAL INSP | 0870-MEC-DD-84-TAD BURNER QUARTERLY MECHANICAL INSP | 84 | DD | 4660255 |  |  |  | 2020-01-06 | MAS0175 | MEC | TAD BURNER |  | EXPORT 3
0100870C | TAD SECTION | 0870-MEC-IRD-84-TAD BURNER | QUARTERLY BURNER INSPECTION | 0870-MEC-IRD-84-TAD BURNER QUARTERLY BURNER INSPECTION | 84 | IRD | 4660256 |  |  |  | 2020-01-20 | MAS0176 | MEC | TAD BURNER |  | EXPORT 3
0100870C | TAD SECTION | 0870-MEC-DD-336-TAD BURNER | ANNUALLY ELECTRICAL INSPECTION | 0870-MEC-DD-336-TAD BURNER ANNUAL ELECTRICAL INSPECTION | 336 | DD | 4660257 |  |  |  | 2020-09-21 | MAS0177 | MEC | TAD BURNER |  | EXPORT 3
0100870C | TAD SECTION | 0870-MEC-IRD-336-TAD BURNER | ANNUALLY MECHANICAL INSPECTION | 0870-MEC-IRD-336-TAD BURNER ANNUAL MECHANICAL INSPECTION | 336 | IRD | 4660258 |  |  |  | 2020-09-07 | MAS0178 | MEC | TAD BURNER |  | EXPORT 3
0100870C | TAD SECTION | 0870-MEC-DD-168- TAD AIR | SEMI-ANNUAL SILENCER INSP | 0870-MEC-DD-168- TAD AIR SEMI-ANNUAL SILENCER INSP | 168 | DD | 4660259 |  |  |  | 2020-01-27 | MAS0179 | MEC | TAD AIR FILTER & SILENCER |  | EXPORT 3
0100870C | TAD SECTION | 0870-MEC-DD-42-TAD AIR | SHUTDOWN FILTER INSPECTION | 0870-MEC-DD-42-TAD AIR SHUTDOWN FILTER INSPECTION | 42 | DD | 4660260 |  |  |  | 2020-01-06 | MAS0180 | MEC | TAD AIR FILTER & SILENCER |  | EXPORT 3
0100870C | TAD SECTION | 0870-E&I-DD-336-TAD BRNR FUEL | TRAIN ANNUAL ELECTRICAL INSP | 0870-E&I-DD-336-TAD BRNR FUEL TRAIN ANNUAL ELECTRICAL INSP | 336 | DD | 4660261 |  |  |  | 2020-09-21 | MAS0120 | E&I | TAD FUEL TRAIN |  | EXPORT 3
0100870C | TAD SECTION | 0870-EXT-IRD-336-TAD BRNR FUEL | TRAIN ANNUAL EXTERNAL INSP | 0870-EXT-IRD-336-TAD BRNR FUEL TRAIN ANNUAL EXTERNAL INSP | 336 | IRD | 4660262 |  |  |  | 2020-10-05 | MARPT0001 | CON | TAD FUEL TRAIN |  | EXPORT 3
0100870C | TAD SECTION | 0870-E&I-QI-28-TAD BRNR FUEL | TRAIN MONTHLY ELECTRICAL INSP | 0870-E&I-QI-28-TAD BRNR FUEL TRAIN MONTHLY ELECTRICAL INSP | 28 | QI | 4660263 |  |  |  | 2019-12-09 | MAS0223 | E&I | TAD FUEL TRAIN |  | EXPORT 3
0100870C | TAD SECTION | 0870-E&I-IRD-28-TAD BRNR FUEL | TRAIN MONTHLY ELECTRICAL INSP | 0870-E&I-IRD-28-TAD BRNR FUEL TRAIN MONTHLY ELECTRICAL INSP | 28 | IRD | 4660264 |  |  |  | 2019-12-09 | MAS0124 | E&I | TAD FUEL TRAIN |  | EXPORT 3
0100844AB | THERMOCOMPRESSOR | 0844-MEC-DD-168-THRMOCOMPRESOR | SEMI-ANNUAL INSPECTION | 0844-MEC-DD-168-THRMOCOMPRESOR SEMI-ANNUAL INSPECTION | 168 | DD | 4660265 |  |  |  | 2020-01-27 | MAS0181 | MEC | THERMOCOMPRESSOR |  | EXPORT 3
0100854 | ROLL HANDLING & WRAPPING | 0854-MEC-IRD-84-PARENT ROLL | QUARTERLY MECHANICAL INSP | 0854-MEC-IRD-84-PARENT ROLL QUARTERLY MECHANICAL INSP | 84 | IRD | 4660266 |  |  |  | 2020-01-27 | MAS0182 | MEC | ROLL TABLE TIPPER |  | EXPORT 3
0100854 | ROLL HANDLING & WRAPPING | 0854-LUB-IRD-168-PARENT ROLL | SEMI-ANNUAL BEARINGS LUBE | 0854-LUB-IRD-168-PARENT ROLL SEMI-ANNUAL BEARINGS LUBE | 168 | IRD | 4660267 |  |  |  | 2020-03-09 | MAP402 | LUB | ROLL TABLE TIPPER |  | EXPORT 3
0100854 | ROLL HANDLING & WRAPPING | 0854-MEC-IRD-168-PARENT ROLL | QUARTERLY MECHANICAL INSP | 0854-MEC-IRD-168-PARENT ROLL QUARTERLY MECHANICAL INSP | 168 | IRD | 4660268 |  |  |  | 2020-03-16 | MAS0183 | MEC | ROLL TABLE TIPPER |  | EXPORT 3
0100854 | ROLL HANDLING & WRAPPING | 0854-MEC-DD-168-PARENT ROLL | SEMI-ANNUAL MECHANICAL INSP | 0854-MEC-DD-168-PARENT ROLL SEMI-ANNUAL MECHANICAL INSP | 168 | DD | 4660269 |  |  |  | 2020-01-27 | MAS0184 | MEC | ROLL TABLE TIPPER |  | EXPORT 3
0100854 | ROLL HANDLING & WRAPPING | 0854-LUB-DD-168-PARENT ROLL | SEMI ANNUAL LUBRICATION | 0854-LUB-DD-168-PARENT ROLL SEMI ANNUAL LUBRICATION | 168 | DD | 4660270 |  |  |  | 2020-02-17 | MAP404 | LUB | ROLL TABLE TIPPER |  | EXPORT 3
0100854 | ROLL HANDLING & WRAPPING | 0854-MEC-DD-84-PARENT ROLL | QUARTERLY MECHANICAL INSP | 0854-MEC-DD-84-PARENT ROLL QUARTERLY MECHANICAL INSP | 84 | DD | 4660271 |  |  |  | 2020-01-06 | MAS0185 | MEC | ROLL TABLE TIPPER |  | EXPORT 3
0100854 | ROLL HANDLING & WRAPPING | 0854-MEC-DD-42-PARENT ROLL | SHUTDOWN PHOTOCELL INSPECTION | 0854-MEC-DD-42-PARENT ROLL SHUTDOWN PHOTOCELL INSPECTION | 42 | DD | 4660272 |  |  |  | 2020-01-13 | MAS0186 | MEC | ROLL TABLE TIPPER |  | EXPORT 3
0100854 | ROLL HANDLING & WRAPPING | 0854-MEC-DD-42-PARENT ROLL MTR | SHUTDOWN MOTORS CLEANING | 0854-MEC-DD-42-PARENT ROLL MTR SHUTDOWN MOTORS CLEANING | 42 | DD | 4660273 |  |  |  | 2020-01-13 | MAP0400 | MEC | ROLL TABLE TIPPER |  | EXPORT 3
0100854 | ROLL HANDLING & WRAPPING | 0854-MEC-IRD-168-PARENT ROLL | ANNUAL MOTORS INSPECTION | 0854-MEC-IRD-168-PARENT ROLL ANNUAL MOTORS INSPECTION | 168 | IRD | 4660274 |  |  |  | 2020-03-23 | MAS0187 | MEC | ROLL TABLE TIPPER |  | EXPORT 3
0100854 | ROLL HANDLING & WRAPPING | 0854-MEC-IRD-28-PARENT ROLL | CONV BELT INSP & MEASUREMENT | 0854-MEC-IRD-28-PARENT ROLL CONV BELT INSP & MEASUREMENT | 28 | IRD | 4660275 |  |  |  | 2019-12-09 | MAS0188 | MEC | ROLL TABLE TIPPER |  | EXPORT 3
0100854 | ROLL HANDLING & WRAPPING | 0854-MEC-DD-42-PARENT ROLL | SHUTDOWN CONVEYOR BELT INSP | 0854-MEC-DD-42-PARENT ROLL SHUTDOWN CONVEYOR BELT INSP | 42 | DD | 4660276 |  |  |  | 2020-01-13 | MAS0189 | MEC | ROLL TABLE TIPPER |  | EXPORT 3
0100854 | ROLL HANDLING & WRAPPING | 0854-OPE-QI-7-PARENT ROLL | WEEKLY CONVEYOR INSPECTION | 0854-OPE-QI-7-PARENT ROLL WEEKLY CONVEYOR INSPECTION | 7 | QI | 4660277 |  |  |  | 2019-11-11 | MAS0105 | OPE | ROLL TABLE TIPPER |  | EXPORT 3
0100854 | ROLL HANDLING & WRAPPING | 0854-MEC-IRD-7-PARENT ROLL | WEEKLY CYLINDER INSPECTION | 0854-MEC-IRD-7-PARENT ROLL WEEKLY CYLINDER INSPECTION | 7 | IRD | 4660278 |  |  |  | 2019-11-11 | MAS0190 | MEC | ROLL TABLE TIPPER |  | EXPORT 3
0100854 | ROLL HANDLING & WRAPPING | 0854-LUB-DD-168-PARENT ROLL | SEMI-ANNUAL STRETCH SCREW INSP | 0854-LUB-DD-168-PARENT ROLL SEMI-ANNUAL STRETCH SCREW INSP | 168 | DD | 4660279 |  |  |  | 2020-02-17 | MAP405 | LUB | ROLL TABLE TIPPER |  | EXPORT 3
0100854 | ROLL HANDLING & WRAPPING | 0854-E&I-DD-336-PARENT ROLL | ANNUAL ELECTRICAL INSPECTION | 0854-E&I-DD-336-PARENT ROLL ANNUAL ELECTRICAL INSPECTION | 336 | DD | 4660280 |  |  |  | 2020-09-21 | MAS0121 | E&I | ROLL TABLE TIPPER |  | EXPORT 3
0100854 | ROLL HANDLING & WRAPPING | 0854-LUB-DD-1008/1680-PARENT | ROLL GEARBOX LUBRICATION | 0854-LUB-DD-1008/1680-PARENT ROLL GEARBOX LUBRICATION | 1680 | DD | 4660281 |  |  |  | 2024-05-20 | MAP406 | LUB | ROLL TABLE TIPPER |  | EXPORT 3
0100854E | PARENT ROLL TURNTABLE CONVEYOR | 0854-OPE-IRD-7-PARENT ROLL | WEEKLY WHEELS INSPECTION | 0854-OPE-IRD-7-PARENT ROLL WEEKLY WHEELS INSPECTION | 7 | IRD | 4660282 |  |  |  | 2019-11-11 | MAS0106 | OPE | ROLL TABLE TIPPER |  | EXPORT 3
0100854 | ROLL HANDLING & WRAPPING | 0854-E&I-DD-168-PARENT ROLL | SEMI-ANNUAL ELECTRICAL INSP | 0854-E&I-DD-168-PARENT ROLL SEMI-ANNUAL ELECTRICAL INSP | 168 | DD | 4660283 |  |  |  | 2020-02-17 | MAS0224 | E&I | ROLL TABLE TIPPER |  | EXPORT 3
0100854G | PARENT ROLL UPENDER | 0854-MEC-DD-336-PARENT ROLL | UPENDER ANNUAL MECH INSP | 0854-MEC-DD-336-PARENT ROLL UPENDER ANNUAL MECH INSP | 336 | DD | 4660284 |  |  |  | 2020-10-26 | MAS0191 | MEC | ROLL TABLE TIPPER |  | EXPORT 3
0100870HK | Water Jet Turn-Up Glue Unit Positioner | 0870-OPE-QI-1-WATER UNIT | POSITIONER DAILY INSPECTION | 0870-OPE-QI-1-WATER UNIT POSITIONER DAILY INSPECTION | 1 | QI | 4660285 |  |  |  | 2019-11-05 | MAS0107 | OPE | WATER JET UNIT POSITIONER |  | EXPORT 3
0100870HK | Water Jet Turn-Up Glue Unit Positioner | 0870-MEC-DD-126-WATER UNIT | POSITIONER 4-MONTH MECH INSP | 0870-MEC-DD-126-WATER UNIT POSITIONER 4-MONTH MECH INSP | 126 | DD | 4660286 |  |  |  | 2020-01-27 | MAS0192 | MEC | WATER JET UNIT POSITIONER |  | EXPORT 3
0100870HK | Water Jet Turn-Up Glue Unit Positioner | 0870-E&I-DD-168-WATER UNIT | POSITIONER VALVE INSPECTION | 0870-E&I-DD-168-WATER UNIT POSITIONER VALVE INSPECTION | 168 | DD | 4660287 |  |  |  | 2020-02-17 | MAS0122 | E&I | WATER JET UNIT POSITIONER |  | EXPORT 3
0100870HK | Water Jet Turn-Up Glue Unit Positioner | 0870-E&I-IRD-168-WATER UNIT | POSITIONER VALVE PRESS TEST | 0870-E&I-IRD-168-WATER UNIT POSITIONER VALVE PRESS TEST | 168 | IRD | 4660288 |  |  |  | 2020-03-30 | MAS0123 | E&I | WATER JET UNIT POSITIONER |  | EXPORT 3
0100870HK | Water Jet Turn-Up Glue Unit Positioner | 0870-MEC-DD-42-WATER UNIT | POSITIONER MOTOR CLEANING | 0870-MEC-DD-42-WATER UNIT POSITIONER MOTOR CLEANING | 42 | DD | 4660289 |  |  |  | 2020-01-13 | MAP0400 | MEC | WATER JET UNIT POSITIONER |  | EXPORT 3
0100870HK | Water Jet Turn-Up Glue Unit Positioner | 0870-E&I-DD-126-WATER UNIT | POSITIONER 4-MONTH MOTOR INSP | 0870-E&I-DD-126-WATER UNIT POSITIONER 4-MONTH MOTOR INSP | 126 | DD | 4660290 |  |  |  | 2020-01-27 | MAS0124 | E&I | WATER JET UNIT POSITIONER |  | EXPORT 3
0100870HK | Water Jet Turn-Up Glue Unit Positioner | 0870-MEC-IRD-168-WATER UNIT | POSITIONER 6-MONTH MOTOR INSP | 0870-MEC-IRD-168-WATER UNIT POSITIONER 6-MONTH MOTOR INSP | 168 | IRD | 4660291 |  |  |  | 2020-04-06 | MAS0193 | MEC | WATER JET UNIT POSITIONER |  | EXPORT 3
0100870HK | Water Jet Turn-Up Glue Unit Positioner | 0870-MEC-IRD-28-WATER UNIT | POSITIONER MONTHLY PUMP INSP | 0870-MEC-IRD-28-WATER UNIT POSITIONER MONTHLY PUMP INSP | 28 | IRD | 4660292 |  |  |  | 2019-12-09 | MAS0194 | MEC | WATER JET UNIT POSITIONER |  | EXPORT 3
0100870HK | Water Jet Turn-Up Glue Unit Positioner | 0870-EXT-IRD-28-WATER UNIT | POSITIONER PUMP VIBE ANALYSIS | 0870-EXT-IRD-28-WATER UNIT POSITIONER PUMP VIBE ANALYSIS | 28 | IRD | 4660293 |  |  |  | 2019-12-09 | MARVIB005 | CON | WATER JET UNIT POSITIONER |  | EXPORT 3
0100870HK | Water Jet Turn-Up Glue Unit Positioner | 0870-OPE-IRD-7-WATER UNIT | POSITIONER WEEKLY INSP | 0870-OPE-IRD-7-WATER UNIT POSITIONER WEEKLY INSP | 7 | IRD | 4660294 |  |  |  | 2019-11-11 | MAS0107 | OPE | WATER JET UNIT POSITIONER |  | EXPORT 3
0100870HK | Water Jet Turn-Up Glue Unit Positioner | 0870-MEC-DD-168- WATER UNIT | POSITIONER VALVE SEAL REPLACE | 0870-MEC-DD-168- WATER UNIT POSITIONER VALVE SEAL REPLACE | 168 | DD | 4660295 |  |  |  | 2020-03-09 | MAS0195 | MEC | WATER JET UNIT POSITIONER | YES | EXPORT 3
0100870KFB | WATER JET TURN UP | 0870-MEC-DD-168-WATER JET TURN | UP 4-MONTH SERVOMOTOR CLEANING | 0870-MEC-DD-168-WATER JET TURN UP 4-MONTH SERVOMOTOR CLEANING | 168 | DD | 4660296 |  |  |  | 2020-03-09 | MAP0400 | MEC | WATER JET TURN-UP SERVO |  | EXPORT 3
0100870KFB | WATER JET TURN UP | 0870-MEC-IRD-84-WATER JET TURN | UP 3-MONTH SERVOMOTOR BRG INSP | 0870-MEC-IRD-84-WATER JET TURN UP 3-MONTH SERVOMOTOR BRG INSP | 84 | IRD | 4660297 |  |  |  | 2020-02-03 | MAS0196 | MEC | WATER JET TURN-UP SERVO |  | EXPORT 3
0100870KFB | WATER JET TURN UP | 0870-MEC-DD-168-WATER JET TURN | UP SEMI-ANNUAL MECHANICAL INSP | 0870-MEC-DD-168-WATER JET TURN UP SEMI-ANNUAL MECHANICAL INSP | 168 | DD | 4660298 |  |  |  | 2020-03-09 | MAS0197 | MEC | WATER JET TURN-UP SERVO |  | EXPORT 3
0100870KFB | WATER JET TURN UP | 0870-E&I-DD-168-WATER JET TURN | UP SEMI-ANNUAL ELECTRICAL INSP | 0870-E&I-DD-168-WATER JET TURN UP SEMI-ANNUAL ELECTRICAL INSP | 168 | DD | 4660299 |  |  |  | 2020-03-09 | MAS0125 | E&I | WATER JET TURN-UP SERVO |  | EXPORT 3
0100870KFB | WATER JET TURN UP | 0870-E&I-IRD-168-H20 JET TURN | UP SEMI-ANNUAL SERVOMOTOR INSP | 0870-E&I-IRD-168-H20 JET TURN UP SEMI-ANNUAL SERVOMOTOR INSP | 168 | IRD | 4660300 |  |  |  | 2020-04-13 | MAS0126 | E&I | WATER JET TURN-UP SERVO |  | EXPORT 3
0100870KFB | WATER JET TURN UP | 0870-E&I-IRD-28-WATER JET TURN | UP MONTHLY SERVOMOTOR INSP | 0870-E&I-IRD-28-WATER JET TURN UP MONTHLY SERVOMOTOR INSP | 28 | IRD | 4660301 |  |  |  | 2019-12-09 | MAS0225 | E&I | WATER JET TURN-UP SERVO |  | EXPORT 3
0100870HM | CORE SHAFT | 0870-E&I-DD-42-CORE SHAFT | SHUTDOWN VALVE INSPECTION | 0870-E&I-DD-42-CORE SHAFT SHUTDOWN VALVE INSPECTION | 42 | DD | 4660302 |  |  |  | 2020-01-13 | MAS0127 | E&I | CORE SHAFT |  | EXPORT 3
0100870HM | CORE SHAFT | 0870-E&I-DD-336-CORE SHAFT | ANNUAL VALVES INSPECTION | 0870-E&I-DD-336-CORE SHAFT ANNUAL VALVES INSPECTION | 336 | DD | 4660303 |  |  |  | 2020-10-26 | MAS0226 | E&I | CORE SHAFT |  | EXPORT 3
0100870HM | CORE SHAFT | 0870-MEC-DD-42-CORE SHAFT | SHUTDOWN FILTER INSPECTION | 0870-MEC-DD-42-CORE SHAFT SHUTDOWN FILTER INSPECTION | 42 | DD | 4660304 |  |  |  | 2019-12-16 | MAS0198 | MEC | CORE SHAFT |  | EXPORT 3
0100870HM | CORE SHAFT | 0870-LUB-IRD-28-CORE SHAFT | MONTHLY BEARING LUBRICATION | 0870-LUB-IRD-28-CORE SHAFT MONTHLY BEARING LUBRICATION | 28 | IRD | 4660305 |  |  |  | 2019-12-16 | MAP402 | LUB | CORE SHAFT |  | EXPORT 3
0100870HM | CORE SHAFT | 0870-MEC-IRD-84-CORE SHAFT | QUARTERLY MECHANICAL INSP | 0870-MEC-IRD-84-CORE SHAFT QUARTERLY MECHANICAL INSP | 84 | IRD | 4660306 |  |  |  | 2020-02-10 | MAS0199 | MEC | CORE SHAFT |  | EXPORT 3
0100870HM | CORE SHAFT | 0870-MEC-DD-84-CORE SHAFT | QUARTERLY SHAFT INSPECTION | 0870-MEC-DD-84-CORE SHAFT QUARTERLY SHAFT INSPECTION | 84 | DD | 4660307 |  |  |  | 2020-01-06 | MAS0200 | MEC | CORE SHAFT |  | EXPORT 3
0100870HM | CORE SHAFT | 0870-MEC-DD-168-CORE SHAFT | SEMI ANNUAL MECHANICAL INSP | 0870-MEC-DD-168-CORE SHAFT SEMI ANNUAL MECHANICAL INSP | 168 | DD | 4660308 |  |  |  | 2020-03-30 | MAS0201 | MEC | CORE SHAFT |  | EXPORT 3
0100870HM | CORE SHAFT | 0870-MEC-IRD-168-CORE SHAFT | SEMI ANNUAL AIR TUBES INSP | 0870-MEC-IRD-168-CORE SHAFT SEMI ANNUAL AIR TUBES INSP | 168 | IRD | 4660309 |  |  |  | 2020-04-20 | MAS0202 | MEC | CORE SHAFT |  | EXPORT 3
0100870HM | CORE SHAFT | 0870-OPE-DD-42-CORE SHAFT | SHUTDOWN SLOT INSPECTION | 0870-OPE-DD-42-CORE SHAFT SHUTDOWN SLOT INSPECTION | 42 | DD | 4660310 |  |  |  | 2019-12-16 | MAS0108 | OPE | CORE SHAFT |  | EXPORT 3
0100870HM | CORE SHAFT | 0870-MEC-IRD-28-CORE SHAFT | MONTHLY CLAMPING LUG SCRW INSP | 0870-MEC-IRD-28-CORE SHAFT MONTHLY CLAMPING LUG SCRW INSP | 28 | IRD | 4660311 |  |  |  | 2019-12-16 | MAS0203 | MEC | CORE SHAFT |  | EXPORT 3
0100870IAA | SHAFT PULLER DRIVE | 0870-LUB-DD-126-SHAFT PULLER | 4-MONTH LUBRICATION | 0870-LUB-DD-126-SHAFT PULLER 4-MONTH LUBRICATION | 126 | DD | 4660312 |  |  |  | 2020-02-17 | MAP413 | LUB | CORE SHAFT |  | EXPORT 3
0100870IAA | SHAFT PULLER DRIVE | 0870-MEC-IRD-126-SHAFT PULLER | 4-MONTH MECHANICAL INSPECTION | 0870-MEC-IRD-126-SHAFT PULLER 4-MONTH MECHANICAL INSPECTION | 126 | IRD | 4660313 |  |  |  | 2020-02-17 | MAS0204 | MEC | CORE SHAFT |  | EXPORT 3
0100870IAA | SHAFT PULLER DRIVE | 0870-MEC-QI-126-SHAFT PULLER | 4-MONTH QUICK INSPECTION | 0870-MEC-QI-126-SHAFT PULLER 4-MONTH QUICK INSPECTION | 126 | QI | 4660314 |  |  |  | 2020-01-06 | MAS0205 | MEC | CORE SHAFT |  | EXPORT 3
0100870IAA | SHAFT PULLER DRIVE | 0870-LUB-DD-1008/1680-SHAFT | PULLER GEARBOX LUBE | 0870-LUB-DD-1008/1680-SHAFT PULLER GEARBOX LUBE | 1680 | DD | 4660315 |  |  |  | 2024-07-01 | MAP414 | LUB | CORE SHAFT |  | EXPORT 3
0100870IAA | SHAFT PULLER DRIVE | 0870-LUB-DD-1008/1680-SHAFT | PULLER OIL SEAL REPLACEMENT | 0870-LUB-DD-1008/1680-SHAFT PULLER OIL SEAL REPLACEMENT | 1680 | DD | 4660316 |  |  |  | 2024-08-12 | MAP415 | LUB | CORE SHAFT | YES | EXPORT 3
0100870IAA | SHAFT PULLER DRIVE | 0870-MEC-QI-672-SHAFT PULLER | TWO YEAR SHAFT PULLER INSP | 0870-MEC-QI-672-SHAFT PULLER TWO YEAR SHAFT PULLER INSP | 672 | QI | 4660317 |  |  |  | 2021-07-05 | MAS0206 | MEC | CORE SHAFT |  | EXPORT 3
0100870IAA | SHAFT PULLER DRIVE | 0870-MEC-DD-420-SHAFT PULLER | GEARBOX ADAPTER INSPECTION | 0870-MEC-DD-420-SHAFT PULLER GEARBOX ADAPTER INSPECTION | 420 | DD | 4660318 |  |  |  | 2020-10-26 | MAS0207 | MEC | CORE SHAFT |  | EXPORT 3
0100870IAA | SHAFT PULLER DRIVE | 0870-LUB-DD-420-SHAFT PULLER | FIFTEEN-WEEK LUBRICATION | 0870-LUB-DD-420-SHAFT PULLER FIFTEEN-WEEK LUBRICATION | 420 | DD | 4660319 |  |  |  | 2020-12-21 | MAP416 | LUB | CORE SHAFT |  | EXPORT 3
0100870IA | SHAFT PULLER ASSEMBLY | 0870-MEC-DD-336-SHAFT PULLER | ANNUAL INSPECTION | 0870-MEC-DD-336-SHAFT PULLER ANNUAL INSPECTION | 336 | DD | 4660320 |  |  |  | 2020-10-26 | MAS0208 | MEC | CORE SHAFT |  | EXPORT 3
0100870IA | SHAFT PULLER ASSEMBLY | 0870-OPE-IRD-7-SHAFT PULLER | WEEKLY INSPECTION | 0870-OPE-IRD-7-SHAFT PULLER WEEKLY INSPECTION | 7 | IRD | 4660321 |  |  |  | 2019-11-11 | MAS0109 | OPE | CORE SHAFT |  | EXPORT 3
0100870IAA | SHAFT PULLER DRIVE | 0870-MEC-DD-42-SHAFT PULLER | SHUTDOWN MOTOR CLEANING | 0870-MEC-DD-42-SHAFT PULLER SHUTDOWN MOTOR CLEANING | 42 | DD | 4660322 |  |  |  | 2019-12-16 | MAP0400 | MEC | CORE SHAFT |  | EXPORT 3
0100870IAA | SHAFT PULLER DRIVE | 0870-MEC-IRD-168-SHAFT PULLER | SEMI-ANNUAL MOTOR INSPECTION | 0870-MEC-IRD-168-SHAFT PULLER SEMI-ANNUAL MOTOR INSPECTION | 168 | IRD | 4660323 |  |  |  | 2020-04-27 | MAS0209 | MEC | CORE SHAFT |  | EXPORT 3
0100870IA | SHAFT PULLER ASSEMBLY | 0870-LUB-IRD-168-SHAFT PULLER | BEARINGS LUBRICATION | 0870-LUB-IRD-168-SHAFT PULLER BEARINGS LUBRICATION | 168 | IRD | 4660324 |  |  |  | 2020-05-04 | MAP402 | LUB | CORE SHAFT |  | EXPORT 3
0100870IA | SHAFT PULLER ASSEMBLY | 0870-MEC-IRD-336-SHAFT PULLER | ANNUAL BEARINGS INSPECTION | 0870-MEC-IRD-336-SHAFT PULLER ANNUAL BEARINGS INSPECTION | 336 | IRD | 4660325 |  |  |  | 2020-11-02 | MAS0210 | MEC | CORE SHAFT |  | EXPORT 3
0100870IA | SHAFT PULLER ASSEMBLY | 0870-MEC-QI-28-SHAFT PULLER | MONTHLY INSPECTION | 0870-MEC-QI-28-SHAFT PULLER MONTHLY INSPECTION | 28 | QI | 4660326 |  |  |  | 2019-12-16 | MAS0211 | MEC | CORE SHAFT |  | EXPORT 3
0100870IC | CORE PUSHER ASSEMBLY | 0870-MEC-DD-336-CORE LOADER | ANNUAL LINEAR SYSTEM INSP | 0870-MEC-DD-336-CORE LOADER ANNUAL LINEAR SYSTEM INSP | 336 | DD | 4660327 |  |  |  | 2020-06-08 | MAS0212 | MEC | CORE SHAFT |  | EXPORT 3
0100870IC | CORE PUSHER ASSEMBLY | 0870-MEC-QI-28-CORE LOADER | MONTHLY MECHANICAL INSPECTION | 0870-MEC-QI-28-CORE LOADER MONTHLY MECHANICAL INSPECTION | 28 | QI | 4660328 |  |  |  | 2019-12-16 | MAS0213 | MEC | CORE SHAFT |  | EXPORT 3
0100870IC | CORE PUSHER ASSEMBLY | 0870-LUB-DD-168-CORE LOADER | SEMI-ANNUAL LUBRICATION | 0870-LUB-DD-168-CORE LOADER SEMI-ANNUAL LUBRICATION | 168 | DD | 4660329 |  |  |  | 2020-03-30 | MAP402 | LUB | CORE SHAFT |  | EXPORT 3
0100870IC | CORE PUSHER ASSEMBLY | 0870-MEC-DD-126-CORE LOADER | 4-MONTH INSPECTION | 0870-MEC-DD-126-CORE LOADER 4-MONTH INSPECTION | 126 | DD | 4660330 |  |  |  | 2020-02-17 | MAS0214 | MEC | CORE SHAFT |  | EXPORT 3
0100870IC | CORE PUSHER ASSEMBLY | 0870-MEC-DD-420-CORE LOADER | FIFTEEN-WEEK CLEANING & INSP | 0870-MEC-DD-420-CORE LOADER FIFTEEN-WEEK CLEANING & INSP | 420 | DD | 4660331 |  |  |  | 2021-02-15 | MAP0400 | MEC | CORE SHAFT |  | EXPORT 3
0100870IC | CORE PUSHER ASSEMBLY | 0870-MEC-DD-672-CORE LOADER | BI-ANNUAL GEARBOX INSPECTION | 0870-MEC-DD-672-CORE LOADER BI-ANNUAL GEARBOX INSPECTION | 672 | DD | 4660332 |  |  |  | 2021-08-16 | MAS0215 | MEC | CORE SHAFT |  | EXPORT 3
0100870HFA | CENTER WIND ASSIST | 0870-MEC-DD-84-CENTER WIND | ASSIST QUARTERLY MECH INSP | 0870-MEC-DD-84-CENTER WIND ASSIST QUARTERLY MECH INSP | 84 | DD | 4660333 |  |  |  | 2020-01-06 | MAS0216 | MEC | CENTER WIND ASSIST |  | EXPORT 3
0100870HFA | CENTER WIND ASSIST | 0870-MEC-DD-168-CENTER WIND | ASSIST SEMI-ANNUAL MECH INSP | 0870-MEC-DD-168-CENTER WIND ASSIST SEMI-ANNUAL MECH INSP | 168 | DD | 4660334 |  |  |  | 2020-03-30 | MAS0217 | MEC | CENTER WIND ASSIST |  | EXPORT 3
0100870HFA | CENTER WIND ASSIST | 0870-MEC-IRD-28-CENTER WIND | ASSIST MONTHLY MECHANCAL INSP | 0870-MEC-IRD-28-CENTER WIND ASSIST MONTHLY MECHANCAL INSP | 28 | IRD | 4660335 |  |  |  | 2019-12-16 | MAS0218 | MEC | CENTER WIND ASSIST |  | EXPORT 3
0100870HFA | CENTER WIND ASSIST | 0870-LUB-IRD-28-CENTER WIND | ASSIST MONTHLY BEARING LUBE | 0870-LUB-IRD-28-CENTER WIND ASSIST MONTHLY BEARING LUBE | 28 | IRD | 4660336 |  |  |  | 2019-12-16 | MAP402 | LUB | CENTER WIND ASSIST |  | EXPORT 3
0100870HFA | CENTER WIND ASSIST | 0870-MEC-IRD-84-CENTER WIND | ASSIST QUARTERLY MECH INSP | 0870-MEC-IRD-84-CENTER WIND ASSIST QUARTERLY MECH INSP | 84 | IRD | 4660337 |  |  |  | 2020-02-17 | MAS0219 | MEC | CENTER WIND ASSIST |  | EXPORT 3
0100870HFA | CENTER WIND ASSIST | 0870-MEC-DD-42-CENTER WIND | ASSIST SHUTDOWN MOTOR CLEANING | 0870-MEC-DD-42-CENTER WIND ASSIST SHUTDOWN MOTOR CLEANING | 42 | DD | 4660338 |  |  |  | 2019-12-16 | MAP0400 | MEC | CENTER WIND ASSIST |  | EXPORT 3
0100870HFA | CENTER WIND ASSIST | 0870-E&I-DD-84-CENTER WIND | ASSIST QUARTERLY ELECT INSP | 0870-E&I-DD-84-CENTER WIND ASSIST QUARTERLY ELECT INSP | 84 | DD | 4660339 |  |  |  | 2020-01-06 | MAS0128 | E&I | CENTER WIND ASSIST |  | EXPORT 3
0100870HFA | CENTER WIND ASSIST | 0870-MEC-IRD-168-CENTER WIND | ASSIST SEMI-ANNUAL MOTOR INSP | 0870-MEC-IRD-168-CENTER WIND ASSIST SEMI-ANNUAL MOTOR INSP | 168 | IRD | 4660340 |  |  |  | 2020-05-11 | MAS0220 | MEC | CENTER WIND ASSIST |  | EXPORT 3
0100870HFA | CENTER WIND ASSIST | 0870-E&I-IRD-28-CENTER WIND | ASSIST MONTHLY MOTOR ELEC INSP | 0870-E&I-IRD-28-CENTER WIND ASSIST MONTHLY MOTOR ELEC INSP | 28 | IRD | 4660341 |  |  |  | 2019-12-16 | MAS0129 | E&I | CENTER WIND ASSIST |  | EXPORT 3
0100870HFA | CENTER WIND ASSIST | 0870-EXT-IRD-28-CENTER WIND | ASSIST MONTHLY MOTOR VIBE | 0870-EXT-IRD-28-CENTER WIND ASSIST MONTHLY MOTOR VIBE | 28 | IRD | 4660342 |  |  |  | 2019-12-16 | MARVIB005 | CON | CENTER WIND ASSIST |  | EXPORT 3
0100870HLP | WATER SHOWER ASSEMBLY | 0870-OPE-IRD-1-INNER WIRE | DAILY INSPECTION | 0870-OPE-IRD-1-INNER WIRE DAILY INSPECTION | 1 | IRD | 4660343 |  |  |  | 2019-11-05 | MAS0110 | OPE | SHOWERS |  | EXPORT 3
0100870HLP | WATER SHOWER ASSEMBLY | 0870-OPE-DD-42-INNER WIRE | SHUTDOWN SHOWER/NOZZLES INSP | 0870-OPE-DD-42-INNER WIRE SHUTDOWN SHOWER/NOZZLES INSP | 42 | DD | 4660344 |  |  |  | 2019-12-16 | MAS0111 | OPE | SHOWERS |  | EXPORT 3
0100870HLP | WATER SHOWER ASSEMBLY | 0870-E&I-DD-336-INNER WIRE | ANNUALLY ELECTRICAL INSPECTION | 0870-E&I-DD-336-INNER WIRE ANNUALLY ELECTRICAL INSPECTION | 336 | DD | 4660345 |  |  |  | 2020-06-08 | MAS0130 | E&I | SHOWERS |  | EXPORT 3
0100870HLP | WATER SHOWER ASSEMBLY | 0870-MEC-DD-168-INNER WIRE | SEMI-ANNUAL MECHANICAL INSP | 0870-MEC-DD-168-INNER WIRE SEMI-ANNUAL MECHANICAL INSP | 168 | DD | 4660346 |  |  |  | 2020-03-30 | MAS0221 | MEC | SHOWERS |  | EXPORT 3
0100870HLP | WATER SHOWER ASSEMBLY | 0870-OPE-IRD-7-INNER WIRE | WEEKLY INSPECTION | 0870-OPE-IRD-7-INNER WIRE WEEKLY INSPECTION | 7 | IRD | 4660347 |  |  |  | 2019-11-11 | MAS0228 | OPE | SHOWERS |  | EXPORT 3
0100870MFA | HEADBOX AND FORMING SECTION DEVICES | FIELD DEV 1-E&I-DD-336 | HEADBX & FORMR FIELD INST INSP | FIELD DEV 1-E&I-DD-336 HEADBX & FORMR FIELD INST INSP | 336 | DD | 4660348 |  |  |  | 2020-09-14 | MARFD001 | E&I | FIELD DEVICES |  | EXPORT 3
0100870MFD | TAD SECTION DEVICES | FIELD DEV 2-E&I-DD-336 TAD & | PRESS FIELD INSTRUMENT INSP | FIELD DEV 2-E&I-DD-336 TAD & PRESS FIELD INSTRUMENT INSP | 336 | DD | 4660349 |  |  |  | 2020-08-03 | MARFD001 | E&I | FIELD DEVICES |  | EXPORT 3
0100870MFE | YANKEE SECTION DEVICES | FIELD DEV 3-E&I-DD-336 YANKEE | FIELD INSTRUMENTATION INSP | FIELD DEV 3-E&I-DD-336 YANKEE FIELD INSTRUMENTATION INSP | 336 | DD | 4660350 |  |  |  | 2020-07-13 | MARFD001 | E&I | FIELD DEVICES |  | EXPORT 3
0100870MFF | CALENDER SECTION INSTRUMENTATION AND DEVICES | FIELD DEV 4-E&I-DD-336 | CALENDAR FIELD INSTRUMENT INSP | FIELD DEV 4-E&I-DD-336 CALENDAR FIELD INSTRUMENT INSP | 336 | DD | 4660351 |  |  |  | 2020-06-08 | MARFD001 | E&I | FIELD DEVICES |  | EXPORT 3
0100870MFG | REEL SECTION DEVICES | FIELD DEV 6-E&I-DD-336 REEL | FIELD INSTRUMENTATION INSP | FIELD DEV 6-E&I-DD-336 REEL FIELD INSTRUMENTATION INSP | 336 | DD | 4660352 |  |  |  | 2020-10-19 | MARFD001 | E&I | FIELD DEVICES |  | EXPORT 3
0100870MFH | ROLL HANDLING DEVICES | FIELD DEV 7-E&I-DD-336 ROLL | HANDLING FIELD INSTRUMENT INSP | FIELD DEV 7-E&I-DD-336 ROLL HANDLING FIELD INSTRUMENT INSP | 336 | DD | 4660353 |  |  |  | 2020-05-04 | MARFD001 | E&I | FIELD DEVICES |  | EXPORT 3
0100870MFI | CONVEYORS DEVICES | FIELD DEV 5-E&I-DD-336 | CONVEYORS FIELD INSTUMENT INSP | FIELD DEV 5-E&I-DD-336 CONVEYORS FIELD INSTUMENT INSP | 336 | DD | 4660354 |  |  |  | 2020-11-02 | MARFD001 | E&I | FIELD DEVICES |  | EXPORT 3
0100870MFJ | E STOP DEVICES | FIELD DEV 8-E&I-DD-336 E STOP | INSTRUMENTATION INSPECTION | FIELD DEV 8-E&I-DD-336 E STOP INSTRUMENTATION INSPECTION | 336 | DD | 4660355 |  |  |  | 2020-12-07 | MARFD001 | E&I | FIELD DEVICES |  | EXPORT 3
0100870MFD | TAD SECTION DEVICES | FIELD DEV 9-E&I-DD-336 FIREFLY | MACHINE SUPERVISION INST INSP | FIELD DEV 9-E&I-DD-336 FIREFLY MACHINE SUPERVISION INST INSP | 336 | DD | 4660356 |  |  |  | 2020-04-06 | MARFD001 | E&I | FIELD DEVICES |  | EXPORT 3
0100820SA | HYDRAULIC POWER PACK MOTOR | 0820-EXT-IRD-56-BALE HANDLING | SYSTEM MOTORS IR THERMOGRAPHY | 0820-EXT-IRD-56-BALE HANDLING SYSTEM MOTORS IR THERMOGRAPHY | 56 | IRD | 4660357 |  |  |  | 2020-01-06 | MARIR010 | CON | IR THERMOGRAPHY |  | EXPORT 3
0100821 | PULP DISSOLVING SYSTEM | 0821-EXT-IRD-28-BALE PULPER | SYSTEM MOTORS IR THERMOGRAPHY | 0821-EXT-IRD-28-BALE PULPER SYSTEM MOTORS IR THERMOGRAPHY | 28 | IRD | 4660358 |  |  |  | 2019-12-16 | MARIR010 | CON | IR THERMOGRAPHY |  | EXPORT 3
0100821 | PULP DISSOLVING SYSTEM | 0821-EXT-IRD-56-BALE PULPER | MOTORS THERMOGRAPHY INSPECTION | 0821-EXT-IRD-56-BALE PULPER MOTORS THERMOGRAPHY INSPECTION | 56 | IRD | 4660359 |  |  |  | 2020-01-06 | MARIR010 | CON | IR THERMOGRAPHY |  | EXPORT 3
0100822 | LINE 1 | 0822-EXT-IRD-56-LINE 1 | MOTORS THERMOGRAPHY INSPECTION | 0822-EXT-IRD-56-LINE 1 MOTORS THERMOGRAPHY INSPECTION | 56 | IRD | 4660360 |  |  |  | 2020-01-06 | MARIR010 | CON | IR THERMOGRAPHY |  | EXPORT 3
0100822 | LINE 1 | 0822-EXT-IRD-28-LINE 1 | REFINER SYS MOTORS IR THERMO | 0822-EXT-IRD-28-LINE 1 REFINER SYS MOTORS IR THERMO | 28 | IRD | 4660361 |  |  |  | 2019-12-16 | MARIR010 | CON | IR THERMOGRAPHY |  | EXPORT 3
0100824 | LINE 2 | 0824-EXT-IRD-56-LINE 2 | MOTORS THERMOGRAPHY INSPECTION | 0824-EXT-IRD-56-LINE 2 MOTORS THERMOGRAPHY INSPECTION | 56 | IRD | 4660362 |  |  |  | 2020-01-06 | MARIR010 | CON | IR THERMOGRAPHY |  | EXPORT 3
0100824 | LINE 2 | 0824-EXT-IRD-28-LINE 2 | REFINER SYS MOTORS IR THERMO | 0824-EXT-IRD-28-LINE 2 REFINER SYS MOTORS IR THERMO | 28 | IRD | 4660363 |  |  |  | 2019-12-16 | MARIR010 | CON | IR THERMOGRAPHY |  | EXPORT 3
0100826 | INTERNAL BROKE SYSTEM | 0826-EXT-IRD-56-INTERNAL BROKE | SYSTEM MOTORS IR THERMOGRAPHY | 0826-EXT-IRD-56-INTERNAL BROKE SYSTEM MOTORS IR THERMOGRAPHY | 56 | IRD | 4660364 |  |  |  | 2020-01-13 | MARIR010 | CON | IR THERMOGRAPHY |  | EXPORT 3
0100826 | INTERNAL BROKE SYSTEM | 0826-EXT-IRD-28-INTERNAL BROKE | SYSTEM MOTORS IR THERMOGRAPHY | 0826-EXT-IRD-28-INTERNAL BROKE SYSTEM MOTORS IR THERMOGRAPHY | 28 | IRD | 4660365 |  |  |  | 2019-12-16 | MARIR010 | CON | IR THERMOGRAPHY |  | EXPORT 3
0100828 | CONVERTING BROKE AND CORE HANDLING SYSTEM | 0828-EXT-IRD-56-CV BROKE AND | CORE MOTORS IR THERMOGRAPHY | 0828-EXT-IRD-56-CV BROKE AND CORE MOTORS IR THERMOGRAPHY | 56 | IRD | 4660366 |  |  |  | 2020-01-13 | MARIR010 | CON | IR THERMOGRAPHY |  | EXPORT 3
0100828AB | BROKE PULPER MOTOR | 0828-EXT-IRD-28-CV BROKE AND | CORE MOTORS IR THERMOGRAPHY | 0828-EXT-IRD-28-CV BROKE AND CORE MOTORS IR THERMOGRAPHY | 28 | IRD | 4660367 |  |  |  | 2019-12-16 | MARIR010 | CON | IR THERMOGRAPHY |  | EXPORT 3
0100830 | PULP MIXING AND APPROACH SYSTEM | 0830-EXT-IRD-56-PULP MIX & APP | BI-MONTHLY MOTORS IR THERMO | 0830-EXT-IRD-56-PULP MIX & APP BI-MONTHLY MOTORS IR THERMO | 56 | IRD | 4660368 |  |  |  | 2020-01-13 | MARIR010 | CON | IR THERMOGRAPHY |  | EXPORT 3
0100830 | PULP MIXING AND APPROACH SYSTEM | 0830-EXT-IRD-28-PULP MIX & APP | MONTHLY MOTORS IR THERMO | 0830-EXT-IRD-28-PULP MIX & APP MONTHLY MOTORS IR THERMO | 28 | IRD | 4660369 |  |  |  | 2019-12-23 | MARIR010 | CON | IR THERMOGRAPHY |  | EXPORT 3
0100832 | WHITE WATER SYSTEM | 0832-EXT-IRD-56-WHITE WATER | SYSTEM PUMP MOTORS IR THERMO | 0832-EXT-IRD-56-WHITE WATER SYSTEM PUMP MOTORS IR THERMO | 56 | IRD | 4660370 |  |  |  | 2020-01-13 | MARIR010 | CON | IR THERMOGRAPHY |  | EXPORT 3
0100832 | WHITE WATER SYSTEM | 0832-EXT-IRD-28-WHITE WATER | SYSTEM PUMP MOTORS IR THERMO | 0832-EXT-IRD-28-WHITE WATER SYSTEM PUMP MOTORS IR THERMO | 28 | IRD | 4660371 |  |  |  | 2019-12-23 | MARIR010 | CON | IR THERMOGRAPHY |  | EXPORT 3
0100833 | TAD WATER SYSTEM | 0833-EXT-IRD-56-TAD WATER SYS | TAD PUMP MOTORS IR THERMO | 0833-EXT-IRD-56-TAD WATER SYS TAD PUMP MOTORS IR THERMO | 56 | IRD | 4660372 |  |  |  | 2020-01-20 | MARIR010 | CON | IR THERMOGRAPHY |  | EXPORT 3
0100833GA | TAD FABRIC HP FAN SHOWER PUMP MOTOR | 0833-EXT-IRD-28-TAD WATER SYS | FAN SHOWR PUMP MOTOR IR THERMO | 0833-EXT-IRD-28-TAD WATER SYS FAN SHOWR PUMP MOTOR IR THERMO | 28 | IRD | 4660373 |  |  |  | 2019-12-23 | MARIR010 | CON | IR THERMOGRAPHY |  | EXPORT 3
0100834 | SHOWER WATER SYSTEM | 0834-EXT-IRD-28-SHOWER WATER | SYSTEM PUMP MOTORS IR THERMO | 0834-EXT-IRD-28-SHOWER WATER SYSTEM PUMP MOTORS IR THERMO | 28 | IRD | 4660374 |  |  |  | 2019-12-23 | MARIR010 | CON | IR THERMOGRAPHY |  | EXPORT 3
0100834 | SHOWER WATER SYSTEM | 0834-EXT-IRD-56-SHOWER WATER | SYSTEM PUMP MOTORS IR THERMO | 0834-EXT-IRD-56-SHOWER WATER SYSTEM PUMP MOTORS IR THERMO | 56 | IRD | 4660375 |  |  |  | 2020-01-20 | MARIR010 | CON | IR THERMOGRAPHY |  | EXPORT 3
0100836 | VACUUM SYSTEM | 0836-EXT-IRD-28-VACUUM SYSTEM | VACUUM PUMP MOTORS IR THERMO | 0836-EXT-IRD-28-VACUUM SYSTEM VACUUM PUMP MOTORS IR THERMO | 28 | IRD | 4660376 |  |  |  | 2019-12-23 | MARIR010 | CON | IR THERMOGRAPHY |  | EXPORT 3
0100836 | VACUUM SYSTEM | 0836-EXT-IRD-56-VACUUM SYSTEM | EXH FAN/PIT PUMP MTR IR THERMO | 0836-EXT-IRD-56-VACUUM SYSTEM EXH FAN/PIT PUMP MTR IR THERMO | 56 | IRD | 4660377 |  |  |  | 2020-01-20 | MARIR010 | CON | IR THERMOGRAPHY |  | EXPORT 3
0100860 | MIST REMOVAL SYSTEM | 0860-EXT-IRD-28-MIST REMOVAL | SYSTEM FAN MOTORS IR THERMO | 0860-EXT-IRD-28-MIST REMOVAL SYSTEM FAN MOTORS IR THERMO | 28 | IRD | 4660378 |  |  |  | 2019-12-23 | MARIR010 | CON | IR THERMOGRAPHY |  | EXPORT 3
0100864AYA | WET DUST EXHAUST FAN MOTOR | 0864-EXT-IRD-28-WET DUST SYS | FAN MOTOR IR THERMO | 0864-EXT-IRD-28-WET DUST SYS FAN MOTOR IR THERMO | 28 | IRD | 4660379 |  |  |  | 2019-12-23 | MARIR010 | CON | IR THERMOGRAPHY |  | EXPORT 3
0100864DDCA | ACTIVE AIRFOIL SUPPLY BLOWER MOTOR | 0864-EXT-IRD-56-WET DUST SYS | BLOWER MOTOR IR THERMO | 0864-EXT-IRD-56-WET DUST SYS BLOWER MOTOR IR THERMO | 56 | IRD | 4660380 |  |  |  | 2020-01-20 | MARIR010 | CON | IR THERMOGRAPHY |  | EXPORT 3
0100868 | MACHINE HALL VENTILATION | 0868-EXT-IRD-56-HALL VENT | MAKE-UP FAN MOTOR IR THERMO | 0868-EXT-IRD-56-HALL VENT MAKE-UP FAN MOTOR IR THERMO | 56 | IRD | 4660381 |  |  |  | 2020-01-27 | MARIR010 | CON | IR THERMOGRAPHY |  | EXPORT 3
0100870B | FORMING SECTION | 0870-EXT-IRD-28-FORMING SEC | ROLL MOTOR IR THERMO | 0870-EXT-IRD-28-FORMING SEC ROLL MOTOR IR THERMO | 28 | IRD | 4660382 |  |  |  | 2019-12-23 | MARIR010 | CON | IR THERMOGRAPHY |  | EXPORT 3
0100870C | TAD SECTION | 0870-EXT-IRD-28-TAD SECTION | CYL/ROLL/FAN MOTORS IR THERMO | 0870-EXT-IRD-28-TAD SECTION CYL/ROLL/FAN MOTORS IR THERMO | 28 | IRD | 4660383 |  |  |  | 2019-12-23 | MARIR010 | CON | IR THERMOGRAPHY |  | EXPORT 3
0100870CLAB | TAD RELEASE ROLL MOTOR | 0870-EXT-IRD-56-TAD SECTION | RELEASE ROLL MOTOR IR THERMO | 0870-EXT-IRD-56-TAD SECTION RELEASE ROLL MOTOR IR THERMO | 56 | IRD | 4660384 |  |  |  | 2020-01-27 | MARIR010 | CON | IR THERMOGRAPHY |  | EXPORT 3
0100870DA | YANKEE CYLINDER DRIVE | 0870-EXT-IRD-28-YANKEE SECTION | YANKEE ROLL MOTORS IR THERMO | 0870-EXT-IRD-28-YANKEE SECTION YANKEE ROLL MOTORS IR THERMO | 28 | IRD | 4660385 |  |  |  | 2019-12-23 | MARIR010 | CON | IR THERMOGRAPHY |  | EXPORT 3
0100870FF | CALENDER ROLLS ASSEMBLY | 0870-EXT-IRD-56-CALENDER | CALENDER MOTORS IR THERMO | 0870-EXT-IRD-56-CALENDER CALENDER MOTORS IR THERMO | 56 | IRD | 4660386 |  |  |  | 2020-01-27 | MARIR010 | CON | IR THERMOGRAPHY |  | EXPORT 3
0100870H | REEL SECTION | 0870-EXT-IRD-56-REEL SECTION | REEL MOTORS THERMO INEPSCTION | 0870-EXT-IRD-56-REEL SECTION REEL MOTORS THERMO INEPSCTION | 56 | IRD | 4660387 |  |  |  | 2020-01-27 | MARIR010 | CON | IR THERMOGRAPHY |  | EXPORT 3
0100870K | HYDRAULIC SYSTEM | 0870-EXT-IRD-56-HYDRAULIC SYS | HYD UNIT PUMP MOTORS IR THERMO | 0870-EXT-IRD-56-HYDRAULIC SYS HYD UNIT PUMP MOTORS IR THERMO | 56 | IRD | 4660388 |  |  |  | 2020-02-03 | MARIR010 | CON | IR THERMOGRAPHY |  | EXPORT 3
3050020 | CONVERTING BUILDING | 0020-EXT-IRD-56-CONV BLDG EXH | FAN MOTORS IR THERMO | 0020-EXT-IRD-56-CONV BLDG EXH FAN MOTORS IR THERMO | 56 | IRD | 4660389 |  |  |  | 2020-02-03 | MARIR010 | CON | IR THERMOGRAPHY |  | EXPORT 3
3050020 | CONVERTING BUILDING | 0020-EXT-IRD-56-CV BLDG HANDLR | AIR HANDLER MOTOR IR THERMO | 0020-EXT-IRD-56-CV BLDG HANDLR AIR HANDLER MOTOR IR THERMO | 56 | IRD | 4660390 |  |  |  | 2020-02-03 | MARIR010 | CON | IR THERMOGRAPHY |  | EXPORT 3
3050061 | CHILLER BUILDING | 0061-EXT-IRD-56-CHLR BLDG PRIM | /SC/COOL TWR PMP MTR IR THERMO | 0061-EXT-IRD-56-CHLR BLDG PRIM /SC/COOL TWR PMP MTR IR THERMO | 56 | IRD | 4660391 |  |  |  | 2020-02-03 | MARIR010 | CON | IR THERMOGRAPHY |  | EXPORT 3
5050030 | STEAM GENERATION | 0061-EXT-IRD-56-BOILER FEED | PMP & DRAFT FAN MTRS IR THERMO | 0061-EXT-IRD-56-BOILER FEED PMP & DRAFT FAN MTRS IR THERMO | 56 | IRD | 4660392 |  |  |  | 2020-02-10 | MARIR010 | CON | IR THERMOGRAPHY |  | EXPORT 3
5050045A | SLUDGE TREATMENT SYSTEM | 0045-EXT-IRD-56-SLUDGE TREAT | SCREW PRESS MOTORS IR THERMO | 0045-EXT-IRD-56-SLUDGE TREAT SCREW PRESS MOTORS IR THERMO | 56 | IRD | 4660393 |  |  |  | 2020-02-10 | MARIR010 | CON | IR THERMOGRAPHY |  | EXPORT 3
5050045B | MILL EFFLUENT TREATMENT SYSTEM | 0045-EXT-IRD-56-ML EFLNT TREAT | SYS ETP PUMP MOTORS IR THERMO | 0045-EXT-IRD-56-ML EFLNT TREAT SYS ETP PUMP MOTORS IR THERMO | 56 | IRD | 4660394 |  |  |  | 2020-02-10 | MARIR010 | CON | IR THERMOGRAPHY |  | EXPORT 3
5050050 | COMPRESSED AIR | 0050-EXT-IRD-28-COMPRESSED AIR | COMPRESSOR MTR IR THERMOGRAPHY | 0050-EXT-IRD-28-COMPRESSED AIR COMPRESSOR MTR IR THERMOGRAPHY | 28 | IRD | 4660395 |  |  |  | 2019-12-23 | MARIR010 | CON | IR THERMOGRAPHY |  | EXPORT 3
01008 | M8 | VPP-EXT-IRD-28-VACCUM PIT | PUMP VIBRATION ANALYSIS WEEK 1 | VPP-EXT-IRD-28-VACCUM PIT PUMP VIBRATION ANALYSIS WEEK 1 | 28 | IRD | 4660396 |  |  |  | 2019-12-23 | MARVIB005 | CON | VIBRATION ROUTES |  | EXPORT 3
01008 | M8 | M8B1-EXT-IRD-28- BASEMENT 1 | VIBRATION ANALYSIS WEEK 1 | M8B1-EXT-IRD-28- BASEMENT 1 VIBRATION ANALYSIS WEEK 1 | 28 | IRD | 4660397 |  |  |  | 2019-12-23 | MARVIB005 | CON | VIBRATION ROUTES |  | EXPORT 3
01008 | M8 | M8B2-EXT-IRD-28-BASEMENT 2 | VIBRATION ANALYSIS WEEK 1 | M8B2-EXT-IRD-28-BASEMENT 2 VIBRATION ANALYSIS WEEK 1 | 28 | IRD | 4660398 |  |  |  | 2019-12-02 | MARVIB005 | CON | VIBRATION ROUTES |  | EXPORT 3
01008 | M8 | M8B3-EXT-IRD-28-BASEMENT 3 | VIBRATION ANALYSIS WEEK 1 | M8B3-EXT-IRD-28-BASEMENT 3 VIBRATION ANALYSIS WEEK 1 | 28 | IRD | 4660399 |  |  |  | 2019-12-02 | MARVIB005 | CON | VIBRATION ROUTES |  | EXPORT 3
01008 | M8 | M8B4-EXT-IRD-28- BASEMENT 4 | VIBRATION ANALYSIS WEEK 1 | M8B4-EXT-IRD-28- BASEMENT 4 VIBRATION ANALYSIS WEEK 1 | 28 | IRD | 4660400 |  |  |  | 2019-12-02 | MARVIB006 | CON | VIBRATION ROUTES |  | EXPORT 3
0100870 | PAPER MACHINE | M8DM-EXT-IRD-28-DRIVE MOTOR | VIBRATION ANALYSIS WEEK 2 | M8DM-EXT-IRD-28-DRIVE MOTOR VIBRATION ANALYSIS WEEK 2 | 28 | IRD | 4660401 |  |  |  | 2019-12-09 | MARVIB005 | CON | VIBRATION ROUTES |  | EXPORT 3
01008 | M8 | M8BF-EXT-IRD-28-BASEMENT FAN | VIBRATION ANALYSIS WEEK 2 | M8BF-EXT-IRD-28-BASEMENT FAN VIBRATION ANALYSIS WEEK 2 | 28 | IRD | 4660402 |  |  |  | 2019-12-09 | MARVIB005 | CON | VIBRATION ROUTES |  | EXPORT 3
5050050 | COMPRESSED AIR | M8COMP-EXT-IRD-28-COMPRESSOR | VIBRATION ANALYSIS WEEK 2 | M8COMP-EXT-IRD-28-COMPRESSOR VIBRATION ANALYSIS WEEK 2 | 28 | IRD | 4660403 |  |  |  | 2019-12-09 | MARVIB005 | CON | VIBRATION ROUTES |  | EXPORT 3
0100870 | PAPER MACHINE | M8HYD-EXT-IRD-28-HYDRAULIC SYS | VIBRATION ANALYSIS WEEK 2 | M8HYD-EXT-IRD-28-HYDRAULIC SYS VIBRATION ANALYSIS WEEK 2 | 28 | IRD | 4660404 |  |  |  | 2019-12-09 | MARVIB006 | CON | VIBRATION ROUTES |  | EXPORT 3
01008 | M8 | M8MM-EXT-IRD-28-MACH LV & MEZZ | VIBRATION ANALYSIS WEEK 2 | M8MM-EXT-IRD-28-MACH LV & MEZZ VIBRATION ANALYSIS WEEK 2 | 28 | IRD | 4660405 |  |  |  | 2019-12-09 | MARVIB006 | CON | VIBRATION ROUTES |  | EXPORT 3
11061 | LINE 161 | L161-EXT-IRD-28-CONV LINE 161 | VIBRATION ANALYSIS WEEK 3 | L161-EXT-IRD-28-CONV LINE 161 VIBRATION ANALYSIS WEEK 3 | 28 | IRD | 4660406 |  |  |  | 2019-12-16 | MARVIB005 | CON | VIBRATION ROUTES |  | EXPORT 3
11062 | LINE 162 | L162-EXT-IRD-28-CONV LINE 162 | VIBRATION ANALYSIS WEEK 3 | L162-EXT-IRD-28-CONV LINE 162 VIBRATION ANALYSIS WEEK 3 | 28 | IRD | 4660407 |  |  |  | 2019-12-16 | MARVIB005 | CON | VIBRATION ROUTES |  | EXPORT 3
11063 | LINE 163 | L163-EXT-IRD-28-CONV LINE 163 | VIBRATION ANALYSIS WEEK 3 | L163-EXT-IRD-28-CONV LINE 163 VIBRATION ANALYSIS WEEK 3 | 28 | IRD | 4660408 |  |  |  | 2019-12-16 | MARVIB005 | CON | VIBRATION ROUTES |  | EXPORT 3
11064 | LINE 164 | L164-EXT-IRD-28-CONV LINE 164 | VIBRATION ANALYSIS WEEK 3 | L164-EXT-IRD-28-CONV LINE 164 VIBRATION ANALYSIS WEEK 3 | 28 | IRD | 4660409 |  |  |  | 2019-12-16 | MARVIB005 | CON | VIBRATION ROUTES |  | EXPORT 3
MA110 | CONVERTING WINDERS | M8SF-EXT-IRD-28-SORGATO FAN | VIBRATION ANALYSIS WEEK 3 | M8SF-EXT-IRD-28-SORGATO FAN VIBRATION ANALYSIS WEEK 3 | 28 | IRD | 4660410 |  |  |  | 2019-12-16 | MARVIB005 | CON | VIBRATION ROUTES |  | EXPORT 3
ICPM | MACON | M8CRANE-EXT-QI-28- CRANE | MONTHLY EXTERNAL INSPECTION | M8CRANE-EXT-QI-28- CRANE MONTHLY EXTERNAL INSPECTION | 28 | QI | 4660411 |  |  |  | 2019-12-02 | MARCRN001 | CON | CRANES |  | EXPORT 3
2050040 | AGVS | 0040-LUB-DD-14-LVG LUBE | LGV - OIL CHANGE | 0040-LUB-DD-14-LVG LUBE LGV - OIL CHANGE | 14 | DD | 4660412 |  |  |  | 2019-11-04 | MAP417 | LUB | LUBRICATION ROUTES | No | EXPORT 4
2050040 | AGVS | 0040-LUB-IRD-28-LVG LUBE | LGV - INSPECT AND LUBRICATE | 0040-LUB-IRD-28-LVG LUBE LGV - INSPECT AND LUBRICATE | 28 | IRD | 4660413 |  |  |  | 2019-11-25 | MAP418 | LUB | LUBRICATION ROUTES | No | EXPORT 4
2050040 | AGVS | 0040-LUB-IRD-28-LVG GREASE | LGV - REGREASING | 0040-LUB-IRD-28-LVG GREASE LGV - REGREASING | 28 | IRD | 4660414 |  |  |  | 2019-11-18 | MAP419 | LUB | LUBRICATION ROUTES | No | EXPORT 4
5050050 | COMPRESSED AIR | 0050-LUB-DD-672-OIL CHANGE | AIR COMPRESSOR - OIL CHANGE | 0050-LUB-DD-672-OIL CHANGE AIR COMPRESSOR - OIL CHANGE | 672 | DD | 4660415 |  |  |  | 2019-09-01 | MAP417 | LUB | LUBRICATION ROUTES | No | EXPORT 4
5050050 | COMPRESSED AIR | 0050-LUB-IRD-14-TANK LEVEL CHK | AIR COMPRESSOR - INSPECTIONS | 0050-LUB-IRD-14-TANK LEVEL CHK AIR COMPRESSOR - INSPECTIONS | 14 | IRD | 4660416 |  |  |  | 2019-11-11 | MAP418 | LUB | LUBRICATION ROUTES | No | EXPORT 4
5050050 | COMPRESSED AIR | 0050-LUB-IRD-84-BEARING LUBE | AIR COMPRESSOR - REGREASING | 0050-LUB-IRD-84-BEARING LUBE AIR COMPRESSOR - REGREASING | 84 | IRD | 4660417 |  |  |  | 2019-11-04 | MAP419 | LUB | LUBRICATION ROUTES | No | EXPORT 4
3050061 | CHILLER BUILDING | 0061-LUB-IRD-84-LUBE | CHILLER BUILDING - REGREASING | 0061-LUB-IRD-84-LUBE CHILLER BUILDING - REGREASING | 84 | IRD | 4660418 |  |  |  | 2019-11-04 | MAP419 | LUB | LUBRICATION ROUTES | No | EXPORT 4
01008 | M8 | 01008-LUB-DD-28-LUBE | MACHINE - OIL CHANGE | 01008-LUB-DD-28-LUBE MACHINE - OIL CHANGE | 28 | DD | 4660419 |  |  |  | 2019-11-25 | MAP417 | LUB | LUBRICATION ROUTES | No | EXPORT 4
01008 | M8 | 01008-LUB-IRD-14-LVL CHK | MACHINE - INSPECTION | 01008-LUB-IRD-14-LVL CHK MACHINE - INSPECTION | 14 | IRD | 4660420 |  |  |  | 2019-11-04 | MAP418 | LUB | LUBRICATION ROUTES | No | EXPORT 4
01008 | M8 | 01008-LUB-IRD-112-BEARING | MEZZANINE - REGREASING | 01008-LUB-IRD-112-BEARING MEZZANINE - REGREASING | 112 | IRD | 4660421 |  |  |  | 2019-11-04 | MAP419 | LUB | LUBRICATION ROUTES | No | EXPORT 4
01008 | M8 | 01008-LUB-IRD-84-BEARING LUBE | MACHINE - REGREASING (MOTOR) | 01008-LUB-IRD-84-BEARING LUBE MACHINE - REGREASING (MOTOR) | 84 | IRD | 4660422 |  |  |  | 2019-11-11 | MAP420 | LUB | LUBRICATION ROUTES | No | EXPORT 4
01008 | M8 | 01008-LUB-IRD-28-LUBE | MACHINE - REGREASING | 01008-LUB-IRD-28-LUBE MACHINE - REGREASING | 28 | IRD | 4660423 |  |  |  | 2019-11-18 | MAP419 | LUB | LUBRICATION ROUTES | No | EXPORT 4
0100828 | CONVERTING BROKE AND CORE HANDLING SYSTEM | 0828-LUB-DD-168-LUBE | BROKE AND CORE - OIL CHANGE | 0828-LUB-DD-168-LUBE BROKE AND CORE - OIL CHANGE | 168 | DD | 4660424 |  |  |  | 2019-12-01 | MAP417 | LUB | LUBRICATION ROUTES | No | EXPORT 4
0100828 | CONVERTING BROKE AND CORE HANDLING SYSTEM | 0828-LUB-IRD-14-LVL CHK | BROKE AND CORE - INSPECTIONS | 0828-LUB-IRD-14-LVL CHK BROKE AND CORE - INSPECTIONS | 14 | IRD | 4660425 |  |  |  | 2019-11-11 | MAP418 | LUB | LUBRICATION ROUTES | No | EXPORT 4
0100828V | CORE CLEANING SYSTEM | 0828V-LUB-IRD-168-LUBRICATE | TISSUE - CHAIN | 0828V-LUB-IRD-168-LUBRICATE TISSUE - CHAIN | 168 | IRD | 4660426 |  |  |  | 2019-12-01 | MAP427 | LUB | LUBRICATION ROUTES | No | EXPORT 4
0100828 | CONVERTING BROKE AND CORE HANDLING SYSTEM | 0828-LUB-IRD-28-LUBE | BROKE AND CORE - REGREASING | 0828-LUB-IRD-28-LUBE BROKE AND CORE - REGREASING | 28 | IRD | 4660427 |  |  |  | 2019-11-25 | MAP419 | LUB | LUBRICATION ROUTES | No | EXPORT 4
0100830 | PULP MIXING AND APPROACH SYSTEM | 0830-LUB-IRD-1008-COUPLNG LUBE | BASEMENT - REGREASING (XTC) | 0830-LUB-IRD-1008-COUPLNG LUBE BASEMENT - REGREASING (XTC) | 1008 | IRD | 4660428 |  |  |  | 2019-09-01 | MAP421 | LUB | LUBRICATION ROUTES | No | EXPORT 4
0100836 | VACUUM SYSTEM | 0836-LUB-DD-14-BREATHER | VACUUM PUMP - INSPECTIONS | 0836-LUB-DD-14-BREATHER VACUUM PUMP - INSPECTIONS | 14 | DD | 4660429 |  |  |  | 2019-11-04 | MAP426 | LUB | LUBRICATION ROUTES | No | EXPORT 4
0100836 | VACUUM SYSTEM | 0836-LUB-DD-168- LUBE | VACUUM PUMP - OIL CHANGE | 0836-LUB-DD-168- LUBE VACUUM PUMP - OIL CHANGE | 168 | DD | 4660430 |  |  |  | 2019-12-01 | MAP417 | LUB | LUBRICATION ROUTES | No | EXPORT 4
0100836S | LIQUID RING WATER PUMP | 0836-LUB-DD-336-PUMP | VACUUM - OIL CHANGE | 0836-LUB-DD-336-PUMP VACUUM - OIL CHANGE | 336 | DD | 4660431 |  |  |  | 2019-09-01 | MAP417 | LUB | LUBRICATION ROUTES | No | EXPORT 4
0100836S | LIQUID RING WATER PUMP | 0836-LUB-IRD-14-LVL CHK | VACUUM - INSPECTIONS | 0836-LUB-IRD-14-LVL CHK VACUUM - INSPECTIONS | 14 | IRD | 4660432 |  |  |  | 2019-11-11 | MAP418 | LUB | LUBRICATION ROUTES | No | EXPORT 4
0100836 | VACUUM SYSTEM | 0836-LUB-IRD-168-BEARING | VACUUM PUMP - REGREASING | 0836-LUB-IRD-168-BEARING VACUUM PUMP - REGREASING | 168 | IRD | 4660433 |  |  |  | 2019-08-01 | MAP419 | LUB | LUBRICATION ROUTES | No | EXPORT 4
0100836 | VACUUM SYSTEM | 0836-LUB-IRD-168-BEARING | VACUUM PUMP - MOTOR | 0836-LUB-IRD-168-BEARING VACUUM PUMP - MOTOR | 168 | IRD | 4660434 |  |  |  | 2019-08-01 | MAP420 | LUB | LUBRICATION ROUTES | No | EXPORT 4
0100836 | VACUUM SYSTEM | 0836-LUB-IRD-84-BEARING LUBE | VACUUM - REGREASING | 0836-LUB-IRD-84-BEARING LUBE VACUUM - REGREASING | 84 | IRD | 4660435 |  |  |  | 2019-11-11 | MAP419 | LUB | LUBRICATION ROUTES | No | EXPORT 4
01008 | M8 | 0870-LUB-DD-336-LUBE | MACHINE - COUPLING | 0870-LUB-DD-336-LUBE MACHINE - COUPLING | 336 | DD | 4660436 |  |  |  | 2019-11-01 | MAP421 | LUB | LUBRICATION ROUTES | No | EXPORT 4
0100870 | PAPER MACHINE | 0870-LUB-DD-84-ACTUATOR | BELT CHANGE | 0870-LUB-DD-84-ACTUATOR BELT CHANGE | 84 | DD | 4660437 |  |  |  | 2019-11-18 | MAP425 | LUB | LUBRICATION ROUTES | No | EXPORT 4
0100870F | CALENDER | 0870F-LUB-IRD-28-LUBE | CALENDER - REGREASING | 0870F-LUB-IRD-28-LUBE CALENDER - REGREASING | 28 | IRD | 4660438 |  |  |  | 2019-11-18 | MAP419 | LUB | LUBRICATION ROUTES | No | EXPORT 4
11061 | LINE 161 | 11061-LUB-DD-84-LUBE | LINE 161 - OIL CHANGE | 11061-LUB-DD-84-LUBE LINE 161 - OIL CHANGE | 84 | DD | 4660439 |  |  |  | 2019-11-18 | MAP417 | LUB | LUBRICATION ROUTES | No | EXPORT 4
11061 | LINE 161 | 11061-LUB-IRD-7-LUBE | LINE 161 - REGREASING | 11061-LUB-IRD-7-LUBE LINE 161 - REGREASING | 7 | IRD | 4660440 |  |  |  | 2019-11-04 | MAP419 | LUB | LUBRICATION ROUTES | No | EXPORT 4
11061 | LINE 161 | 11061-LUB-IRD-7-L161 LUBE | LINE 161 - INSPECTION | 11061-LUB-IRD-7-L161 LUBE LINE 161 - INSPECTION | 7 | IRD | 4660441 |  |  |  | 2019-11-04 | MAP418 | LUB | LUBRICATION ROUTES | No | EXPORT 4
11062 | LINE 162 | 11062-LUB-DD-84-LUBE | LINE 162 - OIL CHANGE | 11062-LUB-DD-84-LUBE LINE 162 - OIL CHANGE | 84 | DD | 4660442 |  |  |  | 2019-11-04 | MAP417 | LUB | LUBRICATION ROUTES | No | EXPORT 4
11062 | LINE 162 | 11062-LUB-IRD-7-L162 LUBE | LINE 162 - REGREASING | 11062-LUB-IRD-7-L162 LUBE LINE 162 - REGREASING | 7 | IRD | 4660443 |  |  |  | 2019-11-04 | MAP419 | LUB | LUBRICATION ROUTES | No | EXPORT 4
11062 | LINE 162 | 11062-LUB-IRD-7-LUBE | LINE 162 - INSPECTION | 11062-LUB-IRD-7-LUBE LINE 162 - INSPECTION | 7 | IRD | 4660444 |  |  |  | 2019-11-04 | MAP418 | LUB | LUBRICATION ROUTES | No | EXPORT 4
11063 | LINE 163 | 11063-LUB-DD-28-LUBE | LINE 163 - OIL CHANGE | 11063-LUB-DD-28-LUBE LINE 163 - OIL CHANGE | 28 | DD | 4660445 |  |  |  | 2019-11-25 | MAP417 | LUB | LUBRICATION ROUTES | No | EXPORT 4
11063 | LINE 163 | 11063-LUB-IRD-7-L163 LUBE | LINE 163 - REGREASING | 11063-LUB-IRD-7-L163 LUBE LINE 163 - REGREASING | 7 | IRD | 4660446 |  |  |  | 2019-11-04 | MAP419 | LUB | LUBRICATION ROUTES | No | EXPORT 4
11063 | LINE 163 | 11063-LUB-IRD-7-LUBE | LINE 163 - INSPECTION | 11063-LUB-IRD-7-LUBE LINE 163 - INSPECTION | 7 | IRD | 4660447 |  |  |  | 2019-11-04 | MAP418 | LUB | LUBRICATION ROUTES | No | EXPORT 4
11064 | LINE 164 | 11064-LUB-DD-28-LUBE | LINE 164 - OIL CHANGE | 11064-LUB-DD-28-LUBE LINE 164 - OIL CHANGE | 28 | DD | 4660448 |  |  |  | 2019-11-18 | MAP417 | LUB | LUBRICATION ROUTES | No | EXPORT 4
11064 | LINE 164 | 11064-LUB-IRD-7-L164 LUBE | LINE 164 - REGREASING | 11064-LUB-IRD-7-L164 LUBE LINE 164 - REGREASING | 7 | IRD | 4660449 |  |  |  | 2019-11-04 | MAP419 | LUB | LUBRICATION ROUTES | No | EXPORT 4
11064 | LINE 164 | 11064-LUB-IRD-7-LUBE | LINE 164 - INSPECTION | 11064-LUB-IRD-7-LUBE LINE 164 - INSPECTION | 7 | IRD | 4660450 |  |  |  | 2019-11-04 | MAP418 | LUB | LUBRICATION ROUTES | No | EXPORT 4
MA110 | CONVERTING WINDERS | MA110-LUB-DD-14-CONVERTING | DEFAULT | MA110-LUB-DD-14-CONVERTING DEFAULT | 14 | DD | 4660451 |  |  |  | 2019-11-11 | MAP419 | LUB | LUBRICATION ROUTES | No | EXPORT 4
MA110 | CONVERTING WINDERS | MA110-LUB-DD-168-CRANE | LINE-PAIR | MA110-LUB-DD-168-CRANE LINE-PAIR | 168 | DD | 4660452 |  |  |  | 2019-09-01 | MAP419 | LUB | LUBRICATION ROUTES | No | EXPORT 4
MA110 | CONVERTING WINDERS | MA110-LUB-DD-168-LUBE | E80 - OIL CHANGE | MA110-LUB-DD-168-LUBE E80 - OIL CHANGE | 168 | DD | 4660453 |  |  |  | 2019-10-01 | MAP417 | LUB | LUBRICATION ROUTES | No | EXPORT 4
11061 | LINE 161 | 11061-LUB-DD-84-LUBE | 161 SHUTDOWN | 11061-LUB-DD-84-LUBE 161 SHUTDOWN | 84 | DD | 4660454 |  |  |  | 2019-11-11 | MAP424 | LUB | LUBRICATION ROUTES | No | EXPORT 4
11062 | LINE 162 | 11062-LUB-DD-84-LUBE | 162 SHUTDOWN | 11062-LUB-DD-84-LUBE 162 SHUTDOWN | 84 | DD | 4660455 |  |  |  | 2019-11-11 | MAP424 | LUB | LUBRICATION ROUTES | No | EXPORT 4
11061 | LINE 161 | 11061-LUB-DD-84-LUBE | 161 E-80 GREASE | 11061-LUB-DD-84-LUBE 161 E-80 GREASE | 84 | DD | 4660456 |  |  |  | 2019-11-18 | MAP419 | LUB | LUBRICATION ROUTES | No | EXPORT 4
11063 | LINE 163 | 11063-LUB-DD-84-LUBE | 163 SHUTDOWN | 11063-LUB-DD-84-LUBE 163 SHUTDOWN | 84 | DD | 4660457 |  |  |  | 2019-11-25 | MAP424 | LUB | LUBRICATION ROUTES | No | EXPORT 4
11064 | LINE 164 | 11064-LUB-DD-84-LUBE | 164 SHUTDOWN | 11064-LUB-DD-84-LUBE 164 SHUTDOWN | 84 | DD | 4660458 |  |  |  | 2019-11-25 | MAP424 | LUB | LUBRICATION ROUTES | No | EXPORT 4
MA110 | CONVERTING WINDERS | MA110-LUB-IRD-14-CONVERTING | E80 - INSPECTION | MA110-LUB-IRD-14-CONVERTING E80 - INSPECTION | 14 | IRD | 4660459 |  |  |  | 2019-11-04 | MAP418 | LUB | LUBRICATION ROUTES | No | EXPORT 4
MA110 | CONVERTING WINDERS | MA110-LUB-IRD-28-CONVERTING | DUST COLLECTOR - REGREASING | MA110-LUB-IRD-28-CONVERTING DUST COLLECTOR - REGREASING | 28 | IRD | 4660460 |  |  |  | 2019-11-25 | MAP419 | LUB | LUBRICATION ROUTES | No | EXPORT 4
MA110 | CONVERTING WINDERS | MA110-LUB-IRD-168-LUBE | PM | MA110-LUB-IRD-168-LUBE PM | 168 | IRD | 4660461 |  |  |  | 2019-11-04 | MAP419 | LUB | LUBRICATION ROUTES | No | EXPORT 4
MA110 | CONVERTING WINDERS | MA110-LUB-IRD-28-LUBE | SAMPLE - CONVERTING | MA110-LUB-IRD-28-LUBE SAMPLE - CONVERTING | 28 | IRD | 4660462 |  |  |  | 2019-11-18 | MAP422 | LUB | LUBRICATION ROUTES | No | EXPORT 4
MA110 | CONVERTING WINDERS | MA110-LUB-IRD-7-CONVERTING | CASE PACKER GREASING | MA110-LUB-IRD-7-CONVERTING CASE PACKER GREASING | 7 | IRD | 4660463 |  |  |  | 2019-11-04 | MAP419 | LUB | LUBRICATION ROUTES | No | EXPORT 4
2050040 | AGVS | 2050040-LUB-IRD-28-AGVS LUBE | SAMPLE - LGV | 2050040-LUB-IRD-28-AGVS LUBE SAMPLE - LGV | 28 | IRD | 4660464 |  |  |  | 2019-11-25 | MAP422 | LUB | LUBRICATION ROUTES | No | EXPORT 4
1106180A | PALLETIZER | 6180A-LUB-DD-21-LUBE | E80 - 161 - REGREASING | 6180A-LUB-DD-21-LUBE E80 - 161 - REGREASING | 21 | DD | 4660465 |  |  |  | 2019-11-04 | MAP419 | LUB | LUBRICATION ROUTES | No | EXPORT 4
1106280A | PALLETIZER | 6280A-LUB-DD-21-LUBE | E80 - 162 - REGREASING | 6280A-LUB-DD-21-LUBE E80 - 162 - REGREASING | 21 | DD | 4660466 |  |  |  | 2019-11-25 | MAP419 | LUB | LUBRICATION ROUTES | No | EXPORT 4
1106380A | PALLETIZER | 6380A-LUB-DD-21-LUBE | E80 - 163 - REGREASING | 6380A-LUB-DD-21-LUBE E80 - 163 - REGREASING | 21 | DD | 4660467 |  |  |  | 2019-11-18 | MAP419 | LUB | LUBRICATION ROUTES | No | EXPORT 4
1106480A | PALLETIZER | 6480A-LUB-DD-21-LUBE | E80 - 164 - REGREASING | 6480A-LUB-DD-21-LUBE E80 - 164 - REGREASING | 21 | DD | 4660468 |  |  |  | 2019-11-11 | MAP419 | LUB | LUBRICATION ROUTES | No | EXPORT 4
01008 | M8 | BALE-LUB-DD-168-OIL CHG | BALE - OIL CHANGE | BALE-LUB-DD-168-OIL CHG BALE - OIL CHANGE | 168 | DD | 4660469 |  |  |  | 2019-11-04 | MAP417 | LUB | LUBRICATION ROUTES | No | EXPORT 4
01008 | M8 | BALE-LUB-IRD-14-LVL CHK | BALE - INSPECTION | BALE-LUB-IRD-14-LVL CHK BALE - INSPECTION | 14 | IRD | 4660470 |  |  |  | 2019-11-11 | MAP418 | LUB | LUBRICATION ROUTES | No | EXPORT 4
01008 | M8 | BALE-LUB-IRD-28-LUBE | BALE - REGREASING | BALE-LUB-IRD-28-LUBE BALE - REGREASING | 28 | IRD | 4660471 |  |  |  | 2019-11-18 | MAP419 | LUB | LUBRICATION ROUTES | No | EXPORT 4
ICPM | MACON | BSMNT-LUB-DD-168-LUBE | BASEMENT - OIL CHANGE | BSMNT-LUB-DD-168-LUBE BASEMENT - OIL CHANGE | 168 | DD | 4660472 |  |  |  | 2019-10-01 | MAP417 | LUB | LUBRICATION ROUTES | No | EXPORT 4
ICPM | MACON | BSMNT-LUB-IRD-7-LVL CHK | BASEMENT - INSPECTION | BSMNT-LUB-IRD-7-LVL CHK BASEMENT - INSPECTION | 7 | IRD | 4660473 |  |  |  | 2019-11-04 | MAP418 | LUB | LUBRICATION ROUTES | No | EXPORT 4
01008 | M8 | BSMNT-LUB-IRD-84-BEARING | BASEMENT - REGREASING (MOTOR) | BSMNT-LUB-IRD-84-BEARING BASEMENT - REGREASING (MOTOR) | 84 | IRD | 4660474 |  |  |  | 2019-11-18 | MAP420 | LUB | LUBRICATION ROUTES | No | EXPORT 4
01008 | M8 | BSMNT-LUB-IRD-7-LUBE | BASEMENT - REGREASING | BSMNT-LUB-IRD-7-LUBE BASEMENT - REGREASING | 7 | IRD | 4660475 |  |  |  | 2019-11-04 | MAP419 | LUB | LUBRICATION ROUTES | No | EXPORT 4
ICPM | MACON | ETP-LUB-IRD-14-LVL CHK | ETP - INSPECTION | ETP-LUB-IRD-14-LVL CHK ETP - INSPECTION | 14 | IRD | 4660476 |  |  |  | 2019-11-04 | MAP418 | LUB | LUBRICATION ROUTES | No | EXPORT 4
ICPM | MACON | ETP-LUB-IRD-84-LUBE | ETP - OIL CHANGE | ETP-LUB-IRD-84-LUBE ETP - OIL CHANGE | 84 | IRD | 4660477 |  |  |  | 2019-11-18 | MAP417 | LUB | LUBRICATION ROUTES | No | EXPORT 4
ICPM | MACON | ETP-LUB-IRD-7-LUBE | ETP - REGREASING | ETP-LUB-IRD-7-LUBE ETP - REGREASING | 7 | IRD | 4660478 |  |  |  | 2019-11-04 | MAP419 | LUB | LUBRICATION ROUTES | No | EXPORT 4
ICPM | MACON | M8RESULT-LUB-IRD-28-LUBE TEST | SAMPLE RESULTS | M8RESULT-LUB-IRD-28-LUBE TEST SAMPLE RESULTS | 28 | IRD | 4660479 |  |  |  | 2019-11-25 | MAP422 | LUB | LUBRICATION ROUTES | No | EXPORT 4
ICPM | MACON | M8ROBOT-LUB-IRD-168-LUBE | ROBOT - REGREASING | M8ROBOT-LUB-IRD-168-LUBE ROBOT - REGREASING | 168 | IRD | 4660480 |  |  |  | 2019-09-01 | MAP419 | LUB | LUBRICATION ROUTES | No | EXPORT 4
ICPM | MACON | M8SAMPLE-LUB-IRD-28-LUBE | SAMPLE - BASEMENT-MACHINE | M8SAMPLE-LUB-IRD-28-LUBE SAMPLE - BASEMENT-MACHINE | 28 | IRD | 4660481 |  |  |  | 2019-11-25 | MAP422 | LUB | LUBRICATION ROUTES | No | EXPORT 4
ICPM | MACON | M8SEAL-LUB-DD-1008-CHANGE | SEAL REPLACEMENT | M8SEAL-LUB-DD-1008-CHANGE SEAL REPLACEMENT | 1008 | DD | 4660482 |  |  |  | 2019-12-01 | MAP423 | LUB | LUBRICATION ROUTES | Yes | EXPORT 4
0100870E | YANKEE DRYER | 0870E-EXT-DD-336-YANKEE | ANNUAL INSPECTION | 0870E-EXT-DD-336-YANKEE ANNUAL INSPECTION | 336 | DD | 4660483 |  |  |  | 2019-09-01 |  | CON |  | Yes | EXPORT 4
0100870DAA | YANKEE ROLL GEARBOX | 0870DAA-MEC-IRD-28-YANKEE | ROLL GEARBOX VIBRATION | 0870DAA-MEC-IRD-28-YANKEE ROLL GEARBOX VIBRATION | 28 | IRD | 4660484 |  |  |  | 2020-04-06 |  | MEC | VIBRATION ROUTES | No | EXPORT 4
0100870DAA | YANKEE ROLL GEARBOX | 0870DAA-MEC-IRD-56-YANKEE | ROLL GEARBOX OIL SAMPLE | 0870DAA-MEC-IRD-56-YANKEE ROLL GEARBOX OIL SAMPLE | 56 | IRD | 4660485 |  |  |  | 2020-03-02 |  | MEC |  | No | EXPORT 4
0100870DAA | YANKEE ROLL GEARBOX | 0870DAA-MEC-IRD-84-YANKEE | ROLL GEARBOX THERMOGRAPHY | 0870DAA-MEC-IRD-84-YANKEE ROLL GEARBOX THERMOGRAPHY | 84 | IRD | 4660486 |  |  |  | 2020-03-02 |  | MEC | IR THERMOGRAPHY | No | EXPORT 4
0100870DAA | YANKEE ROLL GEARBOX | 0870DAA-OPE-IRD-14-YANKEE | ROLL GEARBOX INSPECTION | 0870DAA-OPE-IRD-14-YANKEE ROLL GEARBOX INSPECTION | 14 | IRD | 4660487 |  |  |  | 2020-04-06 |  | OPE | OPERATIONAL TASKS | No | EXPORT 4
0100870DAA | YANKEE ROLL GEARBOX | 0870DAA-MEC-IRD-28-YANKEE | ROLL GEARBOX CONDITION | 0870DAA-MEC-IRD-28-YANKEE ROLL GEARBOX CONDITION | 28 | IRD | 4660488 |  |  |  | 2020-04-06 |  | MEC |  | No | EXPORT 4
0100870DAA | YANKEE ROLL GEARBOX | 0870DAA-MEC-DD-84-YANKEE | ROLL GEARBOX INSPECTION | 0870DAA-MEC-DD-84-YANKEE ROLL GEARBOX INSPECTION | 84 | DD | 4660489 |  |  |  | 2020-02-17 |  | MEC |  | No | EXPORT 4
0100870E | YANKEE DRYER | 0870E-EXT-DD-1680-YANKEE | EXTERNAL NDT INSPECTION | 0870E-EXT-DD-1680-YANKEE EXTERNAL NDT INSPECTION | 1680 | DD | 4660490 |  |  |  | 2019-09-01 |  | CON |  | Yes | EXPORT 4
0100870E | YANKEE DRYER | 0870E-MEC-IRD-84-YANKEE | DRYER STEAM JOINT CLEANING | 0870E-MEC-IRD-84-YANKEE DRYER STEAM JOINT CLEANING | 84 | IRD | 4660491 |  |  |  | 2020-02-17 |  | MEC |  | No | EXPORT 4
0100870E | YANKEE DRYER | 0870E-MEC-DD-84-YANKEE | DRYER STEAM JOINT INSPECTION | 0870E-MEC-DD-84-YANKEE DRYER STEAM JOINT INSPECTION | 84 | DD | 4660492 |  |  |  | 2020-02-24 |  | MEC |  | No | EXPORT 4
0100870DAA | YANKEE ROLL GEARBOX | 0870DAA-LUB-DD-336-YANKEE | ROLL GEARBOX COUPLING LUBE | 0870DAA-LUB-DD-336-YANKEE ROLL GEARBOX COUPLING LUBE | 336 | DD | 4660493 |  |  |  | 2019-09-01 |  | LUB | LUBRICATION ROUTES | No | EXPORT 4
0100870DAA | YANKEE ROLL GEARBOX | 0870DAA-MEC-DD-336-YANKEE | ROLL GB ALIGNMENT INSPECTION | 0870DAA-MEC-DD-336-YANKEE ROLL GB ALIGNMENT INSPECTION | 336 | DD | 4660494 |  |  |  | 2019-09-01 |  | MEC |  | No | EXPORT 4

## EQUIPMENT PER SERVICE TYPE
MODEL WO | SERVICE TYPE | EQUIPMENT ON HEADER | EQUIPMENT ON ROUTE LIST | EXPORT
3956792 | MAP0107 | 0100826M | 0100826MB | EXPORT 1
3956792 | MAP0107 | 0100826M | 0100826MC | EXPORT 1
3956792 | MAP0107 | 0100826M | 0100826MBA | EXPORT 1
3956792 | MAP0107 | 0100826M | 0100826MCA | EXPORT 1
3956792 | MAP0107 | 0100826M | 0100826MBB | EXPORT 1
3956792 | MAP0107 | 0100826M | 0100826MCB | EXPORT 1
3956792 | MAP0107 | 0100826M | 0100826M | EXPORT 1
3956793 | MAP0108 | 0100832A | 0100832A | EXPORT 1
3956794 | MAP0108 | 0100832B | 0100832B | EXPORT 1
3956795 | MAP0108 | 0100832C | 0100832C | EXPORT 1
3956796 | MAP0108 | 0100832D | 0100832D | EXPORT 1
3956797 | MAP0109 | 0100845B | 0100845BEA | EXPORT 1
3956798 | MAP0110 | 0100845JA | 0100845JA | EXPORT 1
3956798 | MAP0110 | 0100845JA | 0100845JAD | EXPORT 1
3956798 | MAP0110 | 0100845JA | 0100845JAE | EXPORT 1
3956799 | MAS0028 | 0100845LBA | 0100845LCR | EXPORT 1
3956799 | MAS0028 | 0100845LBA | 0100845NHF | EXPORT 1
3956800 | MAP0111 | 0100849 | 0100849A | EXPORT 1
3956800 | MAP0111 | 0100849 | 0100849B | EXPORT 1
3956800 | MAP0111 | 0100849 | 0100849C | EXPORT 1
3956800 | MAP0111 | 0100849 | 0100849D | EXPORT 1
3956800 | MAP0111 | 0100849 | 0100849E | EXPORT 1
3956800 | MAP0111 | 0100849 | 0100849F | EXPORT 1
3956800 | MAP0111 | 0100849 | 0100849G | EXPORT 1
3956801 | MAS0011 | 0100864C | 0100864CB | EXPORT 1
3956802 | MAS0009 | 0100864E | 0100864EA | EXPORT 1
3956802 | MAS0009 | 0100864E | 0100864EB | EXPORT 1
3956803 | MAP0136 | 0100868 | 0100868AA | EXPORT 1
3956803 | MAP0136 | 0100868 | 0100868BA | EXPORT 1
3956803 | MAP0136 | 0100868 | 0100868CA | EXPORT 1
3956803 | MAP0136 | 0100868 | 0100868DA | EXPORT 1
3956803 | MAP0136 | 0100868 | 0100868EA | EXPORT 1
3956803 | MAP0136 | 0100868 | 0100868FA | EXPORT 1
3956803 | MAP0136 | 0100868 | 0100868GA | EXPORT 1
3956803 | MAP0136 | 0100868 | 0100868HA | EXPORT 1
3956804 | MAP0208 | 0100868A | 0100868AC | EXPORT 1
3956804 | MAP0208 | 0100868A | 0100868ABA | EXPORT 1
3956804 | MAP0208 | 0100868A | 0100868MB | EXPORT 1
3956805 | MAP0195 | 0100868A | 0100868AB | EXPORT 1
3956806 | MAP0208 | 0100868B | 0100868BC | EXPORT 1
3956806 | MAP0208 | 0100868B | 0100868BBA | EXPORT 1
3956806 | MAP0208 | 0100868B | 0100868MD | EXPORT 1
3956807 | MAP0195 | 0100868B | 0100868BB | EXPORT 1
3956808 | MAP0208 | 0100868C | 0100868CC | EXPORT 1
3956808 | MAP0208 | 0100868C | 0100868CBA | EXPORT 1
3956808 | MAP0208 | 0100868C | 0100868MF | EXPORT 1
3956809 | MAP0195 | 0100868C | 0100868CB | EXPORT 1
3956810 | MAP0208 | 0100868D | 0100868DC | EXPORT 1
3956810 | MAP0208 | 0100868D | 0100868DBA | EXPORT 1
3956810 | MAP0208 | 0100868D | 0100868MH | EXPORT 1
3956811 | MAP0195 | 0100868D | 0100868DB | EXPORT 1
3956812 | MAP0208 | 0100868E | 0100868EC | EXPORT 1
3956812 | MAP0208 | 0100868E | 0100868EBA | EXPORT 1
3956812 | MAP0208 | 0100868E | 0100868MJ | EXPORT 1
3956813 | MAP0195 | 0100868E | 0100868EB | EXPORT 1
3956814 | MAP0208 | 0100868F | 0100868FC | EXPORT 1
3956814 | MAP0208 | 0100868F | 0100868FBA | EXPORT 1
3956814 | MAP0208 | 0100868F | 0100868ML | EXPORT 1
3956815 | MAP0195 | 0100868F | 0100868FB | EXPORT 1
3956816 | MAP0208 | 0100868G | 0100868GC | EXPORT 1
3956816 | MAP0208 | 0100868G | 0100868GBA | EXPORT 1
3956816 | MAP0208 | 0100868G | 0100868MN | EXPORT 1
3956817 | MAP0195 | 0100868G | 0100868GB | EXPORT 1
3956818 | MAP0155 | 0100868H | 0100868HC | EXPORT 1
3956818 | MAP0155 | 0100868H | 0100868HBA | EXPORT 1
3956818 | MAP0155 | 0100868H | 0100868MP | EXPORT 1
3956819 | MAP0154 | 0100868H | 0100868HB | EXPORT 1
3956820 | MAS0026 | 0100870 | 0100870B29 | EXPORT 1
3956820 | MAS0026 | 0100870 | 0100870C29 | EXPORT 1
3956820 | MAS0026 | 0100870 | 0100870HLJ | EXPORT 1
3956821 | MAP0184 | 0100870 | 0100870HLAAB | EXPORT 1
3956821 | MAP0184 | 0100870 | 0100870FFAC | EXPORT 1
3956821 | MAP0184 | 0100870 | 0100870FFBC | EXPORT 1
3956821 | MAP0184 | 0100870 | 0100870BIC | EXPORT 1
3956821 | MAP0184 | 0100870 | 0100870CGD | EXPORT 1
3956821 | MAP0184 | 0100870 | 0100870CLAC | EXPORT 1
3956821 | MAP0184 | 0100870 | 0100870CADC | EXPORT 1
3956821 | MAP0184 | 0100870 | 0100870CDDC | EXPORT 1
3956821 | MAP0184 | 0100870 | 0100870DAD | EXPORT 1
3956821 | MAP0184 | 0100870 | 0100870DAE | EXPORT 1
3956821 | MAP0184 | 0100870 | 0100870BFB | EXPORT 1
3956821 | MAP0184 | 0100870 | 0100870CADB | EXPORT 1
3956821 | MAP0184 | 0100870 | 0100870CDDB | EXPORT 1
3956821 | MAP0184 | 0100870 | 0100870DAB | EXPORT 1
3956821 | MAP0184 | 0100870 | 0100870DAC | EXPORT 1
3956821 | MAP0184 | 0100870 | 0100870BIA | EXPORT 1
3956821 | MAP0184 | 0100870 | 0100870CGAB | EXPORT 1
3956821 | MAP0184 | 0100870 | 0100870KBCA | EXPORT 1
3956821 | MAP0184 | 0100870 | 0100870KBDA | EXPORT 1
3956821 | MAP0184 | 0100870 | 0100870CLAB | EXPORT 1
3956821 | MAP0184 | 0100870 | 0100870FFAAB | EXPORT 1
3956821 | MAP0184 | 0100870 | 0100870FFBAB | EXPORT 1
3956821 | MAP0184 | 0100870 | 0100870HFD | EXPORT 1
3956821 | MAP0184 | 0100870 | 0100870HDB | EXPORT 1
3956821 | MAP0184 | 0100870 | 0100870KACA | EXPORT 1
3956821 | MAP0184 | 0100870 | 0100870KADA | EXPORT 1
3956821 | MAP0184 | 0100870 | 0100870KAEA | EXPORT 1
3956821 | MAP0184 | 0100870 | 0100870KBEA | EXPORT 1
3956822 | MAS0075 | 0100870 | 0100870B29 | EXPORT 1
3956823 | MAP0235 | 0100870 | 0100870FHA | EXPORT 1
3956823 | MAP0235 | 0100870 | 0100870HKB | EXPORT 1
3956823 | MAP0235 | 0100870 | 0100870JAAK | EXPORT 1
3956823 | MAP0235 | 0100870 | 0100870JAAL | EXPORT 1
3956823 | MAP0235 | 0100870 | 0100870HP | EXPORT 1
3956823 | MAP0235 | 0100870 | 0100870AC | EXPORT 1
3956823 | MAP0235 | 0100870 | 0100870JABG | EXPORT 1
3956823 | MAP0235 | 0100870 | 0100870JABH | EXPORT 1
3956823 | MAP0235 | 0100870 | 0100870KAB | EXPORT 1
3956823 | MAP0235 | 0100870 | 0100870BA | EXPORT 1
3956823 | MAP0235 | 0100870 | 0100870BB | EXPORT 1
3956823 | MAP0235 | 0100870 | 0100870BE | EXPORT 1
3956823 | MAP0235 | 0100870 | 0100870BK | EXPORT 1
3956823 | MAP0235 | 0100870 | 0100870CM | EXPORT 1
3956823 | MAP0235 | 0100870 | 0100870HLD | EXPORT 1
3956823 | MAP0235 | 0100870 | 0100870JACA | EXPORT 1
3956823 | MAP0235 | 0100870 | 0100870JACB | EXPORT 1
3956823 | MAP0235 | 0100870 | 0100870JADA | EXPORT 1
3956823 | MAP0235 | 0100870 | 0100870JADB | EXPORT 1
3956823 | MAP0235 | 0100870 | 0100870BFD | EXPORT 1
3956823 | MAP0235 | 0100870 | 0100870DJ | EXPORT 1
3956823 | MAP0235 | 0100870 | 0100870FHD | EXPORT 1
3956823 | MAP0235 | 0100870 | 0100870HK | EXPORT 1
3956823 | MAP0235 | 0100870 | 0100870GP | EXPORT 1
3956823 | MAP0235 | 0100870 | 0100870BZF | EXPORT 1
3956823 | MAP0235 | 0100870 | 0100870BZP | EXPORT 1
3956823 | MAP0235 | 0100870 | 0100870C27C | EXPORT 1
3956823 | MAP0235 | 0100870 | 0100870DKE | EXPORT 1
3956823 | MAP0235 | 0100870 | 0100870C33 | EXPORT 1
3956823 | MAP0235 | 0100870 | 0100870HFB | EXPORT 1
3956823 | MAP0235 | 0100870 | 0100870HM | EXPORT 1
3956823 | MAP0235 | 0100870 | 0100870CGCG | EXPORT 1
3956823 | MAP0235 | 0100870 | 0100870HQ | EXPORT 1
3956823 | MAP0235 | 0100870 | 0100870HO | EXPORT 1
3956824 | MAP0136 | 0100870C | 0100870COC | EXPORT 1
3956824 | MAP0136 | 0100870C | 0100870CPC | EXPORT 1
3956825 | MAS0012 | 0100870C | 0100870COE | EXPORT 1
3956825 | MAS0012 | 0100870C | 0100870CPE | EXPORT 1
3956826 | MAP0128 | 0100870C | 0100870CADB | EXPORT 1
3956826 | MAP0128 | 0100870C | 0100870CDDB | EXPORT 1
3956826 | MAP0128 | 0100870C | 0100870DAB | EXPORT 1
3956826 | MAP0128 | 0100870C | 0100870DAC | EXPORT 1
3956826 | MAP0128 | 0100870C | 0100870BFB | EXPORT 1
3956827 | MAP0138 | 0100870C | 0100870CAA | EXPORT 1
3956827 | MAP0138 | 0100870C | 0100870CDA | EXPORT 1
3956827 | MAP0138 | 0100870C | 0100870CG | EXPORT 1
3956828 | MAP0141 | 0100870G | 0100870GN | EXPORT 1
3956829 | MAP0133 | 0100870H | 0100870HLM | EXPORT 1
3956830 | MAS0013 | 0100870H | 0100870HKA | EXPORT 1
3956831 | MAP0191 | 0100870H | 0100870HBA | EXPORT 1
3956831 | MAP0191 | 0100870H | 0100870HBB | EXPORT 1
3956831 | MAP0191 | 0100870H | 0100870HBC | EXPORT 1
3956831 | MAP0191 | 0100870H | 0100870HBD | EXPORT 1
3956831 | MAP0191 | 0100870H | 0100870HBE | EXPORT 1
3956831 | MAP0191 | 0100870H | 0100870HBF | EXPORT 1
3956832 | MAS0023 | 0100870H | 0100870HKA | EXPORT 1
3956833 | MAP0147 | 0100870H | 0100870H | EXPORT 1
3956834 | MAP0197 | 0100870HB | 0100870HBA | EXPORT 1
3956834 | MAP0197 | 0100870HB | 0100870HBB | EXPORT 1
3956834 | MAP0197 | 0100870HB | 0100870HBC | EXPORT 1
3956834 | MAP0197 | 0100870HB | 0100870HBD | EXPORT 1
3956834 | MAP0197 | 0100870HB | 0100870HBE | EXPORT 1
3956834 | MAP0197 | 0100870HB | 0100870HBF | EXPORT 1
3956835 | MAP0193 | 0100870HKB | 0100870HKB | EXPORT 1
3956836 | MAP0222 | 0100870HKB | 0100870HKB | EXPORT 1
3956837 | MAP0194 | 0100870HKB | 0100870HKB | EXPORT 1
3956838 | MAS0024 | 0100870HKB | 0100870HKB | EXPORT 1
3956839 | MAP0198 | 0100870J | 0100870JB | EXPORT 1
3956840 | MAP0140 | 0100870M | 0100870MFG | EXPORT 1
3956841 | MAP0210 | 0100870NA | 0100870NA | EXPORT 1
3956842 | MAP0224 | 0100870NA | 0100870NA | EXPORT 1
3956843 | MAP0201 | 0100870NA | 0100870NA | EXPORT 1
3956844 | MAS0014 | 0100870NA | 0100870NA | EXPORT 1
3956845 | MAP0187 | 0100870NA | 0100870NA | EXPORT 1
3956846 | MAP0180 | 0100870NA | 0100870NA | EXPORT 1
3956847 | MAP0224 | 0100870NB | 0100870NB | EXPORT 1
3956848 | MAP0201 | 0100870NB | 0100870NB | EXPORT 1
3956849 | MAS0014 | 0100870NB | 0100870NB | EXPORT 1
3956850 | MAP0192 | 0100870NB | 0100870NB | EXPORT 1
3956851 | MAP0180 | 0100870NB | 0100870NB | EXPORT 1
3956852 | MAP0210 | 0100870NB | 0100870NB | EXPORT 1
3956853 | MAP0230 | 0100870NB | 0100870NB | EXPORT 1
3956854 | MAP0131 | 0100870PA | 0100870PA | EXPORT 1
3956855 | MARIR004 | 5050030 | 5050030CB | EXPORT 1
3956855 | MARIR004 | 5050030 | 5050030CC | EXPORT 1
3956855 | MARIR004 | 5050030 | 5050030DB | EXPORT 1
3956855 | MARIR004 | 5050030 | 5050030DC | EXPORT 1
3956855 | MARIR004 | 5050030 | 5050030DF | EXPORT 1
3956855 | MARIR004 | 5050030 | 5050030DG | EXPORT 1
3956856 | MAP0153 | 5050030 | 5050030CB | EXPORT 1
3956856 | MAP0153 | 5050030 | 5050030CC | EXPORT 1
3956856 | MAP0153 | 5050030 | 5050030DB | EXPORT 1
3956856 | MAP0153 | 5050030 | 5050030DC | EXPORT 1
3956856 | MAP0153 | 5050030 | 5050030DF | EXPORT 1
3956856 | MAP0153 | 5050030 | 5050030DG | EXPORT 1
3956857 | MAP0181 | 5050030 | 5050030CFD | EXPORT 1
3956857 | MAP0181 | 5050030 | 5050030DHJ | EXPORT 1
3956857 | MAP0181 | 5050030 | 5050030DHI | EXPORT 1
3956857 | MAP0181 | 5050030 | 5050030DHJ | EXPORT 1
3956857 | MAP0181 | 5050030 | 5050030EEE | EXPORT 1
3956858 | MAP0183 | 5050030 | 5050030CB | EXPORT 1
3956858 | MAP0183 | 5050030 | 5050030CC | EXPORT 1
3956858 | MAP0183 | 5050030 | 5050030DB | EXPORT 1
3956858 | MAP0183 | 5050030 | 5050030DC | EXPORT 1
3956858 | MAP0183 | 5050030 | 5050030DF | EXPORT 1
3956858 | MAP0183 | 5050030 | 5050030DG | EXPORT 1
3956859 | MARVIB003 | 5050030 | 5050030CB | EXPORT 1
3956859 | MARVIB003 | 5050030 | 5050030CC | EXPORT 1
3956859 | MARVIB003 | 5050030 | 5050030DB | EXPORT 1
3956859 | MARVIB003 | 5050030 | 5050030DC | EXPORT 1
3956859 | MARVIB003 | 5050030 | 5050030DF | EXPORT 1
3956859 | MARVIB003 | 5050030 | 5050030DG | EXPORT 1
3956859 | MARVIB003 | 5050030 | 5050030EC | EXPORT 1
3956860 | MAP0223 | 5050030AA | 5050030AA | EXPORT 1
3956861 | MAP0174 | 5050030AAA | 5050030AAA | EXPORT 1
3956862 | MAP0174 | 5050030AAB | 5050030AAB | EXPORT 1
3956863 | MAP0182 | 5050030AA | 5050030AAA | EXPORT 1
3956863 | MAP0182 | 5050030AA | 5050030AAB | EXPORT 1
3956863 | MAP0182 | 5050030AA | 5050030AC | EXPORT 1
3956863 | MAP0182 | 5050030AA | 5050030BAE | EXPORT 1
3956863 | MAP0182 | 5050030AA | 5050030BAD | EXPORT 1
3956863 | MAP0182 | 5050030AA | 5050030BGM | EXPORT 1
3956863 | MAP0182 | 5050030AA | 5050030BB | EXPORT 1
3956863 | MAP0182 | 5050030AA | 5050030BC | EXPORT 1
3956863 | MAP0182 | 5050030AA | 5050030BD | EXPORT 1
3956863 | MAP0182 | 5050030AA | 5050030BF | EXPORT 1
3956863 | MAP0182 | 5050030AA | 5050030AA | EXPORT 1
3956863 | MAP0182 | 5050030AA | 5050030BGN | EXPORT 1
3956863 | MAP0182 | 5050030AA | 5050030BE | EXPORT 1
3956863 | MAP0182 | 5050030AA | 5050030BA | EXPORT 1
3956864 | MAP0174 | 5050030AC | 5050030AC | EXPORT 1
3956865 | MAP0163 | 5050030BA | 5050030BA | EXPORT 1
3956866 | MAP0134 | 5050030BA | 5050030BAA | EXPORT 1
3956866 | MAP0134 | 5050030BA | 5050030BAB | EXPORT 1
3956866 | MAP0134 | 5050030BA | 5050030BAC | EXPORT 1
3956866 | MAP0134 | 5050030BA | 5050030BA | EXPORT 1
3956867 | MAP0117 | 5050030BAD | 5050030BAD | EXPORT 1
3956868 | MAP0118 | 5050030BAE | 5050030BAE | EXPORT 1
3956868 | MAP0118 | 5050030BAE | 5050030BAD | EXPORT 1
3956869 | MAP0232 | 5050030BB | 5050030BB | EXPORT 1
3956870 | MAP0232 | 5050030BD | 5050030BD | EXPORT 1
3956871 | MAP0149 | 5050030C | 5050030CE | EXPORT 1
3956871 | MAP0149 | 5050030C | 5050030CFL | EXPORT 1
3956872 | MAP0149 | 5050030CD | 5050030CD | EXPORT 1
3956873 | MAP0231 | 5050030C | 5050030CA | EXPORT 1
3956874 | MAP0173 | 5050030C | 5050030CE | EXPORT 1
3956875 | MAP0205 | 5050030CB | 5050030CB | EXPORT 1
3956876 | MAP0205 | 5050030CC | 5050030CC | EXPORT 1
3956877 | MAP0149 | 5050030D | 5050030DE | EXPORT 1
3956877 | MAP0149 | 5050030D | 5050030DHG | EXPORT 1
3956877 | MAP0149 | 5050030D | 5050030DHH | EXPORT 1
3956878 | MAP0234 | 5050030DA | 5050030DA | EXPORT 1
3956879 | MAP0115 | 5050030DA | 5050030DA | EXPORT 1
3956879 | MAP0115 | 5050030DA | 5050030DHM | EXPORT 1
3956880 | MAP0205 | 5050030DB | 5050030DB | EXPORT 1
3956881 | MAP0205 | 5050030DC | 5050030DC | EXPORT 1
3956882 | MAP0234 | 5050030DE | 5050030DE | EXPORT 1
3956883 | MAP0205 | 5050030DF | 5050030DF | EXPORT 1
3956884 | MAP0205 | 5050030DG | 5050030DG | EXPORT 1
3956885 | MAP0123 | 5050030DHP | 5050030DHP | EXPORT 1
3956885 | MAP0123 | 5050030DHP | 5050030DHQ | EXPORT 1
3956886 | MAP0207 | 5050030E | 5050030EEW | EXPORT 1
3956886 | MAP0207 | 5050030E | 5050030EEX | EXPORT 1
3956887 | MAP0113 | 5050030E | 5050030EER | EXPORT 1
3956887 | MAP0113 | 5050030E | 5050030EES | EXPORT 1
3956887 | MAP0113 | 5050030E | 5050030EET | EXPORT 1
3956887 | MAP0113 | 5050030E | 5050030EEU | EXPORT 1
3956888 | MAS0027 | 5050030E | 5050030EEN | EXPORT 1
3956888 | MAS0027 | 5050030E | 5050030EEO | EXPORT 1
3956888 | MAS0027 | 5050030E | 5050030BA | EXPORT 1
3956888 | MAS0027 | 5050030E | 5050030CFD | EXPORT 1
3956888 | MAS0027 | 5050030E | 5050030DHJ | EXPORT 1
3956888 | MAS0027 | 5050030E | 5050030DHL | EXPORT 1
3956888 | MAS0027 | 5050030E | 5050030DHI | EXPORT 1
3956888 | MAS0027 | 5050030E | 5050030DHK | EXPORT 1
3956888 | MAS0027 | 5050030E | 5050030DHJ | EXPORT 1
3956888 | MAS0027 | 5050030E | 5050030EEE | EXPORT 1
3956888 | MAS0027 | 5050030E | 5050030EEG | EXPORT 1
3956888 | MAS0027 | 5050030E | 5050030EEH | EXPORT 1
3956888 | MAS0027 | 5050030E | 5050030EEZ | EXPORT 1
3956888 | MAS0027 | 5050030E | 5050030BGM | EXPORT 1
3956888 | MAS0027 | 5050030E | 5050030BGN | EXPORT 1
3956888 | MAS0027 | 5050030E | 5050030CFB | EXPORT 1
3956888 | MAS0027 | 5050030E | 5050030CFC | EXPORT 1
3956888 | MAS0027 | 5050030E | 5050030CFE | EXPORT 1
3956888 | MAS0027 | 5050030E | 5050030CFF | EXPORT 1
3956888 | MAS0027 | 5050030E | 5050030CFG | EXPORT 1
3956888 | MAS0027 | 5050030E | 5050030CFH | EXPORT 1
3956888 | MAS0027 | 5050030E | 5050030CFI | EXPORT 1
3956888 | MAS0027 | 5050030E | 5050030CFJ | EXPORT 1
3956888 | MAS0027 | 5050030E | 5050030CFK | EXPORT 1
3956888 | MAS0027 | 5050030E | 5050030DHA | EXPORT 1
3956888 | MAS0027 | 5050030E | 5050030DHB | EXPORT 1
3956888 | MAS0027 | 5050030E | 5050030DHC | EXPORT 1
3956888 | MAS0027 | 5050030E | 5050030DHD | EXPORT 1
3956888 | MAS0027 | 5050030E | 5050030DHE | EXPORT 1
3956888 | MAS0027 | 5050030E | 5050030DHF | EXPORT 1
3956888 | MAS0027 | 5050030E | 5050030DHN | EXPORT 1
3956888 | MAS0027 | 5050030E | 5050030DHO | EXPORT 1
3956888 | MAS0027 | 5050030E | 5050030EE27 | EXPORT 1
3956888 | MAS0027 | 5050030E | 5050030EE28 | EXPORT 1
3956888 | MAS0027 | 5050030E | 5050030EE29 | EXPORT 1
3956888 | MAS0027 | 5050030E | 5050030EE30 | EXPORT 1
3956888 | MAS0027 | 5050030E | 5050030EE31 | EXPORT 1
3956888 | MAS0027 | 5050030E | 5050030EE32 | EXPORT 1
3956888 | MAS0027 | 5050030E | 5050030EE33 | EXPORT 1
3956888 | MAS0027 | 5050030E | 5050030EE41 | EXPORT 1
3956888 | MAS0027 | 5050030E | 5050030EE42 | EXPORT 1
3956888 | MAS0027 | 5050030E | 5050030EEA | EXPORT 1
3956888 | MAS0027 | 5050030E | 5050030EEB | EXPORT 1
3956888 | MAS0027 | 5050030E | 5050030EEC | EXPORT 1
3956888 | MAS0027 | 5050030E | 5050030EED | EXPORT 1
3956888 | MAS0027 | 5050030E | 5050030EEK | EXPORT 1
3956888 | MAS0027 | 5050030E | 5050030EEL | EXPORT 1
3956888 | MAS0027 | 5050030E | 5050030EEM | EXPORT 1
3956888 | MAS0027 | 5050030E | 5050030EEV | EXPORT 1
3956888 | MAS0027 | 5050030E | 5050030EEY | EXPORT 1
3956888 | MAS0027 | 5050030E | 5050030AEA | EXPORT 1
3956888 | MAS0027 | 5050030E | 5050030AEC | EXPORT 1
3956888 | MAS0027 | 5050030E | 5050030AEB | EXPORT 1
3956888 | MAS0027 | 5050030E | 5050030AED | EXPORT 1
3956888 | MAS0027 | 5050030E | 5050030BGC | EXPORT 1
3956888 | MAS0027 | 5050030E | 5050030BGD | EXPORT 1
3956888 | MAS0027 | 5050030E | 5050030BGE | EXPORT 1
3956888 | MAS0027 | 5050030E | 5050030BGF | EXPORT 1
3956888 | MAS0027 | 5050030E | 5050030BGG | EXPORT 1
3956888 | MAS0027 | 5050030E | 5050030BGH | EXPORT 1
3956888 | MAS0027 | 5050030E | 5050030BGI | EXPORT 1
3956888 | MAS0027 | 5050030E | 5050030BGJ | EXPORT 1
3956888 | MAS0027 | 5050030E | 5050030BGK | EXPORT 1
3956888 | MAS0027 | 5050030E | 5050030BGL | EXPORT 1
3956888 | MAS0027 | 5050030E | 5050030BGO | EXPORT 1
3956888 | MAS0027 | 5050030E | 5050030BGA | EXPORT 1
3956888 | MAS0027 | 5050030E | 5050030BGB | EXPORT 1
3956889 | MAP0114 | 5050030E | 5050030CFA | EXPORT 1
3956889 | MAP0114 | 5050030E | 5050030EEF | EXPORT 1
3956889 | MAP0114 | 5050030E | 5050030EEI | EXPORT 1
3956890 | MAP0135 | 5050030E | 5050030EAH | EXPORT 1
3956891 | MAP0132 | 5050030E | 5050030EA | EXPORT 1
3956892 | MAP0179 | 5050030EA | 5050030EA | EXPORT 1
3956892 | MAP0179 | 5050030EA | 5050030EAE | EXPORT 1
3956892 | MAP0179 | 5050030EA | 5050030EAG | EXPORT 1
3956892 | MAP0179 | 5050030EA | 5050030EAI | EXPORT 1
3956893 | MAP0152 | 5050030EA | 5050030EAF | EXPORT 1
3956893 | MAP0152 | 5050030EA | 5050030EAD | EXPORT 1
3956894 | MAP0146 | 5050030EA | 5050030CB | EXPORT 1
3956894 | MAP0146 | 5050030EA | 5050030CC | EXPORT 1
3956894 | MAP0146 | 5050030EA | 5050030DB | EXPORT 1
3956894 | MAP0146 | 5050030EA | 5050030DC | EXPORT 1
3956894 | MAP0146 | 5050030EA | 5050030DF | EXPORT 1
3956894 | MAP0146 | 5050030EA | 5050030DG | EXPORT 1
3956894 | MAP0146 | 5050030EA | 5050030BAE | EXPORT 1
3956894 | MAP0146 | 5050030EA | 5050030BAD | EXPORT 1
3956895 | MAP0114 | 5050030EB | 5050030EE38 | EXPORT 1
3956895 | MAP0114 | 5050030EB | 5050030EE39 | EXPORT 1
3956895 | MAP0114 | 5050030EB | 5050030EEW | EXPORT 1
3956895 | MAP0114 | 5050030EB | 5050030EEX | EXPORT 1
3956895 | MAP0114 | 5050030EB | 5050030EBB | EXPORT 1
3956895 | MAP0114 | 5050030EB | 5050030EE34 | EXPORT 1
3956895 | MAP0114 | 5050030EB | 5050030EE35 | EXPORT 1
3956895 | MAP0114 | 5050030EB | 5050030EE36 | EXPORT 1
3956895 | MAP0114 | 5050030EB | 5050030EE40 | EXPORT 1
3956895 | MAP0114 | 5050030EB | 5050030EE37 | EXPORT 1
3956896 | MAP0206 | 5050030EB | 5050030EBB | EXPORT 1
3956896 | MAP0206 | 5050030EB | 5050030EBD | EXPORT 1
3956896 | MAP0206 | 5050030EB | 5050030EBE | EXPORT 1
3956896 | MAP0206 | 5050030EB | 5050030EBF | EXPORT 1
3956896 | MAP0206 | 5050030EB | 5050030EBI | EXPORT 1
3956896 | MAP0206 | 5050030EB | 5050030EEP | EXPORT 1
3956896 | MAP0206 | 5050030EB | 5050030EEQ | EXPORT 1
3956897 | MAP0166 | 5050030EB | 5050030EBA | EXPORT 1
3956897 | MAP0166 | 5050030EB | 5050030EBE | EXPORT 1
3956897 | MAP0166 | 5050030EB | 5050030EEP | EXPORT 1
3956897 | MAP0166 | 5050030EB | 5050030EEQ | EXPORT 1
3956898 | MAP0172 | 5050030EC | 5050030EC | EXPORT 1
3956899 | MAP0116 | 5050030ED | 5050030ED | EXPORT 1
3956900 | MAP0122 | 5050030F | 5050030FA | EXPORT 1
3956900 | MAP0122 | 5050030F | 5050030FB | EXPORT 1
3956900 | MAP0122 | 5050030F | 5050030FC | EXPORT 1
3956900 | MAP0122 | 5050030F | 5050030FD | EXPORT 1
3956900 | MAP0122 | 5050030F | 5050030FE | EXPORT 1
3956901 | MAP0199 | 5050030F | 5050030FA | EXPORT 1
3956901 | MAP0199 | 5050030F | 5050030FAA | EXPORT 1
3956901 | MAP0199 | 5050030F | 5050030FB | EXPORT 1
3956901 | MAP0199 | 5050030F | 5050030FBA | EXPORT 1
3956901 | MAP0199 | 5050030F | 5050030FBB | EXPORT 1
3956901 | MAP0199 | 5050030F | 5050030FC | EXPORT 1
3956901 | MAP0199 | 5050030F | 5050030FCA | EXPORT 1
3956901 | MAP0199 | 5050030F | 5050030FCB | EXPORT 1
3956901 | MAP0199 | 5050030F | 5050030FD | EXPORT 1
3956901 | MAP0199 | 5050030F | 5050030FDA | EXPORT 1
3956901 | MAP0199 | 5050030F | 5050030FDB | EXPORT 1
3956901 | MAP0199 | 5050030F | 5050030FE | EXPORT 1
3956901 | MAP0199 | 5050030F | 5050030FEA | EXPORT 1
3956901 | MAP0199 | 5050030F | 5050030FEB | EXPORT 1
3956902 | MARVIS001 | MA010 | 0100870BC | EXPORT 1
3956902 | MARVIS001 | MA010 | 0100870BD | EXPORT 1
3956902 | MARVIS001 | MA010 | 0100870BFA | EXPORT 1
3956902 | MARVIS001 | MA010 | 0100870BFB | EXPORT 1
3956902 | MARVIS001 | MA010 | 0100870BE | EXPORT 1
3956902 | MARVIS001 | MA010 | 0100870BL | EXPORT 1
3956902 | MARVIS001 | MA010 | 0100870BK | EXPORT 1
3956902 | MARVIS001 | MA010 | 0100870BJ | EXPORT 1
3956902 | MARVIS001 | MA010 | 0100870BB | EXPORT 1
3956902 | MARVIS001 | MA010 | 0100870BA | EXPORT 1
3956902 | MARVIS001 | MA010 | 0100870BG | EXPORT 1
3956902 | MARVIS001 | MA010 | 0100870BH | EXPORT 1
3956902 | MARVIS001 | MA010 | 0100870CL | EXPORT 1
3956902 | MARVIS001 | MA010 | 0100870CLAB | EXPORT 1
3956902 | MARVIS001 | MA010 | 0100870CN | EXPORT 1
3956902 | MARVIS001 | MA010 | 0100870CM | EXPORT 1
3956902 | MARVIS001 | MA010 | 0100870CK | EXPORT 1
3956902 | MARVIS001 | MA010 | 0100870CJ | EXPORT 1
3956902 | MARVIS001 | MA010 | 0100870CI | EXPORT 1
3956902 | MARVIS001 | MA010 | 0100870CH | EXPORT 1
3956902 | MARVIS001 | MA010 | 0100870CB | EXPORT 1
3956902 | MARVIS001 | MA010 | 0100870CC | EXPORT 1
3956902 | MARVIS001 | MA010 | 0100870CE | EXPORT 1
3956902 | MARVIS001 | MA010 | 0100870EA | EXPORT 1
3956902 | MARVIS001 | MA010 | 0100870DAB | EXPORT 1
3956902 | MARVIS001 | MA010 | 0100870CG | EXPORT 1
3956902 | MARVIS001 | MA010 | 0100870CD | EXPORT 1
3956902 | MARVIS001 | MA010 | 0100870CGAB | EXPORT 1
3956902 | MARVIS001 | MA010 | 0100870CA | EXPORT 1
3956902 | MARVIS001 | MA010 | 0100870CDDB | EXPORT 1
3956902 | MARVIS001 | MA010 | 0100870CADB | EXPORT 1
3956903 | MARVIS002 | MA010 | 0100870FFA | EXPORT 1
3956903 | MARVIS002 | MA010 | 0100870FFAAB | EXPORT 1
3956903 | MARVIS002 | MA010 | 0100870FFB | EXPORT 1
3956903 | MARVIS002 | MA010 | 0100870FFBAB | EXPORT 1
3956903 | MARVIS002 | MA010 | 0100870EA | EXPORT 1
3956903 | MARVIS002 | MA010 | 0100870CH | EXPORT 1
3956903 | MARVIS002 | MA010 | 0100870CI | EXPORT 1
3956903 | MARVIS002 | MA010 | 0100870CJ | EXPORT 1
3956903 | MARVIS002 | MA010 | 0100870CK | EXPORT 1
3956903 | MARVIS002 | MA010 | 0100870CL | EXPORT 1
3956903 | MARVIS002 | MA010 | 0100870CM | EXPORT 1
3956903 | MARVIS002 | MA010 | 0100870CN | EXPORT 1
3956903 | MARVIS002 | MA010 | 0100870BH | EXPORT 1
3956903 | MARVIS002 | MA010 | 0100870BG | EXPORT 1
3956903 | MARVIS002 | MA010 | 0100870BA | EXPORT 1
3956903 | MARVIS002 | MA010 | 0100870BB | EXPORT 1
3956903 | MARVIS002 | MA010 | 0100870BFA | EXPORT 1
3956903 | MARVIS002 | MA010 | 0100870BL | EXPORT 1
3956903 | MARVIS002 | MA010 | 0100870BK | EXPORT 1
3956903 | MARVIS002 | MA010 | 0100870BJ | EXPORT 1
3956903 | MARVIS002 | MA010 | 0100870BI | EXPORT 1
3956903 | MARVIS002 | MA010 | 0100870BIA | EXPORT 1
3956903 | MARVIS002 | MA010 | 0100870CB | EXPORT 1
3956903 | MARVIS002 | MA010 | 0100870CC | EXPORT 1
3956903 | MARVIS002 | MA010 | 0100870CE | EXPORT 1
3956903 | MARVIS002 | MA010 | 0100870CG | EXPORT 1
3956903 | MARVIS002 | MA010 | 0100870CF | EXPORT 1
3956903 | MARVIS002 | MA010 | 0100870CD | EXPORT 1
3956903 | MARVIS002 | MA010 | 0100870CA | EXPORT 1
3956903 | MARVIS002 | MA010 | 0100870BE | EXPORT 1
3956903 | MARVIS002 | MA010 | 0100870BD | EXPORT 1
3956903 | MARVIS002 | MA010 | 0100870BC | EXPORT 1
3956903 | MARVIS002 | MA010 | 0100870BFB | EXPORT 1
3956903 | MARVIS002 | MA010 | 0100870CLAB | EXPORT 1
3956903 | MARVIS002 | MA010 | 0100870DAB | EXPORT 1
3956903 | MARVIS002 | MA010 | 0100870CGAB | EXPORT 1
3956903 | MARVIS002 | MA010 | 0100870CDDB | EXPORT 1
3956903 | MARVIS002 | MA010 | 0100870CADB | EXPORT 1
3956904 | MARVIS003 | MA010 | 5050030BA | EXPORT 1
3956904 | MARVIS003 | MA010 | 5050030DG | EXPORT 1
3956904 | MARVIS003 | MA010 | 5050030DF | EXPORT 1
3956904 | MARVIS003 | MA010 | 5050030DB | EXPORT 1
3956904 | MARVIS003 | MA010 | 5050030DBA | EXPORT 1
3956904 | MARVIS003 | MA010 | 5050030DC | EXPORT 1
3956904 | MARVIS003 | MA010 | 5050030CC | EXPORT 1
3956904 | MARVIS003 | MA010 | 5050030DCA | EXPORT 1
3956904 | MARVIS003 | MA010 | 5050030CB | EXPORT 1
3956904 | MARVIS003 | MA010 | 0100880B | EXPORT 1
3956904 | MARVIS003 | MA010 | 0100844BD | EXPORT 1
3956904 | MARVIS003 | MA010 | 0100880BA | EXPORT 1
3956904 | MARVIS003 | MA010 | 0100844BC | EXPORT 1
3956904 | MARVIS003 | MA010 | 0100880C | EXPORT 1
3956904 | MARVIS003 | MA010 | 0100880CA | EXPORT 1
3956904 | MARVIS003 | MA010 | 0100880D | EXPORT 1
3956904 | MARVIS003 | MA010 | 0100880E | EXPORT 1
3956904 | MARVIS003 | MA010 | 0100833B | EXPORT 1
3956904 | MARVIS003 | MA010 | 0100833AA | EXPORT 1
3956904 | MARVIS003 | MA010 | 0100833BA | EXPORT 1
3956904 | MARVIS003 | MA010 | 0100833C | EXPORT 1
3956904 | MARVIS003 | MA010 | 0100833CA | EXPORT 1
3956904 | MARVIS003 | MA010 | 0100833EA | EXPORT 1
3956904 | MARVIS003 | MA010 | 0100833D | EXPORT 1
3956904 | MARVIS003 | MA010 | 0100833DA | EXPORT 1
3956904 | MARVIS003 | MA010 | 0100833G | EXPORT 1
3956904 | MARVIS003 | MA010 | 0100833F | EXPORT 1
3956904 | MARVIS003 | MA010 | 0100833GA | EXPORT 1
3956904 | MARVIS003 | MA010 | 0100833FA | EXPORT 1
3956904 | MARVIS003 | MA010 | 0100870KAC | EXPORT 1
3956904 | MARVIS003 | MA010 | 0100870KACA | EXPORT 1
3956904 | MARVIS003 | MA010 | 0100870KAD | EXPORT 1
3956904 | MARVIS003 | MA010 | 0100870KADA | EXPORT 1
3956904 | MARVIS003 | MA010 | 0100870KAE | EXPORT 1
3956904 | MARVIS003 | MA010 | 0100864BB | EXPORT 1
3956904 | MARVIS003 | MA010 | 0100870KAEA | EXPORT 1
3956904 | MARVIS003 | MA010 | 0100864BBA | EXPORT 1
3956904 | MARVIS003 | MA010 | 0100870KBC | EXPORT 1
3956904 | MARVIS003 | MA010 | 0100870KBCA | EXPORT 1
3956904 | MARVIS003 | MA010 | 0100870KBD | EXPORT 1
3956904 | MARVIS003 | MA010 | 0100870KBDA | EXPORT 1
3956904 | MARVIS003 | MA010 | 0100870KBE | EXPORT 1
3956904 | MARVIS003 | MA010 | 0100826MA | EXPORT 1
3956904 | MARVIS003 | MA010 | 0100870KBEA | EXPORT 1
3956904 | MARVIS003 | MA010 | 0100826MAA | EXPORT 1
3956904 | MARVIS003 | MA010 | 0100826MB | EXPORT 1
3956904 | MARVIS003 | MA010 | 0100826MBC | EXPORT 1
3956904 | MARVIS003 | MA010 | 0100826MC | EXPORT 1
3956904 | MARVIS003 | MA010 | 0100826MCC | EXPORT 1
3956904 | MARVIS003 | MA010 | 0100826MD | EXPORT 1
3956904 | MARVIS003 | MA010 | 0100864AZ | EXPORT 1
3956904 | MARVIS003 | MA010 | 0100864AZA | EXPORT 1
3956904 | MARVIS003 | MA010 | 0100870CPAB | EXPORT 1
3956904 | MARVIS003 | MA010 | 0100870CPABA | EXPORT 1
3956904 | MARVIS003 | MA010 | 0100870JADA | EXPORT 1
3956904 | MARVIS003 | MA010 | 0100870JADB | EXPORT 1
3956904 | MARVIS003 | MA010 | 0100870CPAC | EXPORT 1
3956904 | MARVIS003 | MA010 | 0100870CPAA | EXPORT 1
3956904 | MARVIS003 | MA010 | 0100870CPACA | EXPORT 1
3956904 | MARVIS003 | MA010 | 0100836XA | EXPORT 1
3956904 | MARVIS003 | MA010 | 0100870CPAAA | EXPORT 1
3956904 | MARVIS003 | MA010 | 010083627 | EXPORT 1
3956904 | MARVIS003 | MA010 | 0100870COAC | EXPORT 1
3956904 | MARVIS003 | MA010 | 0100830N | EXPORT 1
3956904 | MARVIS003 | MA010 | 0100870COACA | EXPORT 1
3956904 | MARVIS003 | MA010 | 0100830NA | EXPORT 1
3956904 | MARVIS003 | MA010 | 0100830O | EXPORT 1
3956904 | MARVIS003 | MA010 | 0100870JACA | EXPORT 1
3956904 | MARVIS003 | MA010 | 0100870JACB | EXPORT 1
3956904 | MARVIS003 | MA010 | 0100832NB | EXPORT 1
3956904 | MARVIS003 | MA010 | 0100832NBA | EXPORT 1
3956904 | MARVIS003 | MA010 | 0100830K | EXPORT 1
3956904 | MARVIS003 | MA010 | 0100830KA | EXPORT 1
3956904 | MARVIS003 | MA010 | 0100830G | EXPORT 1
3956904 | MARVIS003 | MA010 | 0100830GA | EXPORT 1
3956904 | MARVIS003 | MA010 | 0100830D | EXPORT 1
3956904 | MARVIS003 | MA010 | 0100830DA | EXPORT 1
3956904 | MARVIS003 | MA010 | 0100830H | EXPORT 1
3956904 | MARVIS003 | MA010 | 0100830HA | EXPORT 1
3956904 | MARVIS003 | MA010 | 0100830L | EXPORT 1
3956904 | MARVIS003 | MA010 | 0100830LA | EXPORT 1
3956904 | MARVIS003 | MA010 | 0100832HHA | EXPORT 1
3956904 | MARVIS003 | MA010 | 0100832HG | EXPORT 1
3956904 | MARVIS003 | MA010 | 0100830BB | EXPORT 1
3956904 | MARVIS003 | MA010 | 0100830BBA | EXPORT 1
3956904 | MARVIS003 | MA010 | 0100830BA | EXPORT 1
3956904 | MARVIS003 | MA010 | 0100830FB | EXPORT 1
3956904 | MARVIS003 | MA010 | 0100830FBA | EXPORT 1
3956904 | MARVIS003 | MA010 | 0100830FA | EXPORT 1
3956904 | MARVIS003 | MA010 | 0100830JB | EXPORT 1
3956904 | MARVIS003 | MA010 | 0100830JBA | EXPORT 1
3956904 | MARVIS003 | MA010 | 0100830JA | EXPORT 1
3956904 | MARVIS003 | MA010 | 0100880M | EXPORT 1
3956904 | MARVIS003 | MA010 | 0100880MA | EXPORT 1
3956904 | MARVIS003 | MA010 | 0100832I | EXPORT 1
3956904 | MARVIS003 | MA010 | 0100880H | EXPORT 1
3956904 | MARVIS003 | MA010 | 0100870FHD | EXPORT 1
3956904 | MARVIS003 | MA010 | 0100832JA | EXPORT 1
3956904 | MARVIS003 | MA010 | 0100870COAA | EXPORT 1
3956904 | MARVIS003 | MA010 | 0100870COAAA | EXPORT 1
3956904 | MARVIS003 | MA010 | 0100826D | EXPORT 1
3956904 | MARVIS003 | MA010 | 0100826DA | EXPORT 1
3956904 | MARVIS003 | MA010 | 0100826E | EXPORT 1
3956904 | MARVIS003 | MA010 | 0100826EA | EXPORT 1
3956904 | MARVIS003 | MA010 | 0100826AD | EXPORT 1
3956904 | MARVIS003 | MA010 | 0100826ADA | EXPORT 1
3956904 | MARVIS003 | MA010 | 0100826AA | EXPORT 1
3956904 | MARVIS003 | MA010 | 0100826AAA | EXPORT 1
3956904 | MARVIS003 | MA010 | 0100826AE | EXPORT 1
3956904 | MARVIS003 | MA010 | 0100826AEA | EXPORT 1
3956904 | MARVIS003 | MA010 | 0100826G | EXPORT 1
3956904 | MARVIS003 | MA010 | 0100826GA | EXPORT 1
3956904 | MARVIS003 | MA010 | 0100826I | EXPORT 1
3956904 | MARVIS003 | MA010 | 0100826IA | EXPORT 1
3956904 | MARVIS003 | MA010 | 0100826H | EXPORT 1
3956904 | MARVIS003 | MA010 | 0100826HA | EXPORT 1
3956904 | MARVIS003 | MA010 | 0100826FA | EXPORT 1
3956904 | MARVIS003 | MA010 | 0100826FAA | EXPORT 1
3956904 | MARVIS003 | MA010 | 0100826FB | EXPORT 1
3956904 | MARVIS003 | MA010 | 0100826FBA | EXPORT 1
3956904 | MARVIS003 | MA010 | 0100826FC | EXPORT 1
3956904 | MARVIS003 | MA010 | 0100826FCA | EXPORT 1
3956904 | MARVIS003 | MA010 | 0100834F | EXPORT 1
3956904 | MARVIS003 | MA010 | 0100834FA | EXPORT 1
3956904 | MARVIS003 | MA010 | 0100834E | EXPORT 1
3956904 | MARVIS003 | MA010 | 0100834EA | EXPORT 1
3956904 | MARVIS003 | MA010 | 0100834H | EXPORT 1
3956904 | MARVIS003 | MA010 | 0100834HA | EXPORT 1
3956904 | MARVIS003 | MA010 | 0100826JA | EXPORT 1
3956904 | MARVIS003 | MA010 | 0100826JAA | EXPORT 1
3956904 | MARVIS003 | MA010 | 0100826JB | EXPORT 1
3956904 | MARVIS003 | MA010 | 0100826JBA | EXPORT 1
3956904 | MARVIS003 | MA010 | 0100832E | EXPORT 1
3956904 | MARVIS003 | MA010 | 0100826KB | EXPORT 1
3956904 | MARVIS003 | MA010 | 0100826KBA | EXPORT 1
3956904 | MARVIS003 | MA010 | 0100826KA | EXPORT 1
3956904 | MARVIS003 | MA010 | 0100832HE | EXPORT 1
3956904 | MARVIS003 | MA010 | 0100832HEA | EXPORT 1
3956904 | MARVIS003 | MA010 | 0100834B | EXPORT 1
3956904 | MARVIS003 | MA010 | 0100834BA | EXPORT 1
3956904 | MARVIS003 | MA010 | 0100834G | EXPORT 1
3956904 | MARVIS003 | MA010 | 0100834GA | EXPORT 1
3956904 | MARVIS003 | MA010 | 0100821AB | EXPORT 1
3956904 | MARVIS003 | MA010 | 0100821ACB | EXPORT 1
3956904 | MARVIS003 | MA010 | 0100821BB | EXPORT 1
3956904 | MARVIS003 | MA010 | 0100821BCB | EXPORT 1
3956904 | MARVIS003 | MA010 | 0100821AE | EXPORT 1
3956904 | MARVIS003 | MA010 | 0100821AEA | EXPORT 1
3956904 | MARVIS003 | MA010 | 0100821BE | EXPORT 1
3956904 | MARVIS003 | MA010 | 0100821BEA | EXPORT 1
3956904 | MARVIS003 | MA010 | 0100832K | EXPORT 1
3956904 | MARVIS003 | MA010 | 0100832KA | EXPORT 1
3956904 | MARVIS003 | MA010 | 0100832L | EXPORT 1
3956904 | MARVIS003 | MA010 | 0100832LA | EXPORT 1
3956904 | MARVIS003 | MA010 | 0100830AB | EXPORT 1
3956904 | MARVIS003 | MA010 | 0100830AA | EXPORT 1
3956904 | MARVIS003 | MA010 | 0100830EB | EXPORT 1
3956904 | MARVIS003 | MA010 | 0100830EA | EXPORT 1
3956904 | MARVIS003 | MA010 | 0100830IA | EXPORT 1
3956904 | MARVIS003 | MA010 | 0100830IB | EXPORT 1
3956904 | MARVIS003 | MA010 | 0100870FHD | EXPORT 1
3956904 | MARVIS003 | MA010 | 0100870FHA | EXPORT 1
3956904 | MARVIS003 | MA010 | 0100870CGCG | EXPORT 1
3956904 | MARVIS003 | MA010 | 0100880I | EXPORT 1
3956904 | MARVIS003 | MA010 | 0100832NA | EXPORT 1
3956904 | MARVIS003 | MA010 | 0100832G | EXPORT 1
3956904 | MARVIS003 | MA010 | 0100832GA | EXPORT 1
3956905 | MAP0145 | 0100821AF | 0100821AFD | EXPORT 1
3956905 | MAP0145 | 0100821AF | 0100821AFE | EXPORT 1
3956905 | MAP0145 | 0100821AF | 0100821AFF | EXPORT 1
3956905 | MAP0145 | 0100821AF | 0100821AFG | EXPORT 1
3956905 | MAP0145 | 0100821AF | 0100821AFK | EXPORT 1
3956905 | MAP0145 | 0100821AF | 0100821AFL | EXPORT 1
3956905 | MAP0145 | 0100821AF | 0100821AFM | EXPORT 1
3956905 | MAP0145 | 0100821AF | 0100821AFJ | EXPORT 1
3956905 | MAP0145 | 0100821AF | 0100821BFD | EXPORT 1
3956905 | MAP0145 | 0100821AF | 0100821BFE | EXPORT 1
3956905 | MAP0145 | 0100821AF | 0100821BFF | EXPORT 1
3956905 | MAP0145 | 0100821AF | 0100821BFG | EXPORT 1
3956905 | MAP0145 | 0100821AF | 0100821BFK | EXPORT 1
3956905 | MAP0145 | 0100821AF | 0100821BFL | EXPORT 1
3956905 | MAP0145 | 0100821AF | 0100821BFM | EXPORT 1
3956905 | MAP0145 | 0100821AF | 0100821BFJ | EXPORT 1
3956906 | MAP0145 | 0100826N | 0100826NFQ | EXPORT 1
3956906 | MAP0145 | 0100826N | 0100826NFD | EXPORT 1
3956906 | MAP0145 | 0100826N | 0100826NFN | EXPORT 1
3956906 | MAP0145 | 0100826N | 0100826NFI | EXPORT 1
3956906 | MAP0145 | 0100826N | 0100826NFO | EXPORT 1
3956906 | MAP0145 | 0100826N | 0100826NFP | EXPORT 1
3956906 | MAP0145 | 0100826N | 0100826NFE | EXPORT 1
3956906 | MAP0145 | 0100826N | 0100826NFH | EXPORT 1
3956906 | MAP0145 | 0100826N | 0100826NFF | EXPORT 1
3956906 | MAP0145 | 0100826N | 0100826NFT | EXPORT 1
3956906 | MAP0145 | 0100826N | 0100826NFB | EXPORT 1
3956906 | MAP0145 | 0100826N | 0100826NFC | EXPORT 1
3956906 | MAP0145 | 0100826N | 0100826NFR | EXPORT 1
3956906 | MAP0145 | 0100826N | 0100826NFJ | EXPORT 1
3956906 | MAP0145 | 0100826N | 0100826NFV | EXPORT 1
3956906 | MAP0145 | 0100826N | 0100826NFS | EXPORT 1
3956906 | MAP0145 | 0100826N | 0100826NFL | EXPORT 1
3956906 | MAP0145 | 0100826N | 0100826NFW | EXPORT 1
3956906 | MAP0145 | 0100826N | 0100830PAU | EXPORT 1
3956907 | MAP0145 | 0100830P | 0100830PAC | EXPORT 1
3956907 | MAP0145 | 0100830P | 0100830PAD | EXPORT 1
3956907 | MAP0145 | 0100830P | 0100830PAV | EXPORT 1
3956907 | MAP0145 | 0100830P | 0100830PAE | EXPORT 1
3956907 | MAP0145 | 0100830P | 0100830PAF | EXPORT 1
3956907 | MAP0145 | 0100830P | 0100830PAL | EXPORT 1
3956907 | MAP0145 | 0100830P | 0100830PAM | EXPORT 1
3956907 | MAP0145 | 0100830P | 0100830PAO | EXPORT 1
3956907 | MAP0145 | 0100830P | 0100830PAP | EXPORT 1
3956907 | MAP0145 | 0100830P | 0100830PAN | EXPORT 1
3956907 | MAP0145 | 0100830P | 0100830PBV | EXPORT 1
3956907 | MAP0145 | 0100830P | 0100830PBA | EXPORT 1
3956907 | MAP0145 | 0100830P | 0100830PBB | EXPORT 1
3956907 | MAP0145 | 0100830P | 0100830PBW | EXPORT 1
3956907 | MAP0145 | 0100830P | 0100830PBC | EXPORT 1
3956907 | MAP0145 | 0100830P | 0100830PBD | EXPORT 1
3956907 | MAP0145 | 0100830P | 0100830PBX | EXPORT 1
3956907 | MAP0145 | 0100830P | 0100830PBE | EXPORT 1
3956907 | MAP0145 | 0100830P | 0100830PBF | EXPORT 1
3956907 | MAP0145 | 0100830P | 0100830PBL | EXPORT 1
3956907 | MAP0145 | 0100830P | 0100830PBM | EXPORT 1
3956907 | MAP0145 | 0100830P | 0100830PBO | EXPORT 1
3956907 | MAP0145 | 0100830P | 0100830PBP | EXPORT 1
3956907 | MAP0145 | 0100830P | 0100830PBN | EXPORT 1
3956907 | MAP0145 | 0100830P | 0100830PCT | EXPORT 1
3956907 | MAP0145 | 0100830P | 0100830PCA | EXPORT 1
3956907 | MAP0145 | 0100830P | 0100830PCB | EXPORT 1
3956907 | MAP0145 | 0100830P | 0100830PCU | EXPORT 1
3956907 | MAP0145 | 0100830P | 0100830PCC | EXPORT 1
3956907 | MAP0145 | 0100830P | 0100830PCD | EXPORT 1
3956907 | MAP0145 | 0100830P | 0100830PCV | EXPORT 1
3956907 | MAP0145 | 0100830P | 0100830PCE | EXPORT 1
3956907 | MAP0145 | 0100830P | 0100830PCF | EXPORT 1
3956907 | MAP0145 | 0100830P | 0100830PCL | EXPORT 1
3956907 | MAP0145 | 0100830P | 0100830PCM | EXPORT 1
3956907 | MAP0145 | 0100830P | 0100830PCO | EXPORT 1
3956907 | MAP0145 | 0100830P | 0100830PCP | EXPORT 1
3956907 | MAP0145 | 0100830P | 0100830PCN | EXPORT 1
3956908 | MAP0145 | 0100832O | 0100832OCF | EXPORT 1
3956908 | MAP0145 | 0100832O | 0100832OCG | EXPORT 1
3956908 | MAP0145 | 0100832O | 0100832OEK | EXPORT 1
3956908 | MAP0145 | 0100832O | 0100832OEL | EXPORT 1
3956909 | MAP0145 | 010083628 | 010083628EB | EXPORT 1
3956909 | MAP0145 | 010083628 | 010083628EL | EXPORT 1
3956909 | MAP0145 | 010083628 | 010083628EC | EXPORT 1
3956909 | MAP0145 | 010083628 | 010083628EN | EXPORT 1
3956909 | MAP0145 | 010083628 | 010083628EE | EXPORT 1
3956909 | MAP0145 | 010083628 | 010083628EM | EXPORT 1
3956909 | MAP0145 | 010083628 | 010083628EF | EXPORT 1
3956909 | MAP0145 | 010083628 | 010083628EO | EXPORT 1
3956909 | MAP0145 | 010083628 | 010083628CB | EXPORT 1
3956909 | MAP0145 | 010083628 | 010083628CM | EXPORT 1
3956909 | MAP0145 | 010083628 | 010083628CC | EXPORT 1
3956909 | MAP0145 | 010083628 | 010083628CP | EXPORT 1
3956909 | MAP0145 | 010083628 | 010083628CE | EXPORT 1
3956909 | MAP0145 | 010083628 | 010083628CN | EXPORT 1
3956909 | MAP0145 | 010083628 | 010083628CF | EXPORT 1
3956909 | MAP0145 | 010083628 | 010083628CQ | EXPORT 1
3956909 | MAP0145 | 010083628 | 010083628DB | EXPORT 1
3956909 | MAP0145 | 010083628 | 010083628DT | EXPORT 1
3956909 | MAP0145 | 010083628 | 010083628DC | EXPORT 1
3956909 | MAP0145 | 010083628 | 010083628DX | EXPORT 1
3956909 | MAP0145 | 010083628 | 010083628DE | EXPORT 1
3956909 | MAP0145 | 010083628 | 010083628DU | EXPORT 1
3956909 | MAP0145 | 010083628 | 010083628DF | EXPORT 1
3956909 | MAP0145 | 010083628 | 010083628DY | EXPORT 1
3956909 | MAP0145 | 010083628 | 010083628DH | EXPORT 1
3956909 | MAP0145 | 010083628 | 010083628DV | EXPORT 1
3956909 | MAP0145 | 010083628 | 010083628DI | EXPORT 1
3956909 | MAP0145 | 010083628 | 010083628DZ | EXPORT 1
3956909 | MAP0145 | 010083628 | 010083628DK | EXPORT 1
3956909 | MAP0145 | 010083628 | 010083628DW | EXPORT 1
3956909 | MAP0145 | 010083628 | 010083628DL | EXPORT 1
3956909 | MAP0145 | 010083628 | 010083628D27 | EXPORT 1
3956909 | MAP0145 | 010083628 | 010083628CH | EXPORT 1
3956909 | MAP0145 | 010083628 | 010083628CO | EXPORT 1
3956909 | MAP0145 | 010083628 | 010083628CI | EXPORT 1
3956909 | MAP0145 | 010083628 | 010083628CR | EXPORT 1
3956910 | MAP0145 | 0100844D | 0100844DAF | EXPORT 1
3956910 | MAP0145 | 0100844D | 0100844DAG | EXPORT 1
3956910 | MAP0145 | 0100844D | 0100844DAH | EXPORT 1
3956910 | MAP0145 | 0100844D | 0100844DAL | EXPORT 1
3956910 | MAP0145 | 0100844D | 0100844DAM | EXPORT 1
3956910 | MAP0145 | 0100844D | 0100844DAN | EXPORT 1
3956910 | MAP0145 | 0100844D | 0100844DA27 | EXPORT 1
3956910 | MAP0145 | 0100844D | 0100844DAO | EXPORT 1
3956910 | MAP0145 | 0100844D | 0100844DAP | EXPORT 1
3956910 | MAP0145 | 0100844D | 0100844DAQ | EXPORT 1
3956910 | MAP0145 | 0100844D | 0100844DAR | EXPORT 1
3956910 | MAP0145 | 0100844D | 0100844DAS | EXPORT 1
3956910 | MAP0145 | 0100844D | 0100844DAT | EXPORT 1
3956910 | MAP0145 | 0100844D | 0100844DAU | EXPORT 1
3956910 | MAP0145 | 0100844D | 0100844DAV | EXPORT 1
3956910 | MAP0145 | 0100844D | 0100844DAW | EXPORT 1
3956910 | MAP0145 | 0100844D | 0100844DBA | EXPORT 1
3956910 | MAP0145 | 0100844D | 0100844DBB | EXPORT 1
3956911 | MAP0145 | 0100845LC | 0100845SCA | EXPORT 1
3956911 | MAP0145 | 0100845LC | 0100845SCJ | EXPORT 1
3956911 | MAP0145 | 0100845LC | 0100845SCB | EXPORT 1
3956911 | MAP0145 | 0100845LC | 0100845SCC | EXPORT 1
3956911 | MAP0145 | 0100845LC | 0100845SCD | EXPORT 1
3956911 | MAP0145 | 0100845LC | 0100845PCA | EXPORT 1
3956911 | MAP0145 | 0100845LC | 0100845PCB | EXPORT 1
3956911 | MAP0145 | 0100845LC | 0100845LCM | EXPORT 1
3956911 | MAP0145 | 0100845LC | 0100845LCN | EXPORT 1
3956911 | MAP0145 | 0100845LC | 0100845LCO | EXPORT 1
3956911 | MAP0145 | 0100845LC | 0100845LCP | EXPORT 1
3956911 | MAP0145 | 0100845LC | 0100845LCG | EXPORT 1
3956911 | MAP0145 | 0100845LC | 0100845LCH | EXPORT 1
3956911 | MAP0145 | 0100845LC | 0100845LCI | EXPORT 1
3956912 | MAP0145 | 0100870MFB | 0100870MFB53 | EXPORT 1
3956912 | MAP0145 | 0100870MFB | 0100870MFB54 | EXPORT 1
3956912 | MAP0145 | 0100870MFB | 0100870MFC53 | EXPORT 1
3956912 | MAP0145 | 0100870MFB | 0100870MFC54 | EXPORT 1
3956913 | MAP0129 | 0100822A | 0100822A | EXPORT 1
3956914 | MAP0127 | 0100822B | 0100822B | EXPORT 1
3956915 | MAP0144 | 0100822C | 0100822C | EXPORT 1
3956916 | MAP0144 | 0100822D | 0100822D | EXPORT 1
3956917 | MAP0129 | 0100824A | 0100824A | EXPORT 1
3956918 | MAP0127 | 0100824B | 0100824B | EXPORT 1
3956919 | MAP0144 | 0100824C | 0100824C | EXPORT 1
3956920 | MAP0144 | 0100824D | 0100824D | EXPORT 1
3956921 | MAP0129 | 0100826A | 0100826A | EXPORT 1
3956922 | MAP0177 | 0100826B | 0100826B | EXPORT 1
3956923 | MAP0178 | 0100826C | 0100826C | EXPORT 1
3956924 | MAP0144 | 0100826D | 0100826D | EXPORT 1
3956925 | MAP0144 | 0100826E | 0100826E | EXPORT 1
3956926 | MAP0129 | 0100826F | 0100826F | EXPORT 1
3956927 | MAP0127 | 0100826G | 0100826G | EXPORT 1
3956927 | MAP0127 | 0100826G | 0100826H | EXPORT 1
3956927 | MAP0127 | 0100826G | 0100826I | EXPORT 1
3956928 | MAP0156 | 0100826J | 0100826J | EXPORT 1
3956929 | MAP0156 | 0100826K | 0100826K | EXPORT 1
3956930 | MAP0129 | 0100830A | 0100830A | EXPORT 1
3956931 | MAP0129 | 0100830B | 0100830B | EXPORT 1
3956932 | MAP0225 | 0100830D | 0100830D | EXPORT 1
3956933 | MAP0129 | 0100830E | 0100830E | EXPORT 1
3956934 | MAP0129 | 0100830F | 0100830F | EXPORT 1
3956935 | MAP0225 | 0100830H | 0100830H | EXPORT 1
3956936 | MAP0129 | 0100830I | 0100830I | EXPORT 1
3956937 | MAP0129 | 0100830J | 0100830J | EXPORT 1
3956938 | MAP0225 | 0100830L | 0100830L | EXPORT 1
3956939 | MAP0159 | 0100830M | 0100830M | EXPORT 1
3956940 | MAP0161 | 0100832 | 0100832A | EXPORT 1
3956940 | MAP0161 | 0100832 | 0100832B | EXPORT 1
3956940 | MAP0161 | 0100832 | 0100832C | EXPORT 1
3956940 | MAP0161 | 0100832 | 0100832D | EXPORT 1
3956941 | MAP0124 | 0100832 | 0100832A | EXPORT 1
3956941 | MAP0124 | 0100832 | 0100832B | EXPORT 1
3956941 | MAP0124 | 0100832 | 0100832C | EXPORT 1
3956941 | MAP0124 | 0100832 | 0100832D | EXPORT 1
3956942 | MAP0156 | 0100832F | 0100832F | EXPORT 1
3956943 | MAP0189 | 0100832H | 0100832HJ | EXPORT 1
3956944 | MAP0200 | 0100832HD | 0100832HD | EXPORT 1
3956945 | MAP0156 | 0100832HH | 0100832HH | EXPORT 1
3956946 | MAP0156 | 0100832M | 0100832M | EXPORT 1
3956947 | MAP0142 | 0100832N | 0100832N | EXPORT 1
3956948 | MAP0156 | 0100833A | 0100833A | EXPORT 1
3956949 | MAP0127 | 0100833C | 0100833C | EXPORT 1
3956950 | MAP0139 | 0100833C | 0100833C | EXPORT 1
3956951 | MAP0156 | 0100833E | 0100833E | EXPORT 1
3956952 | MAP0156 | 0100834A | 0100834A | EXPORT 1
3956953 | MAP0157 | 0100834C | 0100834C | EXPORT 1
3956954 | MAP0157 | 0100834D | 0100834D | EXPORT 1
3956955 | MAP0186 | 0100836 | 0100836G | EXPORT 1
3956955 | MAP0186 | 0100836 | 0100836B | EXPORT 1
3956955 | MAP0186 | 0100836 | 0100836C | EXPORT 1
3956955 | MAP0186 | 0100836 | 0100836D | EXPORT 1
3956955 | MAP0186 | 0100836 | 0100870HLS | EXPORT 1
3956955 | MAP0186 | 0100836 | 0100836F | EXPORT 1
3956955 | MAP0186 | 0100836 | 0100836A | EXPORT 1
3956955 | MAP0186 | 0100836 | 0100836E | EXPORT 1
3956956 | MAP0125 | 0100836G | 0100836G | EXPORT 1
3956957 | MAP0125 | 0100836B | 0100836B | EXPORT 1
3956958 | MAP0125 | 0100836C | 0100836C | EXPORT 1
3956959 | MAP0125 | 0100836D | 0100836D | EXPORT 1
3956960 | MAP0125 | 0100836F | 0100836F | EXPORT 1
3956961 | MAP0125 | 0100836A | 0100836A | EXPORT 1
3956962 | MAP0125 | 0100836E | 0100836E | EXPORT 1
3956963 | MAS0015 | 0100845 | 0100845A | EXPORT 1
3956963 | MAS0015 | 0100845 | 0100845GE | EXPORT 1
3956963 | MAS0015 | 0100845 | 0100845QB | EXPORT 1
3956963 | MAS0015 | 0100845 | 0100845JAF | EXPORT 1
3956963 | MAS0015 | 0100845 | 0100845JG | EXPORT 1
3956963 | MAS0015 | 0100845 | 0100845MC | EXPORT 1
3956963 | MAS0015 | 0100845 | 0100845OC | EXPORT 1
3956963 | MAS0015 | 0100845 | 0100845OD | EXPORT 1
3956963 | MAS0015 | 0100845 | 0100845LAA | EXPORT 1
3956963 | MAS0015 | 0100845 | 0100845LAB | EXPORT 1
3956963 | MAS0015 | 0100845 | 0100845R | EXPORT 1
3956963 | MAS0015 | 0100845 | 0100845DBC | EXPORT 1
3956963 | MAS0015 | 0100845 | 0100845DCC | EXPORT 1
3956963 | MAS0015 | 0100845 | 0100845SAA | EXPORT 1
3956963 | MAS0015 | 0100845 | 0100845SAB | EXPORT 1
3956963 | MAS0015 | 0100845 | 0100845SBG | EXPORT 1
3956963 | MAS0015 | 0100845 | 0100845SBH | EXPORT 1
3956963 | MAS0015 | 0100845 | 0100845PAC | EXPORT 1
3956963 | MAS0015 | 0100845 | 0100845PAD | EXPORT 1
3956963 | MAS0015 | 0100845 | 0100845IB | EXPORT 1
3956964 | MAP0167 | 0100845 | 0100845 | EXPORT 1
3956965 | MAP0119 | 0100845 | 0100845 | EXPORT 1
3956966 | MAS0016 | 0100845 | 0100845AA | EXPORT 1
3956966 | MAS0016 | 0100845 | 0100845BA | EXPORT 1
3956966 | MAS0016 | 0100845 | 0100845BC | EXPORT 1
3956966 | MAS0016 | 0100845 | 0100845BD | EXPORT 1
3956966 | MAS0016 | 0100845 | 0100845DBA | EXPORT 1
3956966 | MAS0016 | 0100845 | 0100845DBB | EXPORT 1
3956966 | MAS0016 | 0100845 | 0100845DCA | EXPORT 1
3956966 | MAS0016 | 0100845 | 0100845DCB | EXPORT 1
3956966 | MAS0016 | 0100845 | 0100845HA | EXPORT 1
3956966 | MAS0016 | 0100845 | 0100845HB | EXPORT 1
3956966 | MAS0016 | 0100845 | 0100845IBA | EXPORT 1
3956966 | MAS0016 | 0100845 | 0100845IBB | EXPORT 1
3956966 | MAS0016 | 0100845 | 0100845IBC | EXPORT 1
3956966 | MAS0016 | 0100845 | 0100845IBD | EXPORT 1
3956966 | MAS0016 | 0100845 | 0100845IBE | EXPORT 1
3956966 | MAS0016 | 0100845 | 0100845IBF | EXPORT 1
3956966 | MAS0016 | 0100845 | 0100845IBG | EXPORT 1
3956966 | MAS0016 | 0100845 | 0100845IBH | EXPORT 1
3956966 | MAS0016 | 0100845 | 0100845JAA | EXPORT 1
3956966 | MAS0016 | 0100845 | 0100845JAB | EXPORT 1
3956966 | MAS0016 | 0100845 | 0100845JAC | EXPORT 1
3956966 | MAS0016 | 0100845 | 0100845KB | EXPORT 1
3956966 | MAS0016 | 0100845 | 0100845KC | EXPORT 1
3956966 | MAS0016 | 0100845 | 0100845LAC | EXPORT 1
3956966 | MAS0016 | 0100845 | 0100845LAD | EXPORT 1
3956966 | MAS0016 | 0100845 | 0100845LBG | EXPORT 1
3956966 | MAS0016 | 0100845 | 0100845LBH | EXPORT 1
3956966 | MAS0016 | 0100845 | 0100845MA | EXPORT 1
3956966 | MAS0016 | 0100845 | 0100845MB | EXPORT 1
3956966 | MAS0016 | 0100845 | 0100845NF | EXPORT 1
3956966 | MAS0016 | 0100845 | 0100845NG | EXPORT 1
3956966 | MAS0016 | 0100845 | 0100845OA | EXPORT 1
3956966 | MAS0016 | 0100845 | 0100845OB | EXPORT 1
3956966 | MAS0016 | 0100845 | 0100845PAA | EXPORT 1
3956966 | MAS0016 | 0100845 | 0100845PAB | EXPORT 1
3956966 | MAS0016 | 0100845 | 0100845QC | EXPORT 1
3956966 | MAS0016 | 0100845 | 0100845QD | EXPORT 1
3956966 | MAS0016 | 0100845 | 0100845QE | EXPORT 1
3956966 | MAS0016 | 0100845 | 0100845RA | EXPORT 1
3956966 | MAS0016 | 0100845 | 0100845SBA | EXPORT 1
3956966 | MAS0016 | 0100845 | 0100845SBB | EXPORT 1
3956967 | MAP0202 | 0100845JB | 0100845JB | EXPORT 1
3956968 | MAP0202 | 0100845JC | 0100845JC | EXPORT 1
3956969 | MAP0156 | 0100845LB | 0100845LBA | EXPORT 1
3956969 | MAP0156 | 0100845LB | 0100845LBI | EXPORT 1
3956970 | MAP0228 | 0100860 | 0100860AB | EXPORT 1
3956970 | MAP0228 | 0100860 | 0100860A | EXPORT 1
3956970 | MAP0228 | 0100860 | 0100860BA | EXPORT 1
3956970 | MAP0228 | 0100860 | 0100860B | EXPORT 1
3956970 | MAP0228 | 0100860 | 0100860CB | EXPORT 1
3956970 | MAP0228 | 0100860 | 0100860C | EXPORT 1
3956971 | MAP0169 | 0100864 | 0100864AA | EXPORT 1
3956971 | MAP0169 | 0100864 | 0100864AB | EXPORT 1
3956971 | MAP0169 | 0100864 | 0100864AC | EXPORT 1
3956971 | MAP0169 | 0100864 | 0100864AD | EXPORT 1
3956971 | MAP0169 | 0100864 | 0100864AE | EXPORT 1
3956971 | MAP0169 | 0100864 | 0100864AF | EXPORT 1
3956971 | MAP0169 | 0100864 | 0100864AG | EXPORT 1
3956971 | MAP0169 | 0100864 | 0100864AH | EXPORT 1
3956971 | MAP0169 | 0100864 | 0100864AI | EXPORT 1
3956971 | MAP0169 | 0100864 | 0100864AJ | EXPORT 1
3956971 | MAP0169 | 0100864 | 0100864AK | EXPORT 1
3956971 | MAP0169 | 0100864 | 0100864AL | EXPORT 1
3956971 | MAP0169 | 0100864 | 0100864AM | EXPORT 1
3956971 | MAP0169 | 0100864 | 0100864AN | EXPORT 1
3956971 | MAP0169 | 0100864 | 0100864AO | EXPORT 1
3956971 | MAP0169 | 0100864 | 0100864AP | EXPORT 1
3956971 | MAP0169 | 0100864 | 0100864AQ | EXPORT 1
3956971 | MAP0169 | 0100864 | 0100864AR | EXPORT 1
3956971 | MAP0169 | 0100864 | 0100864AS | EXPORT 1
3956971 | MAP0169 | 0100864 | 0100864AT | EXPORT 1
3956971 | MAP0169 | 0100864 | 0100864AU | EXPORT 1
3956971 | MAP0169 | 0100864 | 0100864AV | EXPORT 1
3956971 | MAP0169 | 0100864 | 0100864AW | EXPORT 1
3956971 | MAP0169 | 0100864 | 0100864AX | EXPORT 1
3956971 | MAP0169 | 0100864 | 0100864AY | EXPORT 1
3956971 | MAP0169 | 0100864 | 0100864AZ | EXPORT 1
3956971 | MAP0169 | 0100864 | 0100864A28 | EXPORT 1
3956971 | MAP0169 | 0100864 | 0100864A29 | EXPORT 1
3956971 | MAP0169 | 0100864 | 0100864A30 | EXPORT 1
3956971 | MAP0169 | 0100864 | 0100864 | EXPORT 1
3956972 | MAP0169 | 0100864CC | 0100864CB | EXPORT 1
3956972 | MAP0169 | 0100864CC | 0100864CC | EXPORT 1
3956973 | MAP0169 | 0100864CD | 0100864CD | EXPORT 1
3956974 | MAP0112 | 0100864DC | 0100864DC | EXPORT 1
3956975 | MAS0029 | 0100870 | 0100870BZA | EXPORT 1
3956975 | MAS0029 | 0100870 | 0100870BZB | EXPORT 1
3956976 | MAP0221 | 0100870 | 0100870 | EXPORT 1
3956977 | MAS0025 | 0100870 | 0100870 | EXPORT 1
3956978 | MAP0119 | 0100870B | 0100870B | EXPORT 1
3956979 | MAP0185 | 0100870B | 0100870B | EXPORT 1
3956980 | MAP0160 | 0100870B | 0100870B | EXPORT 1
3956981 | MAP0126 | 0100870B | 0100870BE | EXPORT 1
3956982 | MAS0018 | 0100870B | 0100870B30A | EXPORT 1
3956982 | MAS0018 | 0100870B | 0100870B30B | EXPORT 1
3956982 | MAS0018 | 0100870B | 0100870B30C | EXPORT 1
3956982 | MAS0018 | 0100870B | 0100870B30D | EXPORT 1
3956982 | MAS0018 | 0100870B | 0100870B30E | EXPORT 1
3956982 | MAS0018 | 0100870B | 0100870B30F | EXPORT 1
3956982 | MAS0018 | 0100870B | 0100870B30G | EXPORT 1
3956982 | MAS0018 | 0100870B | 0100870B30H | EXPORT 1
3956982 | MAS0018 | 0100870B | 0100870B30I | EXPORT 1
3956982 | MAS0018 | 0100870B | 0100870B30J | EXPORT 1
3956982 | MAS0018 | 0100870B | 0100870B30K | EXPORT 1
3956982 | MAS0018 | 0100870B | 0100870B30L | EXPORT 1
3956982 | MAS0018 | 0100870B | 0100870C33A | EXPORT 1
3956982 | MAS0018 | 0100870B | 0100870C33B | EXPORT 1
3956982 | MAS0018 | 0100870B | 0100870C33C | EXPORT 1
3956982 | MAS0018 | 0100870B | 0100870C33D | EXPORT 1
3956982 | MAS0018 | 0100870B | 0100870C33E | EXPORT 1
3956982 | MAS0018 | 0100870B | 0100870C33F | EXPORT 1
3956982 | MAS0018 | 0100870B | 0100870DG | EXPORT 1
3956982 | MAS0018 | 0100870B | 0100870DH | EXPORT 1
3956982 | MAS0018 | 0100870B | 0100870DI | EXPORT 1
3956982 | MAS0018 | 0100870B | 0100870FJA | EXPORT 1
3956982 | MAS0018 | 0100870B | 0100870FJB | EXPORT 1
3956983 | MAS0021 | 0100870B | 0100870B | EXPORT 1
3956984 | MAS0022 | 0100870B | 0100870B | EXPORT 1
3956985 | MAP0164 | 0100870B | 0100870B | EXPORT 1
3956986 | MAS0010 | 0100870C | 0100870C | EXPORT 1
3956987 | MAP0119 | 0100870C | 0100870C | EXPORT 1
3956988 | MAP0168 | 0100870C | 0100870C | EXPORT 1
3956989 | MAP0143 | 0100870COBG | 0100870COBG | EXPORT 1
3956990 | MAP0148 | 0100870COBB | 0100870COBB | EXPORT 1
3956991 | MAP0143 | 0100870CPBG | 0100870CPBG | EXPORT 1
3956992 | MAP0148 | 0100870CPBB | 0100870CPBB | EXPORT 1
3956993 | MAP0196 | 0100870CAA | 0100870CAA | EXPORT 1
3956994 | MAP0196 | 0100870CDA | 0100870CDA | EXPORT 1
3956995 | MAP0130 | 0100870C | 0100870CB | EXPORT 1
3956995 | MAP0130 | 0100870C | 0100870CC | EXPORT 1
3956995 | MAP0130 | 0100870C | 0100870CE | EXPORT 1
3956995 | MAP0130 | 0100870C | 0100870CI | EXPORT 1
3956995 | MAP0130 | 0100870C | 0100870CJ | EXPORT 1
3956995 | MAP0130 | 0100870C | 0100870CK | EXPORT 1
3956995 | MAP0130 | 0100870C | 0100870CL | EXPORT 1
3956995 | MAP0130 | 0100870C | 0100870CM | EXPORT 1
3956995 | MAP0130 | 0100870C | 0100870CN | EXPORT 1
3956996 | MAP0211 | 0100870CA | 0100870CAA | EXPORT 1
3956997 | MAP0212 | 0100870CD | 0100870CDA | EXPORT 1
3956998 | MAS0079 | 0100870DI | 0100870DI | EXPORT 1
3956999 | MAS0079 | 0100870DH | 0100870DH | EXPORT 1
3957000 | MAS0079 | 0100870DG | 0100870DG | EXPORT 1
3957001 | MAS0030 | 0100870DI | 0100870DI | EXPORT 1
3957002 | MAS0032 | 0100870DI | 0100870DI | EXPORT 1
3957003 | MAS0031 | 0100870DI | 0100870DI | EXPORT 1
3957004 | MAS0030 | 0100870DH | 0100870DH | EXPORT 1
3957005 | MAS0032 | 0100870DH | 0100870DH | EXPORT 1
3957006 | MAS0031 | 0100870DH | 0100870DH | EXPORT 1
3957007 | MAS0030 | 0100870DG | 0100870DG | EXPORT 1
3957008 | MAS0032 | 0100870DG | 0100870DG | EXPORT 1
3957009 | MAS0031 | 0100870DG | 0100870DG | EXPORT 1
3957010 | MAP0162 | 0100870D | 0100870DE | EXPORT 1
3957011 | MAS0076 | 0100870DI | 0100870DI | EXPORT 1
3957012 | MAS0076 | 0100870DH | 0100870DH | EXPORT 1
3957013 | MAS0076 | 0100870DG | 0100870DG | EXPORT 1
3957014 | MAS0077 | 0100870D | 0100870D | EXPORT 1
3957015 | MAS0078 | 0100870D | 0100870D | EXPORT 1
3957016 | MAS0019 | 0100870D | 0100870DKA | EXPORT 1
3957016 | MAS0019 | 0100870D | 0100870DKC | EXPORT 1
3957016 | MAS0019 | 0100870D | 0100870DKD | EXPORT 1
3957016 | MAS0019 | 0100870D | 0100870DKE | EXPORT 1
3957017 | MAP0190 | 0100870G | 0100870GA | EXPORT 1
3957017 | MAP0190 | 0100870G | 0100870GB | EXPORT 1
3957017 | MAP0190 | 0100870G | 0100870GC | EXPORT 1
3957017 | MAP0190 | 0100870G | 0100870GD | EXPORT 1
3957017 | MAP0190 | 0100870G | 0100870GE | EXPORT 1
3957018 | MAP0188 | 0100870G | 0100870GF | EXPORT 1
3957019 | MAP0119 | 0100870HLS | 0100870HLS | EXPORT 1
3957020 | MAP0119 | 0100870H | 0100870H | EXPORT 1
3957021 | MAP0125 | 0100870H | 0100870H | EXPORT 1
3957022 | MAS0020 | 0100870H | 0100870HLH | EXPORT 1
3957023 | MAP0130 | 0100870H | 0100870HLA | EXPORT 1
3957023 | MAP0130 | 0100870H | 0100870HLB | EXPORT 1
3957023 | MAP0130 | 0100870H | 0100870HLC | EXPORT 1
3957023 | MAP0130 | 0100870H | 0100870HLD | EXPORT 1
3957023 | MAP0130 | 0100870H | 0100870HLE | EXPORT 1
3957024 | MAS0017 | 0100870H | 0100870H | EXPORT 1
3957025 | MAP0119 | 0100870I | 0100870I | EXPORT 1
3957026 | MAS0029 | 0100871 | 0100870BZU | EXPORT 1
3957027 | MAS0029 | 0100872 | 0100870BZR | EXPORT 1
3957028 | MAS0029 | 0100873 | 0100870BZP | EXPORT 1
3957029 | MAS0029 | 0100874 | 0100870BZT | EXPORT 1
3957030 | MAS0029 | 0100875 | 0100870BZL | EXPORT 1
3957031 | MAS0029 | 0100876 | 0100870BZM | EXPORT 1
3957032 | MAS0029 | 0100877 | 0100870BZN | EXPORT 1
3957033 | MAS0029 | 0100878 | 0100870BZK | EXPORT 1
3957034 | MAS0029 | 0100879 | 0100870BZV | EXPORT 1
3957035 | MAS0029 | 0100880 | 0100870BZW | EXPORT 1
3957036 | MAS0029 | 0100881 | 0100870BZX | EXPORT 1
3957037 | MAS0029 | 0100882 | 0100870BZY | EXPORT 1
3957038 | MAS0029 | 0100883 | 0100870BZS | EXPORT 1
3957039 | MAS0029 | 0100884 | 0100870BZH | EXPORT 1
3957040 | MAS0029 | 0100885 | 0100870BZC | EXPORT 1
3957041 | MAS0029 | 0100886 | 0100870BZD | EXPORT 1
3957042 | MAS0029 | 0100887 | 0100870BZF | EXPORT 1
3957043 | MAS0029 | 0100888 | 0100870BZJ | EXPORT 1
3957044 | MAS0029 | 0100889 | 0100870BZI | EXPORT 1
3957045 | MAS0029 | 0100890 | 0100870BZO | EXPORT 1
3957046 | MAS0029 | 0100891 | 0100870BZQ | EXPORT 1
3957047 | MAS0029 | 0100892 | 0100870BZE | EXPORT 1
3957048 | MAS0029 | 0100893 | 0100870BZG | EXPORT 1
3957049 | MAS0029 | 0100894 | 0100870HLPB | EXPORT 1
3957050 | MAS0029 | 0100895 | 0100870HLPA | EXPORT 1
3957051 | MAS0029 | 0100896 | 0100870HLPC | EXPORT 1
3957052 | MAS0029 | 0100897 | 0100870C27C | EXPORT 1
3957053 | MAS0029 | 0100898 | 0100870C27D | EXPORT 1
3957054 | MAS0029 | 0100899 | 0100870C27E | EXPORT 1
3957055 | MAS0029 | 0100900 | 0100870C27F | EXPORT 1
3957056 | MAS0029 | 0100901 | 0100870C27G | EXPORT 1
3957057 | MAS0029 | 0100902 | 0100870C27H | EXPORT 1
3957058 | MAS0029 | 0100903 | 0100870C27I | EXPORT 1
3957059 | MAS0029 | 0100904 | 0100870C27J | EXPORT 1
3957060 | MAS0029 | 0100905 | 0100870C27A | EXPORT 1
3957061 | MAS0029 | 0100906 | 0100870C27B | EXPORT 1
3957062 | MARVIS004 | MA010 | 0100822AB | EXPORT 1
3957062 | MARVIS004 | MA010 | 0100822AA | EXPORT 1
3957062 | MARVIS004 | MA010 | 0100822ABA | EXPORT 1
3957062 | MARVIS004 | MA010 | 0100822AAA | EXPORT 1
3957062 | MARVIS004 | MA010 | 0100822B | EXPORT 1
3957062 | MARVIS004 | MA010 | 0100822BA | EXPORT 1
3957062 | MARVIS004 | MA010 | 0100822C | EXPORT 1
3957062 | MARVIS004 | MA010 | 0100822CA | EXPORT 1
3957062 | MARVIS004 | MA010 | 0100822D | EXPORT 1
3957062 | MARVIS004 | MA010 | 0100822DA | EXPORT 1
3957062 | MARVIS004 | MA010 | 0100824AA | EXPORT 1
3957062 | MARVIS004 | MA010 | 0100824AAA | EXPORT 1
3957062 | MARVIS004 | MA010 | 0100824AB | EXPORT 1
3957062 | MARVIS004 | MA010 | 0100824ABA | EXPORT 1
3957062 | MARVIS004 | MA010 | 0100824B | EXPORT 1
3957062 | MARVIS004 | MA010 | 0100824BA | EXPORT 1
3957062 | MARVIS004 | MA010 | 0100824C | EXPORT 1
3957062 | MARVIS004 | MA010 | 0100824CA | EXPORT 1
3957062 | MARVIS004 | MA010 | 0100824D | EXPORT 1
3957062 | MARVIS004 | MA010 | 0100824DA | EXPORT 1
3957062 | MARVIS004 | MA010 | 0100864DDC | EXPORT 1
3957062 | MARVIS004 | MA010 | 0100864DDCA | EXPORT 1
3957062 | MARVIS004 | MA010 | 0100864EC | EXPORT 1
3957063 | MARVIS005 | MA010 | 0100832HF | EXPORT 1
3957063 | MARVIS005 | MA010 | 0100832HFA | EXPORT 1
3957063 | MARVIS005 | MA010 | 0100860AA | EXPORT 1
3957063 | MARVIS005 | MA010 | 0100860AAA | EXPORT 1
3957063 | MARVIS005 | MA010 | 0100860CA | EXPORT 1
3957063 | MARVIS005 | MA010 | 0100860CAA | EXPORT 1
3957063 | MARVIS005 | MA010 | 0100868HB | EXPORT 1
3957063 | MARVIS005 | MA010 | 0100868HBA | EXPORT 1
3957063 | MARVIS005 | MA010 | 0100860BB | EXPORT 1
3957063 | MARVIS005 | MA010 | 0100860BBA | EXPORT 1
3957063 | MARVIS005 | MA010 | 0100864FB | EXPORT 1
3957063 | MARVIS005 | MA010 | 0100864CA | EXPORT 1
3957063 | MARVIS005 | MA010 | 0100864AY | EXPORT 1
3957063 | MARVIS005 | MA010 | 0100864AYA | EXPORT 1
3957064 | MAB0001 | 5050045B | 5050045BDEA | EXPORT 2
3957064 | MAB0001 | 5050045B | 5050045BN | EXPORT 2
3957064 | MAB0001 | 5050045B | 5050045BO | EXPORT 2
3957064 | MAB0001 | 5050045B | 5050045BOA | EXPORT 2
3957065 | MAB0002 | 010082028 | 010082028B | EXPORT 2
3957065 | MAB0002 | 010082028 | 010082028MJ | EXPORT 2
3957065 | MAB0002 | 010082028 | 010082028MA | EXPORT 2
3957065 | MAB0002 | 010082028 | 010082028MB | EXPORT 2
3957065 | MAB0002 | 010082028 | 010082028MC | EXPORT 2
3957065 | MAB0002 | 010082028 | 010082028MD | EXPORT 2
3957065 | MAB0002 | 010082028 | 010082028ME | EXPORT 2
3957065 | MAB0002 | 010082028 | 010082028MF | EXPORT 2
3957065 | MAB0002 | 010082028 | 010082028MG | EXPORT 2
3957065 | MAB0002 | 010082028 | 010082028MH | EXPORT 2
3957065 | MAB0002 | 010082028 | 010082028MI | EXPORT 2
3957065 | MAB0002 | 010082028 | 010082028MK | EXPORT 2
3957065 | MAB0002 | 010082028 | 010082028ML | EXPORT 2
3957065 | MAB0002 | 010082028 | 010082028MM | EXPORT 2
3957065 | MAB0002 | 010082028 | 010082028MN | EXPORT 2
3957067 | MAB0004 | 0100828 | 010082827 | EXPORT 2
3957067 | MAB0004 | 0100828 | 010082827B | EXPORT 2
3957067 | MAB0004 | 0100828 | 010082828 | EXPORT 2
3957067 | MAB0004 | 0100828 | 010082828B | EXPORT 2
3957067 | MAB0004 | 0100828 | 010082843 | EXPORT 2
3957067 | MAB0004 | 0100828 | 0100828UC | EXPORT 2
3957067 | MAB0004 | 0100828 | 0100828F | EXPORT 2
3957067 | MAB0004 | 0100828 | 0100828H | EXPORT 2
3957067 | MAB0004 | 0100828 | 0100828I | EXPORT 2
3957067 | MAB0004 | 0100828 | 0100828J | EXPORT 2
3957067 | MAB0004 | 0100828 | 0100828K | EXPORT 2
3957067 | MAB0004 | 0100828 | 0100828L | EXPORT 2
3957067 | MAB0004 | 0100828 | 0100828M | EXPORT 2
3957067 | MAB0004 | 0100828 | 0100828N | EXPORT 2
3957067 | MAB0004 | 0100828 | 0100828O | EXPORT 2
3957067 | MAB0004 | 0100828 | 0100828P | EXPORT 2
3957067 | MAB0004 | 0100828 | 0100828Q | EXPORT 2
3957067 | MAB0004 | 0100828 | 0100828R | EXPORT 2
3957067 | MAB0004 | 0100828 | 0100828S | EXPORT 2
3957067 | MAB0004 | 0100828 | 010082829 | EXPORT 2
3957067 | MAB0004 | 0100828 | 010082830 | EXPORT 2
3957067 | MAB0004 | 0100828 | 010082831 | EXPORT 2
3957067 | MAB0004 | 0100828 | 010082833 | EXPORT 2
3957067 | MAB0004 | 0100828 | 0100828T | EXPORT 2
3957067 | MAB0004 | 0100828 | 0100828U | EXPORT 2
3957067 | MAB0004 | 0100828 | 0100828W | EXPORT 2
3957067 | MAB0004 | 0100828 | 0100828X | EXPORT 2
3957067 | MAB0004 | 0100828 | 0100828Y | EXPORT 2
3957067 | MAB0004 | 0100828 | 0100828Z | EXPORT 2
3957067 | MAB0004 | 0100828 | 010082837 | EXPORT 2
3957067 | MAB0004 | 0100828 | 010082838 | EXPORT 2
3957067 | MAB0004 | 0100828 | 010082839 | EXPORT 2
3957067 | MAB0004 | 0100828 | 010082842 | EXPORT 2
3957067 | MAB0004 | 0100828 | 010082836 | EXPORT 2
3957067 | MAB0004 | 0100828 | 010082832 | EXPORT 2
3957067 | MAB0004 | 0100828 | 010082844 | EXPORT 2
3957067 | MAB0004 | 0100828 | 010082845 | EXPORT 2
3957067 | MAB0004 | 0100828 | 010082846 | EXPORT 2
3957067 | MAB0004 | 0100828 | 010082840 | EXPORT 2
3957080 | MAB0006 | 5050045A | 5050045AH | EXPORT 2
3957080 | MAB0006 | 5050045A | 5050045AF | EXPORT 2
3957080 | MAB0006 | 5050045A | 5050045AG | EXPORT 2
3957080 | MAB0006 | 5050045A | 5050045AI | EXPORT 2
3957080 | MAB0006 | 5050045A | 5050045AL | EXPORT 2
3957080 | MAB0006 | 5050045A | 5050045AJ | EXPORT 2
3957080 | MAB0006 | 5050045A | 5050045AK | EXPORT 2
3957082 | MAP0237 | 0100822 | 0100822A | EXPORT 2
3957082 | MAP0237 | 0100822 | 0100824A | EXPORT 2
3957083 | MAP0238 | 01008 | 0100822AA | EXPORT 2
3957083 | MAP0238 | 01008 | 0100824AA | EXPORT 2
3957083 | MAP0238 | 01008 | 0100826AA | EXPORT 2
3957083 | MAP0238 | 01008 | 0100826FA | EXPORT 2
3957083 | MAP0238 | 01008 | 0100826JA | EXPORT 2
3957083 | MAP0238 | 01008 | 0100826KA | EXPORT 2
3957083 | MAP0238 | 01008 | 0100830AA | EXPORT 2
3957083 | MAP0238 | 01008 | 0100830BA | EXPORT 2
3957083 | MAP0238 | 01008 | 0100830EA | EXPORT 2
3957083 | MAP0238 | 01008 | 0100830FA | EXPORT 2
3957083 | MAP0238 | 01008 | 0100830IA | EXPORT 2
3957083 | MAP0238 | 01008 | 0100830JA | EXPORT 2
3957083 | MAP0238 | 01008 | 0100832FA | EXPORT 2
3957083 | MAP0238 | 01008 | 0100832HHA | EXPORT 2
3957083 | MAP0238 | 01008 | 0100832JA | EXPORT 2
3957083 | MAP0238 | 01008 | 0100832NA | EXPORT 2
3957083 | MAP0238 | 01008 | 0100833AA | EXPORT 2
3957083 | MAP0238 | 01008 | 0100833EA | EXPORT 2
3957083 | MAP0238 | 01008 | 5050045BEA | EXPORT 2
3957084 | MAP0237 | 0100826 | 0100826A | EXPORT 2
3957084 | MAP0237 | 0100826 | 0100826F | EXPORT 2
3957084 | MAP0237 | 0100826 | 0100826J | EXPORT 2
3957084 | MAP0237 | 0100826 | 0100826K | EXPORT 2
3957085 | MAP0237 | 0100830 | 0100830A | EXPORT 2
3957085 | MAP0237 | 0100830 | 0100830B | EXPORT 2
3957085 | MAP0237 | 0100830 | 0100830E | EXPORT 2
3957085 | MAP0237 | 0100830 | 0100830F | EXPORT 2
3957085 | MAP0237 | 0100830 | 0100830I | EXPORT 2
3957085 | MAP0237 | 0100830 | 0100830J | EXPORT 2
3957086 | MAP0237 | 0100832 | 0100832F | EXPORT 2
3957086 | MAP0237 | 0100832 | 0100832HH | EXPORT 2
3957086 | MAP0237 | 0100832 | 0100832J | EXPORT 2
3957086 | MAP0237 | 0100832 | 0100832N | EXPORT 2
3957087 | MAP0237 | 0100833 | 0100833A | EXPORT 2
3957087 | MAP0237 | 0100833 | 0100833E | EXPORT 2
3957088 | MAP0237 | 5050045B | 5050045BE | EXPORT 2
3957089 | MAP0240 | 0100820 | 0100820A | EXPORT 2
3957089 | MAP0240 | 0100820 | 0100820B | EXPORT 2
3957089 | MAP0240 | 0100820 | 0100820C | EXPORT 2
3957089 | MAP0240 | 0100820 | 0100820D | EXPORT 2
3957089 | MAP0240 | 0100820 | 0100820E | EXPORT 2
3957089 | MAP0240 | 0100820 | 0100820G | EXPORT 2
3957089 | MAP0240 | 0100820 | 0100820H | EXPORT 2
3957089 | MAP0240 | 0100820 | 0100820I | EXPORT 2
3957089 | MAP0240 | 0100820 | 0100820J | EXPORT 2
3957089 | MAP0240 | 0100820 | 0100820K | EXPORT 2
3957089 | MAP0240 | 0100820 | 0100820M | EXPORT 2
3957089 | MAP0240 | 0100820 | 0100820O | EXPORT 2
3957090 | MAP0241 | 5050050 | 5050050D | EXPORT 2
3957090 | MAP0241 | 5050050 | 5050050E | EXPORT 2
3957090 | MAP0241 | 5050050 | 5050050F | EXPORT 2
3957091 | MAP0242 | 010082827 | 010082828 | EXPORT 2
3957092 | MAP0243 | 0100828 | 0100828H | EXPORT 2
3957092 | MAP0243 | 0100828 | 0100828S | EXPORT 2
3957092 | MAP0243 | 0100828 | 010082829 | EXPORT 2
3957092 | MAP0243 | 0100828 | 010082830 | EXPORT 2
3957092 | MAP0243 | 0100828 | 010082831 | EXPORT 2
3957092 | MAP0243 | 0100828 | 010082833 | EXPORT 2
3957092 | MAP0243 | 0100828 | 0100828T | EXPORT 2
3957092 | MAP0243 | 0100828 | 0100828U | EXPORT 2
3957092 | MAP0243 | 0100828 | 010082837 | EXPORT 2
3957092 | MAP0243 | 0100828 | 010082832A | EXPORT 2
3957093 | MAP0244 | 0100836Q | 0100836R | EXPORT 2
3957097 | MAP0246 | 5050045B | 5050045BN | EXPORT 2
3957097 | MAP0246 | 5050045B | 5050045BO | EXPORT 2
3957098 | MARIR006 | 01008 | 0100880BA | EXPORT 2
3957098 | MARIR006 | 01008 | 0100832HFA | EXPORT 2
3957098 | MARIR006 | 01008 | 0100836S | EXPORT 2
3957098 | MARIR006 | 01008 | 0100832I | EXPORT 2
3957098 | MARIR006 | 01008 | 0100822ABA | EXPORT 2
3957098 | MARIR006 | 01008 | 0100824ABA | EXPORT 2
3957098 | MARIR006 | 01008 | 0100836ZA | EXPORT 2
3957098 | MARIR006 | 01008 | 0100826LA | EXPORT 2
3957098 | MARIR006 | 01008 | 0100826MAA | EXPORT 2
3957098 | MARIR006 | 01008 | 0100830NA | EXPORT 2
3957098 | MARIR006 | 01008 | 0100830KA | EXPORT 2
3957098 | MARIR006 | 01008 | 0100830GA | EXPORT 2
3957098 | MARIR006 | 01008 | 0100830CA | EXPORT 2
3957100 | MAP0248 | 010082028ML | 010082028ML | EXPORT 2
3957100 | MAP0248 | 010082028ML | 010082028MM | EXPORT 2
3957117 | MAP0254 | 010082843 | 010082845 | EXPORT 2
3957117 | MAP0254 | 010082843 | 010082846 | EXPORT 2
3957118 | MAP0255 | 0100828H | 0100828F | EXPORT 2
3957119 | MAP0255 | 0100828L | 0100828K | EXPORT 2
3957139 | MAP0257 | 010082834 | 010082835 | EXPORT 2
3957146 | MAP0261 | 0100836 | 0100836Q | EXPORT 2
3957146 | MAP0261 | 0100836 | 0100836QA | EXPORT 2
3957146 | MAP0261 | 0100836 | 010083628FB | EXPORT 2
3957146 | MAP0261 | 0100836 | 0100836R | EXPORT 2
3957146 | MAP0261 | 0100836 | 0100836RA | EXPORT 2
3957147 | MAP0262 | 5050045B | 5050045BNA | EXPORT 2
3957147 | MAP0262 | 5050045B | 5050045BOA | EXPORT 2
3957148 | MAP0263 | 01008 | 0100880B | EXPORT 2
3957148 | MAP0263 | 01008 | 0100832HF | EXPORT 2
3957148 | MAP0263 | 01008 | 0100836S | EXPORT 2
3957148 | MAP0263 | 01008 | 0100832I | EXPORT 2
3957148 | MAP0263 | 01008 | 0100822AB | EXPORT 2
3957148 | MAP0263 | 01008 | 0100824AB | EXPORT 2
3957148 | MAP0263 | 01008 | 0100836Z | EXPORT 2
3957148 | MAP0263 | 01008 | 0100826L | EXPORT 2
3957148 | MAP0263 | 01008 | 0100826MA | EXPORT 2
3957148 | MAP0263 | 01008 | 0100830N | EXPORT 2
3957148 | MAP0263 | 01008 | 0100830K | EXPORT 2
3957148 | MAP0263 | 01008 | 0100830G | EXPORT 2
3957148 | MAP0263 | 01008 | 0100830C | EXPORT 2
3957149 | MARIR007 | 01008 | 0100832HG | EXPORT 2
3957149 | MARIR007 | 01008 | 0100834HA | EXPORT 2
3957149 | MARIR007 | 01008 | 0100880MA | EXPORT 2
3957149 | MARIR007 | 01008 | 0100833FA | EXPORT 2
3957149 | MARIR007 | 01008 | 0100832E | EXPORT 2
3957149 | MARIR007 | 01008 | 0100832GA | EXPORT 2
3957149 | MARIR007 | 01008 | 0100833BA | EXPORT 2
3957149 | MARIR007 | 01008 | 0100826ADA | EXPORT 2
3957149 | MARIR007 | 01008 | 0100826AEA | EXPORT 2
3957149 | MARIR007 | 01008 | 0100826KBA | EXPORT 2
3957149 | MARIR007 | 01008 | 0100826JBA | EXPORT 2
3957149 | MARIR007 | 01008 | 0100830IB | EXPORT 2
3957149 | MARIR007 | 01008 | 0100830EB | EXPORT 2
3957149 | MARIR007 | 01008 | 0100830AB | EXPORT 2
3957149 | MARIR007 | 01008 | 0100830JBA | EXPORT 2
3957149 | MARIR007 | 01008 | 0100830FBA | EXPORT 2
3957149 | MARIR007 | 01008 | 0100830BBA | EXPORT 2
3957149 | MARIR007 | 01008 | 0100826FBA | EXPORT 2
3957149 | MARIR007 | 01008 | 0100826FCA | EXPORT 2
3957149 | MARIR007 | 01008 | 0100832HEA | EXPORT 2
3957149 | MARIR007 | 01008 | 010083627 | EXPORT 2
3957149 | MARIR007 | 01008 | 0100833DA | EXPORT 2
3957149 | MARIR007 | 01008 | 0100832LA | EXPORT 2
3957149 | MARIR007 | 01008 | 0100834BA | EXPORT 2
3957149 | MARIR007 | 01008 | 0100828BA | EXPORT 2
3957149 | MARIR007 | 01008 | 0100821AEA | EXPORT 2
3957149 | MARIR007 | 01008 | 0100821BEA | EXPORT 2
3957149 | MARIR007 | 01008 | 0100832NBA | EXPORT 2
3957149 | MARIR007 | 01008 | 0100832KA | EXPORT 2
3957149 | MARIR007 | 01008 | 0100833GA | EXPORT 2
3957149 | MARIR007 | 01008 | 0100880CA | EXPORT 2
3957149 | MARIR007 | 01008 | 0100880A | EXPORT 2
3957149 | MARIR007 | 01008 | 0100834GA | EXPORT 2
3957149 | MARIR007 | 01008 | 0100880E | EXPORT 2
3957149 | MARIR007 | 01008 | 0100880D | EXPORT 2
3957149 | MARIR007 | 01008 | 0100836XA | EXPORT 2
3957149 | MARIR007 | 01008 | 0100844BC | EXPORT 2
3957149 | MARIR007 | 01008 | 0100844BD | EXPORT 2
3957149 | MARIR007 | 01008 | 0100880H | EXPORT 2
3957149 | MARIR007 | 01008 | 0100880I | EXPORT 2
3957149 | MARIR007 | 01008 | 0100880JA | EXPORT 2
3957149 | MARIR007 | 01008 | 0100880KA | EXPORT 2
3957149 | MARIR007 | 01008 | 0100834EA | EXPORT 2
3957149 | MARIR007 | 01008 | 0100834FA | EXPORT 2
3957150 | MARIR005 | 5050045 | 5050045BIA | EXPORT 2
3957150 | MARIR005 | 5050045 | 5050045BJA | EXPORT 2
3957150 | MARIR005 | 5050045 | 5050045BBA | EXPORT 2
3957150 | MARIR005 | 5050045 | 5050045BCA | EXPORT 2
3957150 | MARIR005 | 5050045 | 5050045BF | EXPORT 2
3957150 | MARIR005 | 5050045 | 5050045BG | EXPORT 2
3957150 | MARIR005 | 5050045 | 5050045AC | EXPORT 2
3957150 | MARIR005 | 5050045 | 5050045AD | EXPORT 2
3957155 | MAP0265 | 0100820 | 0100820D | EXPORT 2
3957155 | MAP0265 | 0100820 | 0100820E | EXPORT 2
3957155 | MAP0265 | 0100820 | 0100820G | EXPORT 2
3957155 | MAP0265 | 0100820 | 0100820H | EXPORT 2
3957155 | MAP0265 | 0100820 | 0100820I | EXPORT 2
3957155 | MAP0265 | 0100820 | 0100820J | EXPORT 2
3957155 | MAP0265 | 0100820 | 0100820K | EXPORT 2
3957155 | MAP0265 | 0100820 | 0100820M | EXPORT 2
3957155 | MAP0265 | 0100820 | 0100820O | EXPORT 2
3957155 | MAP0265 | 0100820 | 0100820PA | EXPORT 2
3957173 | MAP0274 | 010082845 | 010082843 | EXPORT 2
3957175 | MAP0276 | 0100828H | 0100828F | EXPORT 2
3957176 | MAP0277 | 0100828F | 0100828H | EXPORT 2
3957179 | MAS0081 | 0100828J | 0100828R | EXPORT 2
3957181 | MAP0281 | 0100828J | 0100828R | EXPORT 2
3957201 | MAP0296 | 0100828W | 0100828X | EXPORT 2
3957201 | MAP0296 | 0100828W | 0100828Y | EXPORT 2
3957201 | MAP0296 | 0100828W | 0100828Z | EXPORT 2
3957211 | MAP0306 | 010082850 | 010082850K | EXPORT 2
3957211 | MAP0306 | 010082850 | 010082850L | EXPORT 2
3957211 | MAP0306 | 010082850 | 010082850M | EXPORT 2
3957211 | MAP0306 | 010082850 | 010082850N | EXPORT 2
3957211 | MAP0306 | 010082850 | 010082850O | EXPORT 2
3957211 | MAP0306 | 010082850 | 010082850P | EXPORT 2
3957211 | MAP0306 | 010082850 | 010082850Q | EXPORT 2
3957211 | MAP0306 | 010082850 | 010082850R | EXPORT 2
3957211 | MAP0306 | 010082850 | 010082850S | EXPORT 2
3957211 | MAP0306 | 010082850 | 010082850T | EXPORT 2
3957211 | MAP0306 | 010082850 | 010082850U | EXPORT 2
3957211 | MAP0306 | 010082850 | 010082850V | EXPORT 2
3957211 | MAP0306 | 010082850 | 010082850W | EXPORT 2
3957211 | MAP0306 | 010082850 | 010082850X | EXPORT 2
3957211 | MAP0306 | 010082850 | 010082850Y | EXPORT 2
3957211 | MAP0306 | 010082850 | 010082850Z | EXPORT 2
3957211 | MAP0306 | 010082850 | 01008285027 | EXPORT 2
3957211 | MAP0306 | 010082850 | 01008285028 | EXPORT 2
3957211 | MAP0306 | 010082850 | 01008285029 | EXPORT 2
3957211 | MAP0306 | 010082850 | 01008285030 | EXPORT 2
3957211 | MAP0306 | 010082850 | 01008285031 | EXPORT 2
3957211 | MAP0306 | 010082850 | 01008285032 | EXPORT 2
3957211 | MAP0306 | 010082850 | 01008285033 | EXPORT 2
3957211 | MAP0306 | 010082850 | 01008285034 | EXPORT 2
3957211 | MAP0306 | 010082850 | 01008285035 | EXPORT 2
3957211 | MAP0306 | 010082850 | 01008285036 | EXPORT 2
3957211 | MAP0306 | 010082850 | 01008285037 | EXPORT 2
3957211 | MAP0306 | 010082850 | 01008285038 | EXPORT 2
3957211 | MAP0306 | 010082850 | 01008285039 | EXPORT 2
3957211 | MAP0306 | 010082850 | 01008285040 | EXPORT 2
3957211 | MAP0306 | 010082850 | 01008285041 | EXPORT 2
3957211 | MAP0306 | 010082850 | 01008285042 | EXPORT 2
3957211 | MAP0306 | 010082850 | 01008285043 | EXPORT 2
3957211 | MAP0306 | 010082850 | 01008285044 | EXPORT 2
3957211 | MAP0306 | 010082850 | 01008285045 | EXPORT 2
3957211 | MAP0306 | 010082850 | 01008285046 | EXPORT 2
3957211 | MAP0306 | 010082850 | 01008285047 | EXPORT 2
3957211 | MAP0306 | 010082850 | 01008285048 | EXPORT 2
3957211 | MAP0306 | 010082850 | 01008285049 | EXPORT 2
3957211 | MAP0306 | 010082850 | 01008285050 | EXPORT 2
3957211 | MAP0306 | 010082850 | 01008285051 | EXPORT 2
3957211 | MAP0306 | 010082850 | 01008285052 | EXPORT 2
3957211 | MAP0306 | 010082850 | 01008285053 | EXPORT 2
3957211 | MAP0306 | 010082850 | 01008285054 | EXPORT 2
3957211 | MAP0306 | 010082850 | 01008285055 | EXPORT 2
3957211 | MAP0306 | 010082850 | 01008285056 | EXPORT 2
3957211 | MAP0306 | 010082850 | 01008285057 | EXPORT 2
3957211 | MAP0306 | 010082850 | 01008285058 | EXPORT 2
3957218 | MAP0313 | 5050045B | 5050045BDEA | EXPORT 2
3957218 | MAP0313 | 5050045B | 5050045BN | EXPORT 2
3957218 | MAP0313 | 5050045B | 5050045BO | EXPORT 2
3957219 | MAP0314 | 5050050 | 5050050A | EXPORT 2
3957219 | MAP0314 | 5050050 | 5050050AB | EXPORT 2
3957219 | MAP0314 | 5050050 | 5050050B | EXPORT 2
3957219 | MAP0314 | 5050050 | 5050050BB | EXPORT 2
3957219 | MAP0314 | 5050050 | 5050050C | EXPORT 2
3957219 | MAP0314 | 5050050 | 5050050CB | EXPORT 2
3957220 | MAP0315 | 5050045A | 5050045AL | EXPORT 2
3957220 | MAP0315 | 5050045A | 5050045AJ | EXPORT 2
3957220 | MAP0315 | 5050045A | 5050045AK | EXPORT 2
3957228 | MAP0318 | 5050045A | 5050045AL | EXPORT 2
3957228 | MAP0318 | 5050045A | 5050045AJ | EXPORT 2
3957228 | MAP0318 | 5050045A | 5050045AK | EXPORT 2
3957229 | MAP0393 | 01008 | 0100832HG | EXPORT 2
3957229 | MAP0393 | 01008 | 0100834H | EXPORT 2
3957229 | MAP0393 | 01008 | 0100880M | EXPORT 2
3957229 | MAP0393 | 01008 | 0100833F | EXPORT 2
3957229 | MAP0393 | 01008 | 0100832E | EXPORT 2
3957229 | MAP0393 | 01008 | 0100832G | EXPORT 2
3957229 | MAP0393 | 01008 | 0100833B | EXPORT 2
3957229 | MAP0393 | 01008 | 0100826AD | EXPORT 2
3957229 | MAP0393 | 01008 | 0100826AE | EXPORT 2
3957229 | MAP0393 | 01008 | 0100826KB | EXPORT 2
3957229 | MAP0393 | 01008 | 0100826JB | EXPORT 2
3957229 | MAP0393 | 01008 | 0100830IB | EXPORT 2
3957229 | MAP0393 | 01008 | 0100830EB | EXPORT 2
3957229 | MAP0393 | 01008 | 0100830AB | EXPORT 2
3957229 | MAP0393 | 01008 | 0100830JB | EXPORT 2
3957229 | MAP0393 | 01008 | 0100830FB | EXPORT 2
3957229 | MAP0393 | 01008 | 0100830BB | EXPORT 2
3957229 | MAP0393 | 01008 | 0100826FB | EXPORT 2
3957229 | MAP0393 | 01008 | 0100826FC | EXPORT 2
3957229 | MAP0393 | 01008 | 0100832HE | EXPORT 2
3957229 | MAP0393 | 01008 | 010083627 | EXPORT 2
3957229 | MAP0393 | 01008 | 0100833D | EXPORT 2
3957229 | MAP0393 | 01008 | 0100832L | EXPORT 2
3957229 | MAP0393 | 01008 | 0100834B | EXPORT 2
3957229 | MAP0393 | 01008 | 0100828B | EXPORT 2
3957229 | MAP0393 | 01008 | 0100821AE | EXPORT 2
3957229 | MAP0393 | 01008 | 0100821BE | EXPORT 2
3957229 | MAP0393 | 01008 | 0100832NB | EXPORT 2
3957229 | MAP0393 | 01008 | 0100832K | EXPORT 2
3957229 | MAP0393 | 01008 | 0100833G | EXPORT 2
3957229 | MAP0393 | 01008 | 0100880C | EXPORT 2
3957229 | MAP0393 | 01008 | 0100880A | EXPORT 2
3957232 | MAP0320 | 5050045A | 5050045AF | EXPORT 2
3957232 | MAP0320 | 5050045A | 5050045AG | EXPORT 2
3957255 | MAP0323 | 0100820C | 0100820D | EXPORT 2
3957266 | MAP0326 | 010082850 | 010082827 | EXPORT 2
3957266 | MAP0326 | 010082850 | 010082828 | EXPORT 2
3957266 | MAP0326 | 010082850 | 010082843 | EXPORT 2
3957278 | MAP0333 | 0100828W | 0100828X | EXPORT 2
3957278 | MAP0333 | 0100828W | 0100828Y | EXPORT 2
3957278 | MAP0333 | 0100828W | 0100828Z | EXPORT 2
3957290 | MAP0342 | 5050045BD | 5050045BDB | EXPORT 2
3957290 | MAP0342 | 5050045BD | 5050045BDC | EXPORT 2
4660008 | MAP0351 | 5050045A | 5050045AL | EXPORT 2
4660008 | MAP0351 | 5050045A | 5050045AJ | EXPORT 2
4660008 | MAP0351 | 5050045A | 5050045AK | EXPORT 2
4660012 | MAP0354 | 0100828T | 0100828U | EXPORT 2
4660014 | MAP0356 | 5050050 | 5050050D | EXPORT 2
4660014 | MAP0356 | 5050050 | 5050050E | EXPORT 2
4660014 | MAP0356 | 5050050 | 5050050F | EXPORT 2
4660027 | MAP0358 | 5050050 | 5050050UP | EXPORT 2
4660027 | MAP0358 | 5050050 | 5050050UT | EXPORT 2
4660027 | MAP0358 | 5050050 | 5050050UZ | EXPORT 2
4660027 | MAP0358 | 5050050 | 5050050U29 | EXPORT 2
4660027 | MAP0358 | 5050050 | 5050050U36 | EXPORT 2
4660027 | MAP0358 | 5050050 | 5050050U37 | EXPORT 2
4660027 | MAP0358 | 5050050 | 5050050U38 | EXPORT 2
4660027 | MAP0358 | 5050050 | 5050050U39 | EXPORT 2
4660028 | MAP0263 | 5050045 | 5050045BI | EXPORT 2
4660028 | MAP0263 | 5050045 | 5050045BJ | EXPORT 2
4660028 | MAP0263 | 5050045 | 5050045BB | EXPORT 2
4660028 | MAP0263 | 5050045 | 5050045BC | EXPORT 2
4660028 | MAP0263 | 5050045 | 5050045BF | EXPORT 2
4660028 | MAP0263 | 5050045 | 5050045BG | EXPORT 2
4660028 | MAP0263 | 5050045 | 5050045AC | EXPORT 2
4660028 | MAP0263 | 5050045 | 5050045AD | EXPORT 2
4660029 | MAP0392 | 01008 | 0100834G | EXPORT 2
4660029 | MAP0392 | 01008 | 0100880E | EXPORT 2
4660029 | MAP0392 | 01008 | 0100880D | EXPORT 2
4660029 | MAP0392 | 01008 | 0100836XA | EXPORT 2
4660029 | MAP0392 | 01008 | 0100844BC | EXPORT 2
4660029 | MAP0392 | 01008 | 0100844BD | EXPORT 2
4660029 | MAP0392 | 01008 | 0100880H | EXPORT 2
4660029 | MAP0392 | 01008 | 0100880I | EXPORT 2
4660029 | MAP0392 | 01008 | 0100880J | EXPORT 2
4660029 | MAP0392 | 01008 | 0100880K | EXPORT 2
4660029 | MAP0392 | 01008 | 0100834E | EXPORT 2
4660029 | MAP0392 | 01008 | 0100834F | EXPORT 2
4660030 | MAP0359 | 5050050 | 5050050A | EXPORT 2
4660030 | MAP0359 | 5050050 | 5050050B | EXPORT 2
4660030 | MAP0359 | 5050050 | 5050050C | EXPORT 2
4660057 | MAP0365 | 0100828J | 0100828R | EXPORT 2
4660058 | MAP0366 | 010082850 | 0100828L | EXPORT 2
4660058 | MAP0366 | 010082850 | 0100828M | EXPORT 2
4660058 | MAP0366 | 010082850 | 0100828N | EXPORT 2
4660058 | MAP0366 | 010082850 | 0100828O | EXPORT 2
4660058 | MAP0366 | 010082850 | 0100828P | EXPORT 2
4660058 | MAP0366 | 010082850 | 0100828W | EXPORT 2
4660058 | MAP0366 | 010082850 | 0100828X | EXPORT 2
4660058 | MAP0366 | 010082850 | 0100828Y | EXPORT 2
4660058 | MAP0366 | 010082850 | 0100828Z | EXPORT 2
4660058 | MAP0366 | 010082850 | 010082838 | EXPORT 2
4660058 | MAP0366 | 010082850 | 010082839 | EXPORT 2
4660058 | MAP0366 | 010082850 | 010082840 | EXPORT 2
4660065 | MAP0372 | 5050045BD | 5050045BDA | EXPORT 2
4660065 | MAP0372 | 5050045BD | 5050045BPI | EXPORT 2
4660065 | MAP0372 | 5050045BD | 5050045BDB | EXPORT 2
4660065 | MAP0372 | 5050045BD | 5050045BDC | EXPORT 2
4660066 | MAP0373 | 5050045FCD | 5050045BPH | EXPORT 2
4660066 | MAP0373 | 5050045FCD | 5050045BPI | EXPORT 2
4660066 | MAP0373 | 5050045FCD | 5050045BPJ | EXPORT 2
4660066 | MAP0373 | 5050045FCD | 5050045BPK | EXPORT 2
4660066 | MAP0373 | 5050045FCD | 5050045BPL | EXPORT 2
4660066 | MAP0373 | 5050045FCD | 5050045BP36 | EXPORT 2
4660073 | MAP0380 | 5050050 | 5050050H | EXPORT 2
4660073 | MAP0380 | 5050050 | 5050050L | EXPORT 2
4660073 | MAP0380 | 5050050 | 5050050Q | EXPORT 2
4660073 | MAP0380 | 5050050 | 5050050S | EXPORT 2
4660073 | MAP0380 | 5050050 | 5050050UA | EXPORT 2
4660073 | MAP0380 | 5050050 | 5050050UB | EXPORT 2
4660073 | MAP0380 | 5050050 | 5050050UC | EXPORT 2
4660073 | MAP0380 | 5050050 | 5050050UD | EXPORT 2
4660073 | MAP0380 | 5050050 | 5050050UE | EXPORT 2
4660073 | MAP0380 | 5050050 | 5050050UF | EXPORT 2
4660073 | MAP0380 | 5050050 | 5050050UG | EXPORT 2
4660073 | MAP0380 | 5050050 | 5050050UH | EXPORT 2
4660073 | MAP0380 | 5050050 | 5050050UI | EXPORT 2
4660073 | MAP0380 | 5050050 | 5050050UJ | EXPORT 2
4660073 | MAP0380 | 5050050 | 5050050UK | EXPORT 2
4660073 | MAP0380 | 5050050 | 5050050UL | EXPORT 2
4660073 | MAP0380 | 5050050 | 5050050UP | EXPORT 2
4660073 | MAP0380 | 5050050 | 5050050UT | EXPORT 2
4660073 | MAP0380 | 5050050 | 5050050UY | EXPORT 2
4660073 | MAP0380 | 5050050 | 5050050UZ | EXPORT 2
4660073 | MAP0380 | 5050050 | 5050050U27 | EXPORT 2
4660073 | MAP0380 | 5050050 | 5050050U28 | EXPORT 2
4660073 | MAP0380 | 5050050 | 5050050U29 | EXPORT 2
4660073 | MAP0380 | 5050050 | 5050050U30 | EXPORT 2
4660073 | MAP0380 | 5050050 | 5050050U31 | EXPORT 2
4660073 | MAP0380 | 5050050 | 5050050U32 | EXPORT 2
4660073 | MAP0380 | 5050050 | 5050050U33 | EXPORT 2
4660073 | MAP0380 | 5050050 | 5050050U34 | EXPORT 2
4660073 | MAP0380 | 5050050 | 5050050U35 | EXPORT 2
4660073 | MAP0380 | 5050050 | 5050050U36 | EXPORT 2
4660073 | MAP0380 | 5050050 | 5050050U37 | EXPORT 2
4660073 | MAP0380 | 5050050 | 5050050U38 | EXPORT 2
4660073 | MAP0380 | 5050050 | 5050050U39 | EXPORT 2
4660126 | MAP0385 | 0100844BC | 0100844BD | EXPORT 2
4660131 | MAP0385 | 0100834E | 0100834F | EXPORT 2
4660132 | MAP0385 | 5050045BB | 5050045BC | EXPORT 2
4660147 | MAP0390 | 01008 | 0100880B | EXPORT 2
4660147 | MAP0390 | 01008 | 0100832HF | EXPORT 2
4660147 | MAP0390 | 01008 | 0100836S | EXPORT 2
4660147 | MAP0390 | 01008 | 0100832I | EXPORT 2
4660147 | MAP0390 | 01008 | 0100822AB | EXPORT 2
4660147 | MAP0390 | 01008 | 0100824AB | EXPORT 2
4660147 | MAP0390 | 01008 | 0100836Z | EXPORT 2
4660147 | MAP0390 | 01008 | 0100826L | EXPORT 2
4660147 | MAP0390 | 01008 | 0100826MA | EXPORT 2
4660147 | MAP0390 | 01008 | 0100830N | EXPORT 2
4660147 | MAP0390 | 01008 | 0100830K | EXPORT 2
4660147 | MAP0390 | 01008 | 0100830G | EXPORT 2
4660147 | MAP0390 | 01008 | 0100830C | EXPORT 2
4660147 | MAP0390 | 01008 | 0100832HG | EXPORT 2
4660147 | MAP0390 | 01008 | 0100834H | EXPORT 2
4660147 | MAP0390 | 01008 | 0100880M | EXPORT 2
4660147 | MAP0390 | 01008 | 0100833F | EXPORT 2
4660147 | MAP0390 | 01008 | 0100832E | EXPORT 2
4660147 | MAP0390 | 01008 | 0100832G | EXPORT 2
4660147 | MAP0390 | 01008 | 0100833B | EXPORT 2
4660147 | MAP0390 | 01008 | 0100826AD | EXPORT 2
4660147 | MAP0390 | 01008 | 0100826AE | EXPORT 2
4660147 | MAP0390 | 01008 | 0100826KB | EXPORT 2
4660147 | MAP0390 | 01008 | 0100826JB | EXPORT 2
4660147 | MAP0390 | 01008 | 0100830IB | EXPORT 2
4660147 | MAP0390 | 01008 | 0100830EB | EXPORT 2
4660147 | MAP0390 | 01008 | 0100830AB | EXPORT 2
4660147 | MAP0390 | 01008 | 0100830JB | EXPORT 2
4660147 | MAP0390 | 01008 | 0100830FB | EXPORT 2
4660147 | MAP0390 | 01008 | 0100830BB | EXPORT 2
4660147 | MAP0390 | 01008 | 0100826FB | EXPORT 2
4660147 | MAP0390 | 01008 | 0100826FC | EXPORT 2
4660147 | MAP0390 | 01008 | 0100832HE | EXPORT 2
4660147 | MAP0390 | 01008 | 010083627 | EXPORT 2
4660147 | MAP0390 | 01008 | 0100833D | EXPORT 2
4660147 | MAP0390 | 01008 | 0100832L | EXPORT 2
4660147 | MAP0390 | 01008 | 0100834B | EXPORT 2
4660147 | MAP0390 | 01008 | 0100828B | EXPORT 2
4660147 | MAP0390 | 01008 | 0100821AE | EXPORT 2
4660147 | MAP0390 | 01008 | 0100821BE | EXPORT 2
4660147 | MAP0390 | 01008 | 0100832NB | EXPORT 2
4660147 | MAP0390 | 01008 | 0100832K | EXPORT 2
4660147 | MAP0390 | 01008 | 0100833G | EXPORT 2
4660147 | MAP0390 | 01008 | 0100880C | EXPORT 2
4660147 | MAP0390 | 01008 | 0100880A | EXPORT 2
4660147 | MAP0390 | 01008 | 0100834G | EXPORT 2
4660147 | MAP0390 | 01008 | 0100880E | EXPORT 2
4660147 | MAP0390 | 01008 | 0100880D | EXPORT 2
4660147 | MAP0390 | 01008 | 0100836XA | EXPORT 2
4660147 | MAP0390 | 01008 | 0100844BC | EXPORT 2
4660147 | MAP0390 | 01008 | 0100844BD | EXPORT 2
4660147 | MAP0390 | 01008 | 0100880H | EXPORT 2
4660147 | MAP0390 | 01008 | 0100880I | EXPORT 2
4660147 | MAP0390 | 01008 | 0100880J | EXPORT 2
4660147 | MAP0390 | 01008 | 0100880K | EXPORT 2
4660147 | MAP0390 | 01008 | 0100834E | EXPORT 2
4660147 | MAP0390 | 01008 | 0100834F | EXPORT 2
4660149 | MAP0390 | 5050045 | 5050045BI | EXPORT 2
4660149 | MAP0390 | 5050045 | 5050045BJ | EXPORT 2
4660149 | MAP0390 | 5050045 | 5050045BB | EXPORT 2
4660149 | MAP0390 | 5050045 | 5050045BC | EXPORT 2
4660149 | MAP0390 | 5050045 | 5050045BF | EXPORT 2
4660149 | MAP0390 | 5050045 | 5050045BG | EXPORT 2
4660149 | MAP0390 | 5050045 | 5050045AC | EXPORT 2
4660149 | MAP0390 | 5050045 | 5050045AD | EXPORT 2
4660154 | MAP0389 | 0100844BC | 0100844BD | EXPORT 2
4660159 | MAP0389 | 0100834E | 0100834F | EXPORT 2
4660160 | MAP0389 | 5050045BB | 5050045BC | EXPORT 2
3957068 | MAB0005 | 3250060A | 3250060AA | EXPORT 2
3957068 | MAB0005 | 3250060A | 3250060AAB | EXPORT 2
3957068 | MAB0005 | 3250060A | 3250060AAC | EXPORT 2
3957068 | MAB0005 | 3250060A | 3250060AAD | EXPORT 2
3957068 | MAB0005 | 3250060A | 3250060AAE | EXPORT 2
3957068 | MAB0005 | 3250060A | 3250060AAF | EXPORT 2
3957069 | MAB0005 | 3250060B | 3250060BA | EXPORT 2
3957069 | MAB0005 | 3250060B | 3250060BAB | EXPORT 2
3957069 | MAB0005 | 3250060B | 3250060BAC | EXPORT 2
3957069 | MAB0005 | 3250060B | 3250060BAD | EXPORT 2
3957069 | MAB0005 | 3250060B | 3250060BAE | EXPORT 2
3957069 | MAB0005 | 3250060B | 3250060BAF | EXPORT 2
3957094 | MAP0245 | 5050050A | 5050050AB | EXPORT 2
3957095 | MAP0245 | 5050050B | 5050050BB | EXPORT 2
3957096 | MAP0245 | 5050050C | 5050050CB | EXPORT 2
3957101 | MAP0249 | 0100820A | 010082027A | EXPORT 2
3957101 | MAP0249 | 0100820A | 010082027E | EXPORT 2
3957102 | MAP0249 | 0100820B | 010082027B | EXPORT 2
3957102 | MAP0249 | 0100820B | 010082027F | EXPORT 2
3957103 | MAP0249 | 0100820C | 010082027C | EXPORT 2
3957103 | MAP0249 | 0100820C | 010082027G | EXPORT 2
3957104 | MAP0249 | 0100820D | 010082027D | EXPORT 2
3957104 | MAP0249 | 0100820D | 010082027H | EXPORT 2
3957107 | MAP0251 | 0100820G | 0100820GC | EXPORT 2
3957115 | MAP0253 | 010082827 | 010082827A | EXPORT 2
3957115 | MAP0253 | 010082827 | 010082827B | EXPORT 2
3957116 | MAP0253 | 010082828 | 010082828A | EXPORT 2
3957116 | MAP0253 | 010082828 | 010082828B | EXPORT 2
3957129 | MAP0255 | 010082833 | 010082833A | EXPORT 2
3957141 | MAP0255 | 010082832 | 010082832A | EXPORT 2
3957144 | MAP0260 | 5050045AH | 5050045AHA | EXPORT 2
3957145 | MAP0260 | 5050045AI | 5050045AIA | EXPORT 2
3957157 | MAP0266 | 0100820G | 0100820GC | EXPORT 2
3957166 | MAP0268 | 0100820P | 0100820PA | EXPORT 2
3957170 | MAP0272 | 0100820Y | 0100820Y27 | EXPORT 2
3957170 | MAP0272 | 0100820Y | 0100820Y28 | EXPORT 2
3957170 | MAP0272 | 0100820Y | 0100820Y29 | EXPORT 2
3957170 | MAP0272 | 0100820Y | 0100820Y30 | EXPORT 2
3957170 | MAP0272 | 0100820Y | 0100820Y31 | EXPORT 2
3957170 | MAP0272 | 0100820Y | 0100820Y32 | EXPORT 2
3957170 | MAP0272 | 0100820Y | 0100820YA | EXPORT 2
3957170 | MAP0272 | 0100820Y | 0100820YB | EXPORT 2
3957170 | MAP0272 | 0100820Y | 0100820YC | EXPORT 2
3957170 | MAP0272 | 0100820Y | 0100820YD | EXPORT 2
3957170 | MAP0272 | 0100820Y | 0100820YE | EXPORT 2
3957170 | MAP0272 | 0100820Y | 0100820YF | EXPORT 2
3957170 | MAP0272 | 0100820Y | 0100820YG | EXPORT 2
3957170 | MAP0272 | 0100820Y | 0100820YH | EXPORT 2
3957170 | MAP0272 | 0100820Y | 0100820YI | EXPORT 2
3957170 | MAP0272 | 0100820Y | 0100820YJ | EXPORT 2
3957170 | MAP0272 | 0100820Y | 0100820YK | EXPORT 2
3957170 | MAP0272 | 0100820Y | 0100820YL | EXPORT 2
3957170 | MAP0272 | 0100820Y | 0100820YM | EXPORT 2
3957170 | MAP0272 | 0100820Y | 0100820YN | EXPORT 2
3957170 | MAP0272 | 0100820Y | 0100820YO | EXPORT 2
3957170 | MAP0272 | 0100820Y | 0100820YP | EXPORT 2
3957170 | MAP0272 | 0100820Y | 0100820YQ | EXPORT 2
3957170 | MAP0272 | 0100820Y | 0100820YR | EXPORT 2
3957170 | MAP0272 | 0100820Y | 0100820YS | EXPORT 2
3957170 | MAP0272 | 0100820Y | 0100820YT | EXPORT 2
3957170 | MAP0272 | 0100820Y | 0100820YU | EXPORT 2
3957170 | MAP0272 | 0100820Y | 0100820YV | EXPORT 2
3957170 | MAP0272 | 0100820Y | 0100820YW | EXPORT 2
3957170 | MAP0272 | 0100820Y | 0100820YX | EXPORT 2
3957170 | MAP0272 | 0100820Y | 0100820YY | EXPORT 2
3957170 | MAP0272 | 0100820Y | 0100820YZ | EXPORT 2
3957171 | MAP0273 | 010082827 | 010082827A | EXPORT 2
3957171 | MAP0273 | 010082827 | 010082827B | EXPORT 2
3957171 | MAP0273 | 010082827 | 010082827BA | EXPORT 2
3957172 | MAP0273 | 010082828 | 010082828A | EXPORT 2
3957172 | MAP0273 | 010082828 | 010082828B | EXPORT 2
3957172 | MAP0273 | 010082828 | 010082828BA | EXPORT 2
3957174 | MAP0275 | 0100828V | 0100828SA | EXPORT 2
3957174 | MAP0275 | 0100828V | 0100828TB | EXPORT 2
3957174 | MAP0275 | 0100828V | 0100828UC | EXPORT 2
3957224 | MAP0316 | 0100836Q | 0100836QB | EXPORT 2
3957224 | MAP0316 | 0100836Q | 0100836QBA | EXPORT 2
3957224 | MAP0316 | 0100836Q | 0100836QA | EXPORT 2
3957225 | MAP0317 | 0100836Q | 0100836QBA | EXPORT 2
3957226 | MAP0316 | 0100836R | 0100836RB | EXPORT 2
3957226 | MAP0316 | 0100836R | 0100836RBA | EXPORT 2
3957226 | MAP0316 | 0100836R | 0100836RA | EXPORT 2
3957227 | MAP0317 | 0100836R | 0100836RBA | EXPORT 2
3957230 | MAP0319 | 5050045AA | 5050045AAA | EXPORT 2
3957231 | MAP0319 | 5050045AB | 5050045ABA | EXPORT 2
3957252 | MAP0322 | 010082028 | 0100820PA | EXPORT 2
3957252 | MAP0322 | 010082028 | 010082028L | EXPORT 2
3957252 | MAP0322 | 010082028 | 010082028C | EXPORT 2
3957252 | MAP0322 | 010082028 | 010082028D | EXPORT 2
3957252 | MAP0322 | 010082028 | 010082028E | EXPORT 2
3957252 | MAP0322 | 010082028 | 010082028F | EXPORT 2
3957252 | MAP0322 | 010082028 | 010082028G | EXPORT 2
3957252 | MAP0322 | 010082028 | 010082028H | EXPORT 2
3957252 | MAP0322 | 010082028 | 010082028I | EXPORT 2
3957252 | MAP0322 | 010082028 | 010082028J | EXPORT 2
3957252 | MAP0322 | 010082028 | 010082028K | EXPORT 2
3957258 | MAP0323 | 0100820G | 0100820GC | EXPORT 2
3957267 | MAP0327 | 010082827 | 010082827A | EXPORT 2
3957268 | MAP0327 | 010082828 | 010082828A | EXPORT 2
3957270 | MAP0329 | 0100828V | 0100828SA | EXPORT 2
3957270 | MAP0329 | 0100828V | 0100828TB | EXPORT 2
3957270 | MAP0329 | 0100828V | 0100828UC | EXPORT 2
3957271 | MAP0330 | 0100828F | 0100828G | EXPORT 2
3957286 | MAP0340 | 5050045AH | 5050045AHA | EXPORT 2
3957287 | MAP0340 | 5050045AI | 5050045AIA | EXPORT 2
3957291 | MAP0343 | 5050045BDEA | 5050045BDEB | EXPORT 2
3957292 | MAP0344 | 5050050A | 5050050AA | EXPORT 2
3957293 | MAP0345 | 5050050A | 5050050V | EXPORT 2
3957297 | MAP0344 | 5050050B | 5050050BA | EXPORT 2
3957298 | MAP0345 | 5050050B | 5050050W | EXPORT 2
3957299 | MAP0344 | 5050050C | 5050050CA | EXPORT 2
3957300 | MAP0345 | 5050050C | 5050050X | EXPORT 2
4660053 | MAP0361 | 0100820P | 0100820PA | EXPORT 2
4660054 | MAP0362 | 0100820P | 0100820PA | EXPORT 2
4660056 | MAP0364 | 0100828V | 0100828SA | EXPORT 2
4660056 | MAP0364 | 0100828V | 0100828TB | EXPORT 2
4660056 | MAP0364 | 0100828V | 0100828UC | EXPORT 2
4660063 | MAP0371 | 5050045AH | 5050045AHA | EXPORT 2
4660064 | MAP0371 | 5050045AI | 5050045AIA | EXPORT 2
4660069 | MAP0376 | 5050050A | 5050050UM | EXPORT 2
4660069 | MAP0376 | 5050050A | 5050050UQ | EXPORT 2
4660070 | MAP0377 | 5050050A | 5050050V | EXPORT 2
4660074 | MAP0381 | 5050050B | 5050050UN | EXPORT 2
4660074 | MAP0381 | 5050050B | 5050050UR | EXPORT 2
4660075 | MAP0377 | 5050050B | 5050050W | EXPORT 2
4660076 | MAP0382 | 5050050C | 5050050UO | EXPORT 2
4660076 | MAP0382 | 5050050C | 5050050US | EXPORT 2
4660077 | MAP0377 | 5050050C | 5050050X | EXPORT 2
4660082 | MAS0086 | 0100836Q | 0100836QA | EXPORT 2
4660083 | MAP0383 | 0100836Q | 010083628FB | EXPORT 2
4660084 | MAS0086 | 0100836R | 0100836RA | EXPORT 2
4660087 | MAS0087 | 0100828V | 0100828SA | EXPORT 2
4660137 | MAS0088 | 0100820P | 0100820PA | EXPORT 2
4660138 | MAP0386 | 5050045AA | 5050045AAA | EXPORT 2
4660139 | MAP0387 | 5050045AB | 5050045ABA | EXPORT 2
4660165 | MAS0091 | 5050045AA | 5050045AAA | EXPORT 2
4660166 | MAS0091 | 5050045AB | 5050045ABA | EXPORT 2
4660171 | MAS0095 | 5050045AH | 5050045AHA | EXPORT 2
4660172 | MAS0096 | 5050045AH | 5050045AHA | EXPORT 2
4660173 | MAS0095 | 5050045AI | 5050045AIA | EXPORT 2
4660174 | MAS0096 | 5050045AI | 5050045AIA | EXPORT 2
4660175 | MAP0391 | 5050050A | 5050050AB | EXPORT 2
4660176 | MAP0391 | 5050050B | 5050050BB | EXPORT 2
4660177 | MAP0391 | 5050050C | 5050050CB | EXPORT 2
4660179 | MAS0098 | 0100820P | 0100820PA | EXPORT 2

## Dropdown options
PM TYPE | COMPONENT | MACHINE STATUS | DISCIPLINE | FAILURE MODE | CMMS
1A - Adjust | AC Motor | DD | CON | Abrasion | AMS
1C - Clean | Actuator - Rod end | IRD | E&I | Adjustment (Lack of) | DMSI
1L - Lubricate | Actuator Pneumatic /hydraulic | QI | IR | Air Flow | LUBE-IT
1R - Replace | Agitator | IDD | OPE | Air Locked | JDE
2 - Subj Inspection | Agitator - Blades |  | UFO | Alignment (Lack of)
3 - Obj Inspection | Agitator - Bushing |  | USA | Anomalies
4 - Cond Monitoring | Agitator - Rotor |  | VIB | Arcing
5 - Other | Agitator - Shaft/bushing |  | MEC | Attached
| Air filter |  | LUB | Backlash
| Backflow system |  |  | Bent
| Bearing |  |  | Blocked
| Bearing - Box |  |  | Blocked Air
| Bearing seal |  |  | Blocked/ Plugged
| Belts |  |  | Blowdown
| Brake - Fork lift |  |  | Blown/Tripped
| Bridge crane |  |  | Broken
| Bridge crane - brakes |  |  | Broken Link
| Bridge crane - Control stick |  |  | Build Up
| Bridge crane - Electrical contact pads. |  |  | Burnt
| Bridge crane - Electrical rail |  |  | Burnt Contact
| Bridge crane - Engines |  |  | Burnt Light
| Bridge crane - Festoon cable |  |  | Burst
| Bridge crane - Festoon cable support bearings |  |  | Calibration
| Bridge crane - Frame |  |  | Cavitation
| Bridge crane - Hook |  |  | Clearance
| Bridge crane - Limit Switch |  |  | Clogged
| Bridge crane - pulley block |  |  | Collapsed
| Bridge crane - sealed bearings |  |  | Connected
| Bridge crane - Starters |  |  | Contaminated
| Bridge crane - Steel cable |  |  | Corroded
| Bridge crane Safety latch |  |  | Cracked
| Bridge crane the state of the bumpers. |  |  | Curved
| Bridge crane trailer arm |  |  | Cut
| Brush Roll |  |  | Damaged
| Chain |  |  | Damaged Cable
| Chain couplings |  |  | Deformed
| Chain guide |  |  | Degraded
| Circuit breaker |  |  | Delaminated
| Cloth roll |  |  | Dirty
| Compression plate |  |  | Dirty Filter
| Compressor |  |  | Discharged
| Compressor - Filters |  |  | Discharged battery
| Compressor - Flap |  |  | Discolouration
| Compressor - Separator |  |  | Disconnected
| Compressor - tank |  |  | Dry
| Computer |  |  | Dull
| Consistency transmitter |  |  | Dysfunction
| Contactor |  |  | Eccentricity
| Control panel |  |  | Excess Fluid
| Control panel conditioned air |  |  | Excessive Bubbles
| Control valve Flow machine |  |  | Excessive load
| Converters |  |  | Excessive Movement
| Conveyor |  |  | Excessive Play
| Conveyor roll |  |  | Failed
| Counter - knife carriage |  |  | Faulty Mechanism
| Counter - knife strip |  |  | Feedback Fault
| Counter - knives |  |  | Flat Spots
| Counter knives Carriage positioner |  |  | Frayed
| Cylinder - Hydraulic/oil |  |  | Free turning
| Cylinder - Rod end |  |  | Full
| DC Motor |  |  | High Fluid Level
| Disc brake |  |  | High Oil Pressure
| Disc brake - Caliper |  |  | High Pressure
| Disc brake - Disc |  |  | High Reading
| Disc couplings |  |  | High Temperature
| Discharge valve |  |  | High Tension
| Distribution unit glue - Tank |  |  | Hole
| Dock - Ball bearings |  |  | Hot
| Dock - Bumpers |  |  | Hot Spot
| Dock - Chain |  |  | Imbalance
| Dock - Engine |  |  | Incorrect
| Dock - Frame |  |  | Incorrect pressure
| Dock - gearing |  |  | Insulation Integrity
| Dock - Hook |  |  | Isolation
| Dock - Hydraulic cylinder |  |  | Jerking
| Dock - Hydraulic unit |  |  | Jumping
| Dock - Light communication system |  |  | Kinked
| Dock - Pipes |  |  | Lack of Grease
| Dock - roller carriages |  |  | Lack of Lubrication
| Dock - Safety signs |  |  | Leaking
| Dock - Springs |  |  | Linked
| Dock - Trolley rail |  |  | Loose
| Dock - Upper limit switch |  |  | Loose Cable
| Drive shaft |  |  | Loose Connections
| Drive shaft transfer/counter - shaft |  |  | Loose connector
| Drum brake |  |  | Loose Fitting
| Dryer |  |  | Loss Pressure
| Duster |  |  | Lost of elasticity
| Eject table Roll |  |  | Low
| Electronic actuator |  |  | Low Current
| Emergency shower - Eye shower |  |  | Low Flow
| Engine - Gear - box motor |  |  | Low Fluid Level
| Extraction plate |  |  | Low Level
| Felt guide |  |  | Low Oil Level
| Felt guide - Linear bearings |  |  | Low Oil Pressure
| Felt/wire guide roll. - FRL (Filter, Regulator, Lubricator) |  |  | Low Pressure
| Filter and lubricator |  |  | Low Reading
| Flexible coupling with elastomer |  |  | Low Temperature
| Flexible coupling with elastomer |  |  | Low Tension
| FRL (Filter, Regulator, Lubricator) |  |  | Machine Continues
| Garage door |  |  | Malfunction
| Gear box |  |  | Misaligned
| Gear couplings |  |  | Missing
| Gears |  |  | Moisture
| Generator |  |  | Noise
| Guard |  |  | Non Functional
| HDC Cleaner |  |  | Non Operational
| HDC Cleaner - Cyclone |  |  | Not Glanded
| HDC Cleaner - Discharge Tank |  |  | Not Securely Fixed
| HDC Cleaner - Pipes |  |  | Not Sliding
| Heating unit |  |  | Obstructed
| High capacity valve (CV) |  |  | Off-Center
| Hoist |  |  | Oil Build-up
| Hoisting device |  |  | Open Circuit
| Hub |  |  | Oscillation
| Hydraulic clutch |  |  | Out of Adjustment
| Hydraulic couplings |  |  | Out of Position
| Hydraulic motor |  |  | Out of Spec.
| Hydraulic unit - cooler |  |  | Out of Tolerance
| Hydraulic unit - Tank |  |  | Over Lubricated
| Jaw couplings |  |  | Overcurrent
| Knives |  |  | Overheat
| Knives - Bearings |  |  | Overheated
| Knives - Buttons |  |  | Plugged
| Knives - Carriage |  |  | Program lost
| Level transmitter |  |  | Rachetting
| Limit switch |  |  | Ruptured
| Limit switch - (Security switch) |  |  | Rust
| Limit switch - Optical photocell |  |  | Rusted
| Limit Switch Magnetic proximity |  |  | Scratched
| Limit switch ''Read switch''. |  |  | Secure
| Load handling |  |  | Seized
| Lubrication unit - Applicator |  |  | Short Circuit
| Lubrication unit - Broom |  |  | Shorted
| Lubrication unit - Injector |  |  | Slippage
| Lubrication unit - Pump |  |  | Squeaking
| Manhole door |  |  | Stalling
| Motor - Bearings |  |  | Staved in
| Motor - Rod end |  |  | Sticking
| Oscillating shower |  |  | Streched
| Oscillating shower - Pipes |  |  | Stripped
| Oscilliating shower |  |  | Stuck
| Oscilliating shower - Bracket |  |  | Tension
| Oven slide |  |  | Tolerance (out of)
| Packing table |  |  | Torn
| Packing table - Blow off |  |  | Tracking
| Paper machine Frame |  |  | Twisted
| PH Transmitter |  |  | Twisted, deformed
| Plastic slide |  |  | Uneven
| PLC |  |  | Unsealed
| Pneumatic clutch |  |  | Untight
| Pneumatic cylinder/air |  |  | Vibration
| Press |  |  | Warning System
| Press - Bearings |  |  | Warped
| Press - Yankee |  |  | Wear
| Pressure switch |  |  | Wet
| Pressure transmitter |  |  | Work Shaft
| Protection relay |  |  | Worn
| Pulley |  |  | Worn Pad
Pump
Pump - Compression seal
Pump - expandable balloon
Pump - Mechanical seal joint.
Pump - Water sealant
Rail
Regulator
Robot
Robot - Balancing device
Roll - bearing
Roll - Doctor blade.
Roll (Rider Roll)
Roller bearing (Pillow block) - bearing seal
Roller bearing Pillow block bearings
Rotary joint
Rotating sieve
Rotationally elastically flexible coupling
Safety door
Safety valve
Scanner
Sensor/Switch (Limit switch) mechanical
Servo - motor
Shaft - Pinion
Shower
Shower - Nozzle
Shower - Piping
Slide bearing
Spring couplings
Starters
Starters medium voltage
Switch - Disconnector
Tachometer
Tank - Chest
Teflon slide
Tensioner
Thermo - compressor
Thickening screw
Thickening screw
Threaded shaft
Toothed pulley
Transfer arm
Transfer table
Transfer table - Blow off
Transfer table - Cam arm
Transfer table - Guide
Transfer table - Pipes
Transfer table - Port valve
Transfer table - Spring
Transfer table - swivel
Transfer table. - Cam roller
Transformer - Battery charger
Transformer - Bushing assembly
Transformer - Fan
Transformer - Oil level indicator
Transformer - porcelain
Transformer - Pressure regulator
Transformer - radiator
Transformer - Tank
Transformer - Temperature gauge.
Transformer - Vacuum gauge
Transformer Control panel
Transformers
Transmitter Load cell
Universal joint
Valve
Variable speed control (drive)
Ventilation duct
Ventilator
Ventilator - Bearing
Ventilator - Pressure switch
Winding slide

## Lube Suggested Tasks
PM TYPE | EQUIPMENT UNIT | EQUIPMENT NAME | FIELD EQUIPMENT TAG NUMBER | ASSEMBLY UNIT CODE | ASSEMBLY NAME | ASSEMBLY FIELD TAG NUMBER | Component | MACHINE STATUS | DISCIPLINE | TASK | FAILURE MODE 1 | FAILURE MODE 2 | FAILURE MODE 3 | FREQUENCY | TIME (HH) | DETAILED PROCEDURE | ATTACHMENT | ALT CMMS SYSTEM | REVIEW COMMENTS | BELONGS TO STRATEGY
1L - Lubricate | 5050030EC | BOILER FORCED DRAFT FAN | 505-0030-FAN-001-00 |  |  |  | Bearings | IRD | LUB | Lubricate with grease | Contaminated |  |  | 112 |  |  |  | LUBE-IT |  | BOILER
1L - Lubricate | 5050030EC | BOILER FORCED DRAFT FAN | 505-0030-FAN-001-00 |  |  |  | Bearings | IRD | LUB | Lubricate with grease | Contaminated |  |  | 112 |  |  |  | LUBE-IT |  | BOILER
1L - Lubricate | 5050030BA | RO FILTER SKID | 505-0030-SKD-010-00 | 5050030BAE | REVERSE OSMOSIS FILTER SKID CIP PUMP | 505-0030-PUM-011-00 | Motor Bearings | DD | LUB | Lubricate motor bearings | Contaminated |  |  | 112 |  |  |  | LUBE-IT |  | BOILER
1L - Lubricate | 5050030BC | ANTI SCALANT METERING PUMP | 505-0030-PUM-008-00 |  |  |  | Motor Bearings | DD | LUB | Lubricate motor bearings | Contaminated |  |  | 112 |  |  |  | LUBE-IT |  | BOILER
1L - Lubricate | 5050030BA | RO FILTER SKID | 505-0030-SKD-010-00 | 5050030BAD | RO FILTER SKID BOOSTER PUMP | 505-0030-PUM-010-00 | Motor Bearings | DD | LUB | Lubricate motor bearings | Contaminated |  |  | 112 |  | Motors not fitted with grease nipples are maintenance-free.Motors fitted with grease nipples should be lubricated with a high-temperature, lithium-based grease. See the instructions on thefan cover. |  | LUBE-IT |  | BOILER
1L - Lubricate | 5050030CB | MAKEUP WATER PUMP 1 | 505-0030-PUM-001-00 |  |  |  | Pump | DD | LUB | Change Oil | Contamination |  |  | 364 |  | This frequency is applicable to 150 Deg F. Every 20 Deg F rise in the surface temperature shortens the lub interval in half |  | LUBE-IT |  | BOILER
1L - Lubricate | 5050030CC | MAKEUP WATER PUMP 2 | 505-0030-PUM-002-00 |  |  |  | Pump | DD | LUB | Change Oil | Contamination |  |  | 364 |  | This frequency is applicable to 150 Deg F. Every 20 Deg F rise in the surface temperature shortens the lub interval in half |  | LUBE-IT |  | BOILER
1L - Lubricate | 5050030DB | BOILER FEED PUMP 1 | 505-0030-PUM-003-00 |  |  |  | Pump | DD | LUB | Change Oil | Contamination |  |  | 364 |  | This frequency is applicable to 150 Deg F. Every 20 Deg F rise in the surface temperature shortens the lub interval in half |  | LUBE-IT |  | BOILER
1L - Lubricate | 5050030DC | BOILER FEED PUMP 2 | 505-0030-PUM-004-00 |  |  |  | Pump | DD | LUB | Change Oil | Contamination |  |  | 364 |  | This frequency is applicable to 150 Deg F. Every 20 Deg F rise in the surface temperature shortens the lub interval in half |  | LUBE-IT |  | BOILER
1L - Lubricate | 5050030DF | CONDENSATE RETURN PUMP 1 | 505-0030-PUM-005-00 |  |  |  | Pump | DD | LUB | Change Oil | Contamination |  |  | 364 |  | This frequency is applicable to 150 Deg F. Every 20 Deg F rise in the surface temperature shortens the lub interval in half |  | LUBE-IT |  | BOILER
1L - Lubricate | 5050030DG | CONDENSATE RETURN PUMP 2 | 505-0030-PUM-006-00 |  |  |  | Pump | DD | LUB | Change Oil | Contamination |  |  | 364 |  | This frequency is applicable to 150 Deg F. Every 20 Deg F rise in the surface temperature shortens the lub interval in half |  | LUBE-IT |  | BOILER
1L - Lubricate | All Agitators/Not applicable for model 27GTC | [5 empty] | Pulley Bearings | Down | Lube | Remove all old grease and re-grease bearing |  |  |  | 365 |  | When grease is to be removed without any bearing disassembly, the old grease should be removed by hand as much as possible from the inboard grease plate and inboard and outboard bearing. The bearing should be packed full from one side. Always rotate the bearings during re-lubrication |  | LUBE-IT | At bearing temperatures over 70° C (160° F), the re-lubricating interval should be reduced by half for each 15° C (27° F) increase in temperature. It is necessary to lubricate more frequently in applications where there is risk of heavy contamination. The same applies to bearings in wet environments | AGITATORS
1L - Lubricate | For Model 50vst | [5 empty] | Pulley Bearings | Up | Lube | Re-grease bearings |  |  |  | 180 |  |  |  | LUBE-IT |  | AGITATORS
1L - Lubricate | For Model 20vst | [5 empty] | Pulley Bearings | Up | Lube | Re-grease bearings |  |  |  | 365 |  |  |  | LUBE-IT | Only applicable if operating temperature is over 160 Deg F | AGITATORS
1L - Lubricate | For Model 30vst/280 | [5 empty] | Pulley Bearings | Up | Lube | Re-grease bearings |  |  |  | 365 |  |  |  | LUBE-IT | Only applicable if operating temperature is over 160 Deg F | AGITATORS
1L - Lubricate | For model 30vst/350 | [5 empty] | Pulley Bearings | Up | Lube | Re-grease bearings |  |  |  | 365 |  |  |  | LUBE-IT | Only applicable if operating temperature is over 160 Deg F | AGITATORS
1L - Lubricate | For Model 40vst | [5 empty] | Pulley Bearings | Up | Lube | Re-grease bearings |  |  |  | 365 |  |  |  | LUBE-IT | Only applicable if operating temperature is over 160 Deg F | AGITATORS
1L - Lubricate | For model 27GTC | [5 empty] | Gearbox | Down | Lube | Oil Change |  |  |  | 180 |  |  |  | LUBE-IT |  | AGITATORS
1L - Lubricate | 0100820A | STACK INFEED CONVEYOR 1 | 010-0820-CON-001-00 |  |  |  | Gearbox | DD | LUB | Drain, flush, and replenish lubricant in Drive reducers per vendor data. | Lack of Lubrication |  |  | 365 |  |  |  | LUBE-IT |  | BALE HANDLING
1L - Lubricate | 0100820A | STACK INFEED CONVEYOR 1 | 010-0820-CON-001-00 |  |  |  | Conveyor Chain | DD | LUB | Lightly lubricate conveyor chain | Lack of Lubrication |  |  | 180 |  |  |  | LUBE-IT |  | BALE HANDLING
1L - Lubricate | 0100820A | STACK INFEED CONVEYOR 1 | 010-0820-CON-001-00 |  |  |  | Roller Chains | DD | LUB | Lightly lubricate Drive roller chain | Lack of Lubrication |  |  | 30 |  |  |  | LUBE-IT |  | BALE HANDLING
1L - Lubricate | 0100820A | STACK INFEED CONVEYOR 1 | 010-0820-CON-001-00 | 0100820AA | CONVEYOR 1 LOADING JUMP BLOCK | 010-0820-CON-001-A1 | Bearings | DD | LUB | Lubricate Bearings | Lack of Lubrication |  |  | 90 |  | Bearings requiring periodic lubrication are provided with lubrication fittings; otherwise bearings are factory lubricated for the life of the bearing |  | LUBE-IT |  | BALE HANDLING
1L - Lubricate | 0100820A | STACK INFEED CONVEYOR 1 | 010-0820-CON-001-00 | 0100820AB | CONVEYOR 1 UNLOADING JUMP BLOCK | 010-0820-CON-001-A2 | Bearings | DD | LUB | Lubricate Bearings | Lack of Lubrication |  |  | 90 |  | Bearings requiring periodic lubrication are provided with lubrication fittings; otherwise bearings are factory lubricated for the life of the bearing |  | LUBE-IT |  | BALE HANDLING
1L - Lubricate | 0100820A | STACK INFEED CONVEYOR 1 | 010-0820-CON-001-00 |  |  |  | Bearings (Head, Tail, Take-up and Drive shaft) | DD | LUB | Lubricate Bearings | Lack of Lubrication |  |  | 90 |  | Bearings requiring periodic lubrication are provided with lubrication fittings; otherwise bearings are factory lubricated for the life of the bearing |  | LUBE-IT |  | BALE HANDLING
1L - Lubricate | 0100820B | STACK INFEED CONVEYOR 2 | 010-0820-CON-002-00 |  |  |  | Gearbox | DD | LUB | Drain, flush, and replenish lubricant in Drive reducers per vendor data. | Lack of Lubrication |  |  | 365 |  |  |  | LUBE-IT |  | BALE HANDLING
1L - Lubricate | 0100820B | STACK INFEED CONVEYOR 2 | 010-0820-CON-002-00 |  |  |  | Conveyor Chain | DD | LUB | Lightly lubricate conveyor chain | Lack of Lubrication |  |  | 180 |  |  |  | LUBE-IT |  | BALE HANDLING
1L - Lubricate | 0100820B | STACK INFEED CONVEYOR 2 | 010-0820-CON-002-00 |  |  |  | Roller Chains | DD | LUB | Lightly lubricate Drive roller chain | Lack of Lubrication |  |  | 30 |  |  |  | LUBE-IT |  | BALE HANDLING
1L - Lubricate | 0100820B | STACK INFEED CONVEYOR 2 | 010-0820-CON-002-00 | 0100820BA | CONVEYOR 2 LOADING JUMP BLOCK | 010-0820-CON-002-A1 | Bearings | DD | LUB | Lubricate Bearings | Lack of Lubrication |  |  | 90 |  | Bearings requiring periodic lubrication are provided with lubrication fittings; otherwise bearings are factory lubricated for the life of the bearing |  | LUBE-IT |  | BALE HANDLING
1L - Lubricate | 0100820B | STACK INFEED CONVEYOR 2 | 010-0820-CON-002-00 | 0100820BB | CONVEYOR 2 UNLOADING JUMP BLOCK | 010-0820-CON-002-A2 | Bearings | DD | LUB | Lubricate Bearings | Lack of Lubrication |  |  | 90 |  | Bearings requiring periodic lubrication are provided with lubrication fittings; otherwise bearings are factory lubricated for the life of the bearing |  | LUBE-IT |  | BALE HANDLING
1L - Lubricate | 0100820B | STACK INFEED CONVEYOR 2 | 010-0820-CON-002-00 |  |  |  | Bearings (Head, Tail, Take-up and Drive shaft) | DD | LUB | Lubricate Bearings | Lack of Lubrication |  |  | 90 |  | Bearings requiring periodic lubrication are provided with lubrication fittings; otherwise bearings are factory lubricated for the life of the bearing |  | LUBE-IT |  | BALE HANDLING
1L - Lubricate | 0100820C | STACK INFEED CONVEYOR 3 | 010-0820-CON-003-00 |  |  |  | Gearbox | DD | LUB | Drain, flush, and replenish lubricant in Drive reducers per vendor data. | Lack of Lubrication |  |  | 365 |  |  |  | LUBE-IT |  | BALE HANDLING
1L - Lubricate | 0100820C | STACK INFEED CONVEYOR 3 | 010-0820-CON-003-00 |  |  |  | Conveyor Chain | DD | LUB | Lightly lubricate conveyor chain | Lack of Lubrication |  |  | 180 |  |  |  | LUBE-IT |  | BALE HANDLING
1L - Lubricate | 0100820C | STACK INFEED CONVEYOR 3 | 010-0820-CON-003-00 |  |  |  | Roller Chains | DD | LUB | Lightly lubricate Drive roller chain | Lack of Lubrication |  |  | 30 |  |  |  | LUBE-IT |  | BALE HANDLING
1L - Lubricate | 0100820C | STACK INFEED CONVEYOR 3 | 010-0820-CON-003-00 | 0100820CA | CONVEYOR 3 LOADING JUMP BLOCK | 010-0820-CON-003-A1 | Bearings | DD | LUB | Lubricate Bearings | Lack of Lubrication |  |  | 90 |  | Bearings requiring periodic lubrication are provided with lubrication fittings; otherwise bearings are factory lubricated for the life of the bearing |  | LUBE-IT |  | BALE HANDLING
1L - Lubricate | 0100820C | STACK INFEED CONVEYOR 3 | 010-0820-CON-003-00 | 0100820CB | CONVEYOR 3 UNLOADING JUMP BLOCK | 010-0820-CON-003-A2 | Bearings | DD | LUB | Lubricate Bearings | Lack of Lubrication |  |  | 90 |  | Bearings requiring periodic lubrication are provided with lubrication fittings; otherwise bearings are factory lubricated for the life of the bearing |  | LUBE-IT |  | BALE HANDLING
1L - Lubricate | 0100820C | STACK INFEED CONVEYOR 3 | 010-0820-CON-003-00 |  |  |  | Bearings (Head, Tail, Take-up and Drive shaft) | DD | LUB | Lubricate Bearings | Lack of Lubrication |  |  | 90 |  | Bearings requiring periodic lubrication are provided with lubrication fittings; otherwise bearings are factory lubricated for the life of the bearing |  | LUBE-IT |  | BALE HANDLING
1L - Lubricate | 0100820D | STACK INFEED CONVEYOR 4 | 010-0820-CON-004-00 |  |  |  | Gearbox | DD | LUB | Drain, flush, and replenish lubricant in Drive reducers per vendor data. | Lack of Lubrication |  |  | 365 |  |  |  | LUBE-IT |  | BALE HANDLING
1L - Lubricate | 0100820D | STACK INFEED CONVEYOR 4 | 010-0820-CON-004-00 |  |  |  | Conveyor Chain | DD | LUB | Lightly lubricate conveyor chain | Lack of Lubrication |  |  | 180 |  |  |  | LUBE-IT |  | BALE HANDLING
1L - Lubricate | 0100820D | STACK INFEED CONVEYOR 4 | 010-0820-CON-004-00 |  |  |  | Roller Chains | DD | LUB | Lightly lubricate Drive roller chain | Lack of Lubrication |  |  | 30 |  |  |  | LUBE-IT |  | BALE HANDLING
1L - Lubricate | 0100820D | STACK INFEED CONVEYOR 4 | 010-0820-CON-004-00 | 0100820DA | CONVEYOR 4 LOADING JUMP BLOCK | 010-0820-CON-004-A1 | Bearings | DD | LUB | Lubricate Bearings | Lack of Lubrication |  |  | 90 |  | Bearings requiring periodic lubrication are provided with lubrication fittings; otherwise bearings are factory lubricated for the life of the bearing |  | LUBE-IT |  | BALE HANDLING
1L - Lubricate | 0100820D | STACK INFEED CONVEYOR 4 | 010-0820-CON-004-00 | 0100820DB | CONVEYOR 4 UNLOADING JUMP BLOCK | 010-0820-CON-004-A2 | Bearings | DD | LUB | Lubricate Bearings | Lack of Lubrication |  |  | 90 |  | Bearings requiring periodic lubrication are provided with lubrication fittings; otherwise bearings are factory lubricated for the life of the bearing |  | LUBE-IT |  | BALE HANDLING
1L - Lubricate | 0100820D | STACK INFEED CONVEYOR 4 | 010-0820-CON-004-00 |  |  |  | Bearings (Head, Tail, Take-up and Drive shaft) | DD | LUB | Lubricate Bearings | Lack of Lubrication |  |  | 90 |  | Bearings requiring periodic lubrication are provided with lubrication fittings; otherwise bearings are factory lubricated for the life of the bearing |  | LUBE-IT |  | BALE HANDLING
1L - Lubricate | 0100820E | DEWIRING FEED CONVEYOR | 010-0820-CON-005-00 |  |  |  | Gearbox | DD | LUB | Drain, flush, and replenish lubricant in Drive reducers per vendor data. | Lack of Lubrication |  |  | 365 |  |  |  | LUBE-IT |  | BALE HANDLING
1L - Lubricate | 0100820E | DEWIRING FEED CONVEYOR | 010-0820-CON-005-00 |  |  |  | Conveyor Chain | DD | LUB | Lightly lubricate conveyor chain | Lack of Lubrication |  |  | 180 |  |  |  | LUBE-IT |  | BALE HANDLING
1L - Lubricate | 0100820E | DEWIRING FEED CONVEYOR | 010-0820-CON-005-00 |  |  |  | Roller Chains | DD | LUB | Lightly lubricate Drive roller chain | Lack of Lubrication |  |  | 30 |  |  |  | LUBE-IT |  | BALE HANDLING
1L - Lubricate | 0100820E | DEWIRING FEED CONVEYOR | 010-0820-CON-005-00 |  |  |  | Bearings (Head, Tail, Take-up and Drive shaft) | DD | LUB | Lubricate Bearings | Lack of Lubrication |  |  | 90 |  | Bearings requiring periodic lubrication are provided with lubrication fittings; otherwise bearings are factory lubricated for the life of the bearing |  | LUBE-IT |  | BALE HANDLING
1L - Lubricate | 0100820F | METAL DETECTOR CONVEYOR | 010-0820-CON-006-00 |  |  |  | Gearbox | DD | LUB | Drain, flush, and replenish lubricant in Drive reducers per vendor data. | Lack of Lubrication |  |  | 365 |  |  |  | LUBE-IT |  | BALE HANDLING
1L - Lubricate | 0100820F | METAL DETECTOR CONVEYOR | 010-0820-CON-006-00 |  |  |  | Roller Chains | DD | LUB | Lightly lubricate Drive roller chain | Lack of Lubrication |  |  | 30 |  |  |  | LUBE-IT |  | BALE HANDLING
1L - Lubricate | 0100820F | METAL DETECTOR CONVEYOR | 010-0820-CON-006-00 |  |  |  | Pivot Bearings | DD | LUB | Lubricate all pivot bearings | Lack of Lubrication |  |  | 30 |  |  |  | LUBE-IT |  | BALE HANDLING
1L - Lubricate | 0100820F | METAL DETECTOR CONVEYOR | 010-0820-CON-006-00 |  |  |  | Bearings (Head, Tail, Take-up and Drive shaft) | DD | LUB | Lubricate Bearings | Lack of Lubrication |  |  | 90 |  | Bearings requiring periodic lubrication are provided with lubrication fittings; otherwise bearings are factory lubricated for the life of the bearing |  | LUBE-IT |  | BALE HANDLING
1L - Lubricate | 0100820F | METAL DETECTOR CONVEYOR | 010-0820-CON-006-00 |  |  |  | Idle roller bearings | DD | LUB | Lubricate Bearings | Lack of Lubrication |  |  | 180 |  | Bearings requiring periodic lubrication are provided with lubrication fittings; otherwise bearings are factory lubricated for the life of the bearing |  | LUBE-IT |  | BALE HANDLING
1L - Lubricate | 0100820F | METAL DETECTOR CONVEYOR | 010-0820-CON-006-00 |  |  |  | Return Pulley Shaft Bearings | DD | LUB | Lubricate Bearings | Lack of Lubrication |  |  | 90 |  | Bearings requiring periodic lubrication are provided with lubrication fittings; otherwise bearings are factory lubricated for the life of the bearing |  | LUBE-IT |  | BALE HANDLING
1L - Lubricate | 0100820G | SHUTTLE CONVEYOR AND CART | 010-0820-CON-007-00 | 0100820GC | TRANSFER CART ASSEMBLY |  | Gearbox | DD | LUB | Drain, flush, and replenish lubricant in Drive reducers per vendor data. | Lack of Lubrication | Contaminated |  | 365 |  |  |  | LUBE-IT |  | BALE HANDLING
1L - Lubricate | 0100820G | SHUTTLE CONVEYOR AND CART | 010-0820-CON-007-00 |  |  |  | Gearbox | DD | LUB | Drain, flush, and replenish lubricant in Drive reducers per vendor data. | Lack of Lubrication | Contaminated |  | 365 |  |  |  | LUBE-IT |  | BALE HANDLING
1L - Lubricate | 0100820G | SHUTTLE CONVEYOR AND CART | 010-0820-CON-007-00 |  |  |  | Conveyor Chain | DD | LUB | Lightly lubricate conveyor chain | Lack of Lubrication |  |  | 180 |  |  |  | LUBE-IT |  | BALE HANDLING
1L - Lubricate | 0100820G | SHUTTLE CONVEYOR AND CART | 010-0820-CON-007-00 |  |  |  | Roller Chains | DD | LUB | Lightly lubricate Drive roller chain | Lack of Lubrication |  |  | 30 |  |  |  | LUBE-IT |  | BALE HANDLING
1L - Lubricate | 0100820G | SHUTTLE CONVEYOR AND CART | 010-0820-CON-007-00 | 0100820GC | TRANSFER CART ASSEMBLY |  | Pivot Bearings | DD | LUB | Lubricate all pivot bearings | Lack of Lubrication |  |  | 30 |  |  |  | LUBE-IT |  | BALE HANDLING
1L - Lubricate | 0100820G | SHUTTLE CONVEYOR AND CART | 010-0820-CON-007-00 |  |  |  | Bearings (Head, Tail, Take-up and Drive shaft) | DD | LUB | Lubricate Bearings | Lack of Lubrication |  |  | 90 |  | Bearings requiring periodic lubrication are provided with lubrication fittings; otherwise bearings are factory lubricated for the life of the bearing |  | LUBE-IT |  | BALE HANDLING
1L - Lubricate | 0100820G | SHUTTLE CONVEYOR AND CART | 010-0820-CON-007-00 | 0100820GC | TRANSFER CART ASSEMBLY |  | Idle roller bearings | DD | LUB | Lubricate Bearings | Lack of Lubrication |  |  | 180 |  | Bearings requiring periodic lubrication are provided with lubrication fittings; otherwise bearings are factory lubricated for the life of the bearing |  | LUBE-IT |  | BALE HANDLING
1L - Lubricate | 0100820G | SHUTTLE CONVEYOR AND CART | 010-0820-CON-007-00 | 0100820GC | TRANSFER CART ASSEMBLY |  | Shaft Bearings | DD | LUB | Lubricate Bearings | Lack of Lubrication |  |  | 90 |  | Bearings requiring periodic lubrication are provided with lubrication fittings; otherwise bearings are factory lubricated for the life of the bearing |  | LUBE-IT |  | BALE HANDLING
1L - Lubricate | 0100820H | BALE STAGE CONVEYOR 1 | 010-0820-CON-009-00 |  |  |  | Gearbox | DD | LUB | Drain, flush, and replenish lubricant in Drive reducers per vendor data. | Lack of Lubrication | Contaminated |  | 365 |  |  |  | LUBE-IT |  | BALE HANDLING
1L - Lubricate | 0100820H | BALE STAGE CONVEYOR 1 | 010-0820-CON-009-00 |  |  |  | Conveyor Chain | DD | LUB | Lightly lubricate conveyor chain | Lack of Lubrication |  |  | 180 |  |  |  | LUBE-IT |  | BALE HANDLING
1L - Lubricate | 0100820H | BALE STAGE CONVEYOR 1 | 010-0820-CON-009-00 |  |  |  | Roller Chains | DD | LUB | Lightly lubricate Drive roller chain | Lack of Lubrication |  |  | 30 |  |  |  | LUBE-IT |  | BALE HANDLING
1L - Lubricate | 0100820H | BALE STAGE CONVEYOR 1 | 010-0820-CON-009-00 |  |  |  | Bearings (Head, Tail, Take-up and Drive shaft) | DD | LUB | Lubricate Bearings | Lack of Lubrication |  |  | 90 |  | Bearings requiring periodic lubrication are provided with lubrication fittings; otherwise bearings are factory lubricated for the life of the bearing |  | LUBE-IT |  | BALE HANDLING
1L - Lubricate | 0100820I | REJECT BALE CONVEYOR | 010-0820-CON-010-00 |  |  |  | Gearbox | DD | LUB | Drain, flush, and replenish lubricant in Drive reducers per vendor data. | Lack of Lubrication | Contaminated |  | 365 |  |  |  | LUBE-IT |  | BALE HANDLING
1L - Lubricate | 0100820I | REJECT BALE CONVEYOR | 010-0820-CON-010-00 |  |  |  | Conveyor Chain | DD | LUB | Lightly lubricate conveyor chain | Lack of Lubrication |  |  | 180 |  |  |  | LUBE-IT |  | BALE HANDLING
1L - Lubricate | 0100820I | REJECT BALE CONVEYOR | 010-0820-CON-010-00 |  |  |  | Roller Chains | DD | LUB | Lightly lubricate Drive roller chain | Lack of Lubrication |  |  | 30 |  |  |  | LUBE-IT |  | BALE HANDLING
1L - Lubricate | 0100820I | REJECT BALE CONVEYOR | 010-0820-CON-010-00 |  |  |  | Bearings (Head, Tail, Take-up and Drive shaft) | DD | LUB | Lubricate Bearings | Lack of Lubrication |  |  | 90 |  | Bearings requiring periodic lubrication are provided with lubrication fittings; otherwise bearings are factory lubricated for the life of the bearing |  | LUBE-IT |  | BALE HANDLING
1L - Lubricate | 0100820J | BALE STAGE CONVEYOR 2 | 010-0820-CON-011-00 |  |  |  | Gearbox | DD | LUB | Drain, flush, and replenish lubricant in Drive reducers per vendor data. | Lack of Lubrication | Contaminated |  | 365 |  |  |  | LUBE-IT |  | BALE HANDLING
1L - Lubricate | 0100820J | BALE STAGE CONVEYOR 2 | 010-0820-CON-011-00 |  |  |  | Conveyor Chain | DD | LUB | Lightly lubricate conveyor chain | Lack of Lubrication |  |  | 180 |  |  |  | LUBE-IT |  | BALE HANDLING
1L - Lubricate | 0100820J | BALE STAGE CONVEYOR 2 | 010-0820-CON-011-00 |  |  |  | Roller Chains | DD | LUB | Lightly lubricate Drive roller chain | Lack of Lubrication |  |  | 30 |  |  |  | LUBE-IT |  | BALE HANDLING
1L - Lubricate | 0100820J | BALE STAGE CONVEYOR 2 | 010-0820-CON-011-00 |  |  |  | Bearings (Head, Tail, Take-up and Drive shaft) | DD | LUB | Lubricate Bearings | Lack of Lubrication |  |  | 90 |  | Bearings requiring periodic lubrication are provided with lubrication fittings; otherwise bearings are factory lubricated for the life of the bearing |  | LUBE-IT |  | BALE HANDLING
1L - Lubricate | 0100820K | BALE STAGE CONVEYOR 3 | 010-0820-CON-015-00 |  |  |  | Gearbox | DD | LUB | Drain, flush, and replenish lubricant in Drive reducers per vendor data. | Lack of Lubrication | Contaminated |  | 365 |  |  |  | LUBE-IT |  | BALE HANDLING
1L - Lubricate | 0100820K | BALE STAGE CONVEYOR 3 | 010-0820-CON-015-00 |  |  |  | Conveyor Chain | DD | LUB | Lightly lubricate conveyor chain | Lack of Lubrication |  |  | 180 |  |  |  | LUBE-IT |  | BALE HANDLING
1L - Lubricate | 0100820K | BALE STAGE CONVEYOR 3 | 010-0820-CON-015-00 |  |  |  | Roller Chains | DD | LUB | Lightly lubricate Drive roller chain | Lack of Lubrication |  |  | 30 |  |  |  | LUBE-IT |  | BALE HANDLING
1L - Lubricate | 0100820K | BALE STAGE CONVEYOR 3 | 010-0820-CON-015-00 |  |  |  | Bearings (Head, Tail, Take-up and Drive shaft) | DD | LUB | Lubricate Bearings | Lack of Lubrication |  |  | 90 |  | Bearings requiring periodic lubrication are provided with lubrication fittings; otherwise bearings are factory lubricated for the life of the bearing |  | LUBE-IT |  | BALE HANDLING
1L - Lubricate | 0100820L | PULPER 1 FEED CONVEYOR | 010-0820-CON-018-00 |  |  |  | Gearbox | DD | LUB | Drain, flush, and replenish lubricant in Drive reducers per vendor data. | Lack of Lubrication | Contaminated |  | 365 |  |  |  | LUBE-IT |  | BALE HANDLING
1L - Lubricate | 0100820L | PULPER 1 FEED CONVEYOR | 010-0820-CON-018-00 |  |  |  | Roller Chains | DD | LUB | Lightly lubricate Drive roller chain | Lack of Lubrication |  |  | 30 |  |  |  | LUBE-IT |  | BALE HANDLING
1L - Lubricate | 0100820L | PULPER 1 FEED CONVEYOR | 010-0820-CON-018-00 |  |  |  | Pivot Bearings | DD | LUB | Lubricate all pivot bearings | Lack of Lubrication |  |  | 30 |  |  |  | LUBE-IT |  | BALE HANDLING
1L - Lubricate | 0100820L | PULPER 1 FEED CONVEYOR | 010-0820-CON-018-00 |  |  |  | Bearings (Head, Tail, Take-up and Drive shaft) | DD | LUB | Lubricate Bearings | Lack of Lubrication |  |  | 90 |  | Bearings requiring periodic lubrication are provided with lubrication fittings; otherwise bearings are factory lubricated for the life of the bearing |  | LUBE-IT |  | BALE HANDLING
1L - Lubricate | 0100820L | PULPER 1 FEED CONVEYOR | 010-0820-CON-018-00 |  |  |  | Idle roller bearings | DD | LUB | Lubricate Bearings | Lack of Lubrication |  |  | 180 |  | Bearings requiring periodic lubrication are provided with lubrication fittings; otherwise bearings are factory lubricated for the life of the bearing |  | LUBE-IT |  | BALE HANDLING
1L - Lubricate | 0100820L | PULPER 1 FEED CONVEYOR | 010-0820-CON-018-00 |  |  |  | Return Pulley Shaft Bearings | DD | LUB | Lubricate Bearings | Lack of Lubrication |  |  | 90 |  | Bearings requiring periodic lubrication are provided with lubrication fittings; otherwise bearings are factory lubricated for the life of the bearing |  | LUBE-IT |  | BALE HANDLING
1L - Lubricate | 0100820M | PULPER 1 TRANSFER CONVEYOR | 010-0820-CON-019-00 |  |  |  | Gearbox | DD | LUB | Drain, flush, and replenish lubricant in Drive reducers per vendor data. | Lack of Lubrication | Contaminated |  | 365 |  |  |  | LUBE-IT |  | BALE HANDLING
1L - Lubricate | 0100820M | PULPER 1 TRANSFER CONVEYOR | 010-0820-CON-019-00 |  |  |  | Conveyor Chain | DD | LUB | Lightly lubricate conveyor chain | Lack of Lubrication |  |  | 180 |  |  |  | LUBE-IT |  | BALE HANDLING
1L - Lubricate | 0100820M | PULPER 1 TRANSFER CONVEYOR | 010-0820-CON-019-00 |  |  |  | Roller Chains | DD | LUB | Lightly lubricate Drive roller chain | Lack of Lubrication |  |  | 30 |  |  |  | LUBE-IT |  | BALE HANDLING
1L - Lubricate | 0100820M | PULPER 1 TRANSFER CONVEYOR | 010-0820-CON-019-00 |  |  |  | Bearings (Head, Tail, Take-up and Drive shaft) | DD | LUB | Lubricate Bearings | Lack of Lubrication |  |  | 90 |  | Bearings requiring periodic lubrication are provided with lubrication fittings; otherwise bearings are factory lubricated for the life of the bearing |  | LUBE-IT |  | BALE HANDLING
1L - Lubricate | 0100820N | PULPER 2 FEED CONVEYOR | 010-0820-CON-020-00 |  |  |  | Gearbox | DD | LUB | Drain, flush, and replenish lubricant in Drive reducers per vendor data. | Lack of Lubrication | Contaminated |  | 365 |  |  |  | LUBE-IT |  | BALE HANDLING
1L - Lubricate | 0100820N | PULPER 2 FEED CONVEYOR | 010-0820-CON-020-00 |  |  |  | Roller Chains | DD | LUB | Lightly lubricate Drive roller chain | Lack of Lubrication |  |  | 30 |  |  |  | LUBE-IT |  | BALE HANDLING
1L - Lubricate | 0100820N | PULPER 2 FEED CONVEYOR | 010-0820-CON-020-00 |  |  |  | Pivot Bearings | DD | LUB | Lubricate all pivot bearings | Lack of Lubrication |  |  | 30 |  |  |  | LUBE-IT |  | BALE HANDLING
1L - Lubricate | 0100820N | PULPER 2 FEED CONVEYOR | 010-0820-CON-020-00 |  |  |  | Bearings (Head, Tail, Take-up and Drive shaft) | DD | LUB | Lubricate Bearings | Lack of Lubrication |  |  | 90 |  | Bearings requiring periodic lubrication are provided with lubrication fittings; otherwise bearings are factory lubricated for the life of the bearing |  | LUBE-IT |  | BALE HANDLING
1L - Lubricate | 0100820N | PULPER 2 FEED CONVEYOR | 010-0820-CON-020-00 |  |  |  | Idle roller bearings | DD | LUB | Lubricate Bearings | Lack of Lubrication |  |  | 180 |  | Bearings requiring periodic lubrication are provided with lubrication fittings; otherwise bearings are factory lubricated for the life of the bearing |  | LUBE-IT |  | BALE HANDLING
1L - Lubricate | 0100820N | PULPER 2 FEED CONVEYOR | 010-0820-CON-020-00 |  |  |  | Return Pulley Shaft Bearings | DD | LUB | Lubricate Bearings | Lack of Lubrication |  |  | 90 |  | Bearings requiring periodic lubrication are provided with lubrication fittings; otherwise bearings are factory lubricated for the life of the bearing |  | LUBE-IT |  | BALE HANDLING
1L - Lubricate | 0100820O | PULPER 2 TRANSFER CONVEYOR | 010-0820-CON-021-00 |  |  |  | Gearbox | DD | LUB | Drain, flush, and replenish lubricant in Drive reducers per vendor data. | Lack of Lubrication | Contaminated |  | 365 |  |  |  | LUBE-IT |  | BALE HANDLING
1L - Lubricate | 0100820O | PULPER 2 TRANSFER CONVEYOR | 010-0820-CON-021-00 |  |  |  | Conveyor Chain | DD | LUB | Lightly lubricate conveyor chain | Lack of Lubrication |  |  | 180 |  |  |  | LUBE-IT |  | BALE HANDLING
1L - Lubricate | 0100820O | PULPER 2 TRANSFER CONVEYOR | 010-0820-CON-021-00 |  |  |  | Roller Chains | DD | LUB | Lightly lubricate Drive roller chain | Lack of Lubrication |  |  | 30 |  |  |  | LUBE-IT |  | BALE HANDLING
1L - Lubricate | 0100820O | PULPER 2 TRANSFER CONVEYOR | 010-0820-CON-021-00 |  |  |  | Bearings (Head, Tail, Take-up and Drive shaft) | DD | LUB | Lubricate Bearings | Lack of Lubrication |  |  | 90 |  | Bearings requiring periodic lubrication are provided with lubrication fittings; otherwise bearings are factory lubricated for the life of the bearing |  | LUBE-IT |  | BALE HANDLING
1L - Lubricate | 0100820P | ROBOT DESTACKER | 010-0820-RBT-001-00 | 0100820PA | ROBOT ARM |  | Drive Mechanisc | DD | LUB | Change Oil | Contaminated |  |  | 1095 | 4 | See: ”2.4 REPLACING THE OIL OF THE DRIVE MECHANISM” |  | LUBE-IT |  | BALE HANDLING
1L - Lubricate | 0100820P | ROBOT DESTACKER | 010-0820-RBT-001-00 | 0100820PA | ROBOT ARM |  | J1/J2/J3 Axis Reducer | DD | LUB | Replace all Grease | Contaminated |  |  | 1095 | 5.4 | See: ”2.3 REPLACING THE GREASE OF THE DRIVE MECHANISM” CONNECTION PART |  | LUBE-IT |  | BALE HANDLING
1L - Lubricate | 0100820P | ROBOT DESTACKER | 010-0820-RBT-001-00 | 0100820PA | ROBOT ARM |  | J4/J5/J6 Axis Gearbox | DD | LUB | Replace all Grease | Contaminated |  |  | 1095 | 1.4 | See: ”2.3 REPLACING THE GREASE OF THE DRIVE MECHANISM” CONNECTION PART |  | LUBE-IT |  | BALE HANDLING
1L - Lubricate | 0100820P | ROBOT DESTACKER | 010-0820-RBT-001-00 | 0100820PA | ROBOT ARM |  | J4/J5/J6 Axis Wrist | DD | LUB | Replace all Grease | Contaminated |  |  | 1095 | 3.4 | See: ”2.3 REPLACING THE GREASE OF THE DRIVE MECHANISM” CONNECTION PART |  | LUBE-IT |  | BALE HANDLING
1L - Lubricate | 0100820P | ROBOT DESTACKER | 010-0820-RBT-001-00 | 0100820PA | ROBOT ARM |  | J2/J3 Axis Bearing Connection Points | DD | LUB | Supply grease to J2/J3-axis connection part bearing | Lack of Grease |  |  | 1095 | 0.5 | See: 2.1 GREASING THE BUSH OF BACK OF THE BALANCER, GREASING TO THE OTHER CONNECTION PART |  | LUBE-IT |  | BALE HANDLING
1L - Lubricate | 0100820P | ROBOT DESTACKER | 010-0820-RBT-001-00 | 0100820PA | ROBOT ARM |  | Balancer Bush | DD | LUB | Supply grease to the balancer bush | Lack of Grease |  |  | 365 | 0.5 | See: 2.1 GREASING THE BUSH OF BACK OF THE BALANCER, GREASING TO THE OTHER CONNECTION PART |  | LUBE-IT |  | BALE HANDLING
1L - Lubricate | 0100820R | AUTOMATIC DEWIRING MACHINE | 010-0820-DWI-001-00 |  |  |  | Gearbox | DD | LUB | Drain, flush, and replenish lubricant in Drive reducers per vendor data. | Lack of Lubrication |  |  | 365 |  |  |  | LUBE-IT |  | BALE HANDLING
1L - Lubricate | 0100820R | AUTOMATIC DEWIRING MACHINE | 010-0820-DWI-001-00 |  |  |  | Roller Chains | DD | LUB | Lightly lubricate Drive roller chain | Lack of Lubrication |  |  | 30 |  |  |  | LUBE-IT |  | BALE HANDLING
1L - Lubricate | 0100820R | AUTOMATIC DEWIRING MACHINE | 010-0820-DWI-001-00 |  |  |  | Pivot Bearings | DD | LUB | Lubricate all pivot bearings | Lack of Lubrication |  |  | 30 |  |  |  | LUBE-IT |  | BALE HANDLING
1L - Lubricate | 0100820R | AUTOMATIC DEWIRING MACHINE | 010-0820-DWI-001-00 |  |  |  | Idle roller bearings | DD | LUB | Lubricate Bearings | Lack of Lubrication |  |  | 180 |  | Bearings requiring periodic lubrication are provided with lubrication fittings; otherwise bearings are factory lubricated for the life of the bearing |  | LUBE-IT |  | BALE HANDLING
1L - Lubricate | 0100820R | AUTOMATIC DEWIRING MACHINE | 010-0820-DWI-001-00 |  |  |  | Shaft Bearings | DD | LUB | Lubricate Bearings | Lack of Lubrication |  |  | 90 |  | Bearings requiring periodic lubrication are provided with lubrication fittings; otherwise bearings are factory lubricated for the life of the bearing |  | LUBE-IT |  | BALE HANDLING
1L - Lubricate | 0100820U | WIRE COILER BALER | 010-0820-BAL-001-00 |  | Hydraulic System |  | Reservoir | DD | LUB | Change Oil | Contaminated |  |  | 90 |  | Fill hydraulic oil between 2 and 4 inches from the top of oil tank with the baling ram in a FULLY RETRACTED POSITION. |  | LUBE-IT |  | BALE HANDLING
1L - Lubricate | 0100820U | WIRE COILER BALER | 010-0820-BAL-001-00 |  |  |  | Motor | DD | LUB | Lubricate Motor bearings. Except for totally enclosed motors. | Lack of Lubrication |  |  | 90 |  |  |  | LUBE-IT |  | BALE HANDLING
1L - Lubricate | 5050045AH | SCREW PRESS 1 | 505-0045-FIL-002-00 | 5050045AHA | SCREW PRESS 1 MOTOR | 505-0045-FIL-002-M1 | Planetary Gearbox | DD | LUB | Change mineral /synthetic oil | Contaminated |  |  | 1095/1825 |  |  |  | LUBE-IT | Frequency must be confirmed by Lube technician depending on type of oil. | UTILITIES
1L - Lubricate | 5050045AH | SCREW PRESS 1 | 505-0045-FIL-002-00 | 5050045AHA | SCREW PRESS 1 MOTOR | 505-0045-FIL-002-M1 | Planetary Gearbox | DD | LUB | Change mineral /synthetic oil | Contaminated |  |  | 1095/1825 |  |  |  | LUBE-IT | Frequency must be confirmed by Lube technician depending on type of oil. | UTILITIES
1L - Lubricate | 5050045AI | SCREW PRESS 2 | 505-0045-FIL-004-00 | 5050045AIA | SCREW PRESS 2 MOTOR | 505-0045-FIL-004-M1 | Planetary Gearbox | DD | LUB | Change mineral /synthetic oil | Contaminated |  |  | 1095/1825 |  |  |  | LUBE-IT | Frequency must be confirmed by Lube technician depending on type of oil. | UTILITIES
1L - Lubricate | 5050045AI | SCREW PRESS 2 | 505-0045-FIL-004-00 | 5050045AIA | SCREW PRESS 2 MOTOR | 505-0045-FIL-004-M1 | Planetary Gearbox | DD | LUB | Change mineral /synthetic oil | Contaminated |  |  | 1095/1825 |  |  |  | LUBE-IT | Frequency must be confirmed by Lube technician depending on type of oil. | UTILITIES
1L - Lubricate | 5050045AA | FLOCCULATION TANK 1 | 505-0045-TAN-002-00 | 5050045AAA | FLOCCULATION TANK 1 AGITATOR | 505-0045-AGT-002-00 | Gearbox adapter | DD | LUB | Change mineral /synthetic oil | Contaminated |  |  | 1095/1825 |  |  |  | LUBE-IT | Frequency must be confirmed by Lube technician depending on type of oil. | UTILITIES
1L - Lubricate | 5050045AB | FLOCCULATION TANK 2 | 505-0045-TAN-003-00 | 5050045ABA | FLOCCULATION TANK 2 AGITATOR | 505-0045-AGT-003-00 | Gearbox adapter | DD | LUB | Change mineral /synthetic oil | Contaminated |  |  | 1095/1825 |  |  |  | LUBE-IT | Frequency must be confirmed by Lube technician depending on type of oil. | UTILITIES
1L - Lubricate | 5050045AF | PRE THICKENER 1 | 505-0045-FIL-001-00 |  |  |  | Gearbox adapter | DD | LUB | Change mineral /synthetic oil | Contaminated |  |  | 1095/1825 |  |  |  | LUBE-IT | Frequency must be confirmed by Lube technician depending on type of oil. | UTILITIES
1L - Lubricate | 5050045AG | PRE THICKENER 2 | 505-0045-FIL-003-00 |  |  |  | Drums | DD | LUB | Change mineral /synthetic oil | Contaminated |  |  | 1095/1825 |  |  |  | LUBE-IT | Frequency must be confirmed by Lube technician depending on type of oil. | UTILITIES
1L - Lubricate | 5050045AL | SCREW PRESS DISCHARGE COLLECTION CONVEYOR | 505-0045-CON-001-00 |  |  |  | Gearbox | DD | LUB | Change oil |  |  |  | 180 |  | Drain reducer and flush with kerosene, clean magnetic drain plug and refill to proper level with new lubricant. |  | LUBE-IT |  | UTILITIES
1L - Lubricate | 5050045AJ | BIN DISTRIBUTION CONVEYOR 1 | 505-0045-CON-002-00 |  |  |  | Gearbox | DD | LUB | Change oil |  |  |  | 180 |  | Drain reducer and flush with kerosene, clean magnetic drain plug and refill to proper level with new lubricant. |  | LUBE-IT |  | UTILITIES
1L - Lubricate | 5050045AK | BIN DISTRIBUTION CONVEYOR 2 | 505-0045-CON-003-00 |  |  |  | Gearbox | DD | LUB | Change oil |  |  |  | 180 |  | Drain reducer and flush with kerosene, clean magnetic drain plug and refill to proper level with new lubricant. |  | LUBE-IT |  | UTILITIES
1L - Lubricate | 5050045AH | SCREW PRESS 1 | 505-0045-FIL-002-00 | 5050045AHA | SCREW PRESS 1 MOTOR | 505-0045-FIL-002-M1 | Planetary Gearbox | IDD | LUB | Check the oil level | Low Oil Level |  |  | 30 |  |  |  | LUBE-IT |  | UTILITIES
1L - Lubricate | 5050045AH | SCREW PRESS 1 | 505-0045-FIL-002-00 | 5050045AHA | SCREW PRESS 1 MOTOR | 505-0045-FIL-002-M1 | Primary Gearbox | IDD | LUB | Check the oil level | Low Oil Level |  |  | 30 |  |  |  | LUBE-IT |  | UTILITIES
1L - Lubricate | 5050045AI | SCREW PRESS 2 | 505-0045-FIL-004-00 | 5050045AIA | SCREW PRESS 2 MOTOR | 505-0045-FIL-004-M1 | Planetary Gearbox | IDD | LUB | Check the oil level | Low Oil Level |  |  | 30 |  |  |  | LUBE-IT |  | UTILITIES
1L - Lubricate | 5050045AI | SCREW PRESS 2 | 505-0045-FIL-004-00 | 5050045AIA | SCREW PRESS 2 MOTOR | 505-0045-FIL-004-M1 | Primary Gearbox | IDD | LUB | Check the oil level | Low Oil Level |  |  | 30 |  |  |  | LUBE-IT |  | UTILITIES
1L - Lubricate | 5050045AA | FLOCCULATION TANK 1 | 505-0045-TAN-002-00 | 5050045AAA | FLOCCULATION TANK 1 AGITATOR | 505-0045-AGT-002-00 | Gearbox | IDD | LUB | Check the oil level | Low Oil Level |  |  | 125 |  | The procedure when checking the oil level and changing the oil depends on the following factors: • Gear unit type • Size • Mounting position Check document FLOCCULATION TANK OPERATION AND MAINTENANCE INFORMATION section 6,6 |  | LUBE-IT |  | UTILITIES
1L - Lubricate | 5050045AB | FLOCCULATION TANK 2 | 505-0045-TAN-003-00 | 5050045ABA | FLOCCULATION TANK 2 AGITATOR | 505-0045-AGT-003-00 | Gearbox | IDD | LUB | Check the oil level | Low Oil Level |  |  | 125 |  | The procedure when checking the oil level and changing the oil depends on the following factors: • Gear unit type • Size • Mounting position Check document FLOCCULATION TANK OPERATION AND MAINTENANCE INFORMATION section 6,6 |  | LUBE-IT |  | UTILITIES
1L - Lubricate | 5050045AF | PRE THICKENER 1 | 505-0045-FIL-001-00 |  |  |  | Drum screens | IDD | LUB | Check the oil level | Low Oil Level |  |  | 125 |  |  |  | LUBE-IT |  | UTILITIES
1L - Lubricate | 5050045AG | PRE THICKENER 2 | 505-0045-FIL-003-00 |  |  |  | Gearbox | IDD | LUB | Check the oil level | Low Oil Level |  |  | 125 |  |  |  | LUBE-IT |  | UTILITIES
1L - Lubricate | 5050045BDB | ETP DAF 1 SLUDGE SCRAPER |  |  |  |  | Gearbox | DD | LUB | Drain and change oil |  |  |  | 1095 |  |  |  | LUBE-IT |  | UTILITIES
1L - Lubricate | 5050045BDC | ETP DAF 1 SLUDGE THICKENER |  |  |  |  | Gearbox | DD | LUB | Drain and change oil |  |  |  | 1095 |  |  |  | LUBE-IT |  | UTILITIES
1L - Lubricate | 5050045BDEA | ETP DAF 1 RECIRCULATION PUMP | 505-0045-PUM-006-00 |  |  |  | Pump | DD | LUB | Drain and change oil |  |  |  | 365 |  |  |  | LUBE-IT |  | UTILITIES
1L - Lubricate | 5050045BN | WASTEWATER COLLECTION SUMP PUMP 1 | 505-0045-PUM-011-00 |  |  |  | Bearing | DD | LUB | Drain and replace bearing housing oil | Contaminated |  |  | 365 |  |  |  | LUBE-IT |  | UTILITIES
1L - Lubricate | 5050045BN | WASTEWATER COLLECTION SUMP PUMP 1 | 505-0045-PUM-011-00 |  |  |  | Seal chamber | DD | LUB | Drain and replace seal cavity oil | Contaminated |  |  | 365 |  |  |  | LUBE-IT |  | UTILITIES
1L - Lubricate | 5050045AH | SCREW PRESS 1 | 505-0045-FIL-002-00 | 5050045AHA | SCREW PRESS 1 MOTOR | 505-0045-FIL-002-M1 | Planetary Gearbox | DD | LUB | First oil change after initial start up |  |  |  | 21 |  |  |  | LUBE-IT |  | UTILITIES
1L - Lubricate | 5050045AI | SCREW PRESS 2 | 505-0045-FIL-004-00 | 5050045AIA | SCREW PRESS 2 MOTOR | 505-0045-FIL-004-M1 | Planetary Gearbox | DD | LUB | First oil change after initial start up |  |  |  | 21 |  |  |  | LUBE-IT |  | UTILITIES
1L - Lubricate | 5050045AH | SCREW PRESS 1 | 505-0045-FIL-002-00 |  |  |  | Spring Arbor | DD | LUB | Grease arbor shaft | Contaminated |  |  | 180 |  | Disassemble the spring cone arbors about six months after initial operation, clean thoroughly, grease arbor shaft, and reassemble. Check for free movement of the spring arbor shaft. |  | LUBE-IT |  | UTILITIES
1L - Lubricate | 5050045AI | SCREW PRESS 2 | 505-0045-FIL-004-00 |  |  |  | Spring Arbor | DD | LUB | Grease arbor shaft | Contaminated |  |  | 180 |  | Disassemble the spring cone arbors about six months after initial operation, clean thoroughly, grease arbor shaft, and reassemble. Check for free movement of the spring arbor shaft. |  | LUBE-IT |  | UTILITIES
1L - Lubricate | 5050045BDB | ETP DAF 1 SLUDGE SCRAPER |  |  |  |  | Motor | IRD | LUB | Grease bearings |  |  |  | 90 |  |  |  | LUBE-IT | If applicable. Frequency must be confirmed with motor OEM | UTILITIES
1L - Lubricate | 5050045BDC | ETP DAF 1 SLUDGE THICKENER |  |  |  |  | Motor | IRD | LUB | Grease bearings |  |  |  | 90 |  |  |  | LUBE-IT | If applicable. Frequency must be confirmed with motor OEM | UTILITIES
1L - Lubricate | 5050045BDEA | ETP DAF 1 RECIRCULATION PUMP | 505-0045-PUM-006-00 | 5050045BDEB | ETP DAF 1 RECIRCULATION PUMP MOTOR | 505-0045-PUM-006-M1 | Bearings | IRD | LUB | Grease bearings |  |  |  | 90 |  |  |  | LUBE-IT | If applicable. Frequency must be confirmed with motor OEM | UTILITIES
1L - Lubricate | 5050045BDB | ETP DAF 1 SLUDGE SCRAPER |  |  |  |  | Shaft Pillow Block bushings | IRD | LUB | Grease bushing. Apply 2 g on each |  |  |  | 30 |  | Do not use graphite-based grease |  | LUBE-IT |  | UTILITIES
1L - Lubricate | 5050045BDC | ETP DAF 1 SLUDGE THICKENER |  |  |  |  | Shaft Pillow Block bushings | IRD | LUB | Grease bushing. Apply 2 g on each |  |  |  | 30 |  | Do not use graphite-based grease |  | LUBE-IT |  | UTILITIES
1L - Lubricate | 5050045AH | SCREW PRESS 1 | 505-0045-FIL-002-00 |  |  |  | Spring Arbor | DD | OPE | Lubricate bearing with grease | Contaminated |  |  | 7 |  |  |  | LUBE-IT |  | UTILITIES
1L - Lubricate | 5050045AH | SCREW PRESS 1 | 505-0045-FIL-002-00 |  |  |  | Inlet stand bearing | DD | OPE | Lubricate bearing with grease | Contaminated |  |  | 7 |  |  |  | LUBE-IT |  | UTILITIES
1L - Lubricate | 5050045AH | SCREW PRESS 1 | 505-0045-FIL-002-00 |  |  |  | Sprocket bearing | DD | OPE | Lubricate bearing with grease | Contaminated |  |  | 14 |  |  |  | LUBE-IT |  | UTILITIES
1L - Lubricate | 5050045AI | SCREW PRESS 2 | 505-0045-FIL-004-00 |  |  |  | Gear Coupling | DD | OPE | Lubricate bearing with grease | Contaminated |  |  | 7 |  |  |  | LUBE-IT |  | UTILITIES
1L - Lubricate | 5050045AI | SCREW PRESS 2 | 505-0045-FIL-004-00 |  |  |  | Motor Coupling | DD | OPE | Lubricate bearing with grease | Contaminated |  |  | 7 |  |  |  | LUBE-IT |  | UTILITIES
1L - Lubricate | 5050045AI | SCREW PRESS 2 | 505-0045-FIL-004-00 |  |  |  | Sprocket bearing | DD | OPE | Lubricate bearing with grease | Contaminated |  |  | 14 |  |  |  | LUBE-IT |  | UTILITIES
1L - Lubricate | 5050045AH | SCREW PRESS 1 | 505-0045-FIL-002-00 |  |  |  | Chain | DD | OPE | Lubricate bearings with grease | Contaminated |  |  | 7 |  | Grease should be injected until it begins to come out the pressure relief valve. Manually work the pressure relief valve to assure it is not jammed. |  | LUBE-IT |  | UTILITIES
1L - Lubricate | 5050045AB | FLOCCULATION TANK 2 | 505-0045-TAN-003-00 | 5050045ABA | FLOCCULATION TANK 2 AGITATOR | 505-0045-AGT-003-00 | Gearbox | DD | OPE | Lubricate bearings with grease | Contaminated |  |  | 7 |  | Check the HIGH CONSISTENCY ROTARY SCREEN THICKENER OPERATION AND MAINTENANCE INFORMATION Manual for bearings location |  | LUBE-IT |  | UTILITIES
1L - Lubricate | 5050045AF | PRE THICKENER 1 | 505-0045-FIL-001-00 |  |  |  | Drum motor Bearings | DD | OPE | Lubricate bearings with grease | Contaminated |  |  | 7 |  | It is vital that the grease used are compatible, Please consult with Timken representative for the grease specifications |  | LUBE-IT |  | UTILITIES
1L - Lubricate | 5050045AF | PRE THICKENER 1 | 505-0045-FIL-001-00 |  |  |  | Rotor Shaft Bearing | DD | OPE | Lubricate bearings with grease | Contaminated |  |  | 7 |  | Check the HIGH CONSISTENCY ROTARY SCREEN THICKENER OPERATION AND MAINTENANCE INFORMATION Manual for bearing location, |  | LUBE-IT |  | UTILITIES
1L - Lubricate | 5050045AG | PRE THICKENER 2 | 505-0045-FIL-003-00 |  |  |  | Drum lip seal | DD | OPE | Lubricate bearings with grease | Contaminated |  |  | 7 |  | Check the HIGH CONSISTENCY ROTARY SCREEN THICKENER OPERATION AND MAINTENANCE INFORMATION Manual for bearings location |  | LUBE-IT |  | UTILITIES
1L - Lubricate | 5050045AG | PRE THICKENER 2 | 505-0045-FIL-003-00 |  |  |  | Drum shaft bearings | DD | OPE | Lubricate bearings with grease | Contaminated |  |  | 7 |  | It is vital that the grease used are compatible, Please consult with Timken representative for the grease specifications |  | LUBE-IT |  | UTILITIES
1L - Lubricate | 5050045AG | PRE THICKENER 2 | 505-0045-FIL-003-00 |  |  |  | Screw shaft Bearings | DD | OPE | Lubricate bearings with grease | Contaminated |  |  | 7 |  | Check the HIGH CONSISTENCY ROTARY SCREEN THICKENER OPERATION AND MAINTENANCE INFORMATION Manual for bearing location, |  | LUBE-IT |  | UTILITIES
1L - Lubricate | 5050045AI | SCREW PRESS 2 | 505-0045-FIL-004-00 |  |  |  | Chain | DD | OPE | Lubricate bearings with grease | Contaminated |  |  | 7 |  | Grease should be injected until it begins to come out the pressure relief valve. Manually work the pressure relief valve to assure it is not jammed. |  | LUBE-IT |  | UTILITIES
1L - Lubricate | 5050045AL | SCREW PRESS DISCHARGE COLLECTION CONVEYOR | 505-0045-CON-001-00 |  |  |  | Motor bearings | IRD | LUB | Lubricate bearings with grease | Lack of Grease |  |  | 90 |  |  |  | LUBE-IT |  | UTILITIES
1L - Lubricate | 5050045AL | SCREW PRESS DISCHARGE COLLECTION CONVEYOR | 505-0045-CON-001-00 |  |  |  | Screw Bearings | IRD | LUB | Lubricate bearings with grease | Lack of Grease |  |  | 90 |  |  |  | LUBE-IT |  | UTILITIES
1L - Lubricate | 5050045AJ | BIN DISTRIBUTION CONVEYOR 1 | 505-0045-CON-002-00 |  |  |  | Motor bearings | IRD | LUB | Lubricate bearings with grease | Lack of Grease |  |  | 90 |  |  |  | LUBE-IT |  | UTILITIES
1L - Lubricate | 5050045AJ | BIN DISTRIBUTION CONVEYOR 1 | 505-0045-CON-002-00 |  |  |  | Screw Bearings | IRD | LUB | Lubricate bearings with grease | Lack of Grease |  |  | 90 |  |  |  | LUBE-IT |  | UTILITIES
1L - Lubricate | 5050045AK | BIN DISTRIBUTION CONVEYOR 2 | 505-0045-CON-003-00 |  |  |  | Motor bearings | IRD | LUB | Lubricate bearings with grease | Lack of Grease |  |  | 90 |  |  |  | LUBE-IT |  | UTILITIES
1L - Lubricate | 5050045AK | BIN DISTRIBUTION CONVEYOR 2 | 505-0045-CON-003-00 |  |  |  | Screw Bearings | IRD | LUB | Lubricate bearings with grease | Lack of Grease |  |  | 90 |  |  |  | LUBE-IT |  | UTILITIES
1L - Lubricate | 5050045BDEA | ETP DAF 1 RECIRCULATION PUMP | 505-0045-PUM-006-00 |  |  |  | Rotary Joint | IRD | LUB | Lubricate Joint. Add 3-5 drops |  |  |  | 30 |  | On the rotary joint, there is an oil lubrication point, which allows lubricating the felts located inside the rotary joint. We recommend lubricating the rotary joint with SAE 30 grade oil. In a dry environment, the manufacturer recommends to apply 3-5 drops a month. |  | LUBE-IT |  | UTILITIES
1L - Lubricate | 0100836Q | COOLING TOWER 1 | 010-0836-CTW-001-00 | 0100836QBA | COOLING TOWER 1 EXH FAN MOTOR | 010-0836-FAN-001-M1 | Bearings | DD | LUB | Lubricate motor bearings | Lack of Lubrication |  |  | 90 |  | Check page 14 of the operation and maintenance manual for the lubrication procedure. |  | LUBE-IT |  | UTILITIES
1L - Lubricate | 0100836R | COOLING TOWER 2 | 010-0836-CTW-002-00 | 0100836RBA | COOLING TOWER 2 EXH FAN MOTOR | 010-0836-FAN-002-M1 | Bearings | DD | LUB | Lubricate motor bearings | Lack of Lubrication |  |  | 90 |  | Check page 14 of the operation and maintenance manual for the lubrication procedure. |  | LUBE-IT |  | UTILITIES
1L - Lubricate | 5050050A | AIR COMPRESSOR 1 | 505-0050-COM-001-00 | 5050050AB | AIR COMPRESSOR 1 LUBRICATION SYSTEM |  | Oil pump motor bearings | IRD | LUB | Lubricate oil pump motor bearings | Lack of Lubrication |  |  | 180 |  | This task is only applicable if the motor has grease fittings. Otherwise, bearings are lubbed for life |  | LUBE-IT |  | UTILITIES
1L - Lubricate | 5050050B | AIR COMPRESSOR 2 | 505-0050-COM-002-00 | 5050050BB | AIR COMPRESSOR 2 LUBRICATION SYSTEM | 505-0050-COM-002-M2 | Oil pump motor bearings | IRD | LUB | Lubricate oil pump motor bearings | Lack of Lubrication |  |  | 180 |  | This task is only applicable if the motor has grease fittings. Otherwise, bearings are lubbed for life |  | LUBE-IT |  | UTILITIES
1L - Lubricate | 5050050C | AIR COMPRESSOR 3 | 505-0050-COM-003-00 | 5050050CB | AIR COMPRESSOR 3 LUBRICATION SYSTEM | 505-0050-COM-003-M2 | Oil pump motor bearings | IRD | LUB | Lubricate oil pump motor bearings | Lack of Lubrication |  |  | 180 |  | This task is only applicable if the motor has grease fittings. Otherwise, bearings are lubbed for life |  | LUBE-IT |  | UTILITIES
1L - Lubricate | 5050045AH | SCREW PRESS 1 | 505-0045-FIL-002-00 |  |  |  | Sprocket bearing | DD | OPE | Lubricate with grease | Contaminated |  |  | 14 |  | Apply grease directly to chain as required to maintain lubrication. |  | LUBE-IT |  | UTILITIES
1L - Lubricate | 5050045AF | PRE THICKENER 1 | 505-0045-FIL-001-00 |  |  |  | Packing seal | DD | OPE | Lubricate with grease | Contaminated |  |  | 7 |  | Check the HIGH CONSISTENCY ROTARY SCREEN THICKENER OPERATION AND MAINTENANCE INFORMATION Manual for bearing location |  | LUBE-IT |  | UTILITIES
1L - Lubricate | 5050045AG | PRE THICKENER 2 | 505-0045-FIL-003-00 |  |  |  | Poly shafts | DD | OPE | Lubricate with grease | Contaminated |  |  | 7 |  | Check the HIGH CONSISTENCY ROTARY SCREEN THICKENER OPERATION AND MAINTENANCE INFORMATION Manual for bearing location |  | LUBE-IT |  | UTILITIES
1L - Lubricate | 5050045AG | PRE THICKENER 2 | 505-0045-FIL-003-00 |  |  |  | Shower sealing ring | DD | LUB | Lubricate with grease | Contaminated |  |  | 180 |  |  |  | LUBE-IT |  | UTILITIES
1L - Lubricate | 5050045AI | SCREW PRESS 2 | 505-0045-FIL-004-00 |  |  |  | Chain | DD | OPE | Lubricate with grease | Contaminated |  |  | 14 |  | Apply grease directly to chain as required to maintain lubrication. |  | LUBE-IT |  | UTILITIES
1L - Lubricate | 5050045AI | SCREW PRESS 2 | 505-0045-FIL-004-00 |  |  |  | Gear Coupling | DD | LUB | Lubricate with grease | Contaminated |  |  | 180 |  |  |  | LUBE-IT |  | UTILITIES
1L - Lubricate | 5050050A | AIR COMPRESSOR 1 | 505-0050-COM-001-00 | 5050050AA | AIR COMPRESSOR 1 MOTOR | 505-0050-COM-001-M1 | Ball bearings | IRD | LUB | Lurbicate main motor bearings | Lack of Lubrication |  |  | 90 |  |  |  | LUBE-IT |  | UTILITIES
1L - Lubricate | 5050050B | AIR COMPRESSOR 2 | 505-0050-COM-002-00 | 5050050AA | AIR COMPRESSOR 1 MOTOR | 505-0050-COM-001-M1 | Ball bearings | IRD | LUB | Lurbicate main motor bearings | Lack of Lubrication |  |  | 90 |  |  |  | LUBE-IT |  | UTILITIES
1L - Lubricate | 5050050C | AIR COMPRESSOR 3 | 505-0050-COM-003-00 | 5050050CA | AIR COMPRESSOR 3 MOTOR | 505-0050-COM-003-M1 | Ball bearings | IRD | LUB | Lurbicate main motor bearings | Lack of Lubrication |  |  | 90 |  |  |  | LUBE-IT |  | UTILITIES
1L - Lubricate | 5050050A | AIR COMPRESSOR 1 | 505-0050-COM-001-00 | 5050050AB | AIR COMPRESSOR 1 LUBRICATION SYSTEM |  | Oil Reservoir | IRD | LUB | Perform Oil Sampling for analysis | Contaminated |  |  | 90 |  |  |  | LUBE-IT |  | UTILITIES
1L - Lubricate | 5050050B | AIR COMPRESSOR 2 | 505-0050-COM-002-00 | 5050050BB | AIR COMPRESSOR 2 LUBRICATION SYSTEM | 505-0050-COM-002-M2 | Oil Reservoir | IRD | LUB | Perform Oil Sampling for analysis | Contaminated |  |  | 90 |  |  |  | LUBE-IT |  | UTILITIES
1L - Lubricate | 5050050C | AIR COMPRESSOR 3 | 505-0050-COM-003-00 | 5050050CB | AIR COMPRESSOR 3 LUBRICATION SYSTEM | 505-0050-COM-003-M2 | Oil Reservoir | IRD | LUB | Perform Oil Sampling for analysis | Contaminated |  |  | 90 |  |  |  | LUBE-IT |  | UTILITIES
1L - Lubricate | 5050045AH | SCREW PRESS 1 | 505-0045-FIL-002-00 | 5050045AHA | SCREW PRESS 1 MOTOR | 505-0045-FIL-002-M1 | Gearbox AD cover | DD | LUB | Renew the anti-friction bearing grease | Contaminated |  |  | 1040 |  |  |  | LUBE-IT |  | UTILITIES
1L - Lubricate | 5050045AH | SCREW PRESS 1 | 505-0045-FIL-002-00 | 5050045AHA | SCREW PRESS 1 MOTOR | 505-0045-FIL-002-M1 | Gearbox adapter | DD | LUB | Renew the anti-friction bearing grease | Contaminated |  |  | 1040 |  |  |  | LUBE-IT |  | UTILITIES
1L - Lubricate | 5050045AI | SCREW PRESS 2 | 505-0045-FIL-004-00 | 5050045AIA | SCREW PRESS 2 MOTOR | 505-0045-FIL-004-M1 | Gearbox AD cover | DD | LUB | Renew the anti-friction bearing grease | Contaminated |  |  | 1040 |  |  |  | LUBE-IT |  | UTILITIES
1L - Lubricate | 5050045AI | SCREW PRESS 2 | 505-0045-FIL-004-00 | 5050045AIA | SCREW PRESS 2 MOTOR | 505-0045-FIL-004-M1 | Gearbox adapter | DD | LUB | Renew the anti-friction bearing grease | Contaminated |  |  | 1040 |  |  |  | LUBE-IT |  | UTILITIES
1L - Lubricate | 5050045AA | FLOCCULATION TANK 1 | 505-0045-TAN-002-00 | 5050045AAA | FLOCCULATION TANK 1 AGITATOR | 505-0045-AGT-002-00 | Gearbox | DD | LUB | Renew the anti-friction bearing grease | Contaminated |  |  | 1040 |  |  |  | LUBE-IT |  | UTILITIES
1L - Lubricate | 5050045AB | FLOCCULATION TANK 2 | 505-0045-TAN-003-00 | 5050045ABA | FLOCCULATION TANK 2 AGITATOR | 505-0045-AGT-003-00 | Gearbox | DD | LUB | Renew the anti-friction bearing grease | Contaminated |  |  | 1040 |  |  |  | LUBE-IT |  | UTILITIES
1L - Lubricate | 5050045AB | FLOCCULATION TANK 2 | 505-0045-TAN-003-00 | 5050045ABA | FLOCCULATION TANK 2 AGITATOR | 505-0045-AGT-003-00 | Gearbox | DD | LUB | Renew the anti-friction bearing grease | Contaminated |  |  | 1095/1825 |  |  |  | LUBE-IT | Frequency must be confirmed by Lube technician depending on type of oil. | UTILITIES
1L - Lubricate | 5050045AF | PRE THICKENER 1 | 505-0045-FIL-001-00 |  |  |  | Gearbox adapter | DD | LUB | Renew the anti-friction bearing grease | Contaminated |  |  | 1040 |  |  |  | LUBE-IT |  | UTILITIES
1L - Lubricate | 5050045AG | PRE THICKENER 2 | 505-0045-FIL-003-00 |  |  |  | Gearbox | DD | LUB | Renew the anti-friction bearing grease | Contaminated |  |  | 1095/1825 |  |  |  | LUBE-IT | Frequency must be confirmed by Lube technician depending on type of oil. | UTILITIES
1L - Lubricate | 5050045AG | PRE THICKENER 2 | 505-0045-FIL-003-00 |  |  |  | Gearbox adapter | DD | LUB | Renew the anti-friction bearing grease | Contaminated |  |  | 1040 |  |  |  | LUBE-IT |  | UTILITIES
1L - Lubricate | 5050045AA | FLOCCULATION TANK 1 | 505-0045-TAN-002-00 | 5050045AAA | FLOCCULATION TANK 1 AGITATOR | 505-0045-AGT-002-00 | Gearbox | DD | LUB | Replace anti-friction bearing grease | Contaminated |  |  | 1095/1825 |  |  |  | LUBE-IT | Frequency must be confirmed by Lube technician depending on type of oil. | UTILITIES
1L - Lubricate | 5050045AF | PRE THICKENER 1 | 505-0045-FIL-001-00 |  |  |  | Gearbox | DD | LUB | Replace anti-friction bearing grease | Contaminated |  |  | 1095/1825 |  |  |  | LUBE-IT | Frequency must be confirmed by Lube technician depending on type of oil. | UTILITIES
1L - Lubricate | 5050045AA | FLOCCULATION TANK 1 | 505-0045-TAN-002-00 | 5050045AAA | FLOCCULATION TANK 1 AGITATOR | 505-0045-AGT-002-00 | Gearbox adapter | DD | LUB | Replace oil seal (do not install it in the same track) | Leak |  |  | 1040 |  |  |  | LUBE-IT |  | UTILITIES
1L - Lubricate | 5050045AB | FLOCCULATION TANK 2 | 505-0045-TAN-003-00 | 5050045ABA | FLOCCULATION TANK 2 AGITATOR | 505-0045-AGT-003-00 | Gearbox adapter | DD | LUB | Replace oil seal (do not install it in the same track) | Leak |  |  | 1040 |  |  |  | LUBE-IT |  | UTILITIES
1L - Lubricate | 5050045AF | PRE THICKENER 1 | 505-0045-FIL-001-00 |  |  |  | Gearbox adapter | DD | LUB | Replace oil seal (do not install it in the same track) | Leak |  |  | 1040 |  |  |  | LUBE-IT |  | UTILITIES
1L - Lubricate | 5050045AG | PRE THICKENER 2 | 505-0045-FIL-003-00 |  |  |  | Gearbox adapter | DD | LUB | Replace oil seal (do not install it in the same track) | Leak |  |  | 1040 |  |  |  | LUBE-IT |  | UTILITIES
1L - Lubricate | 5050050A | AIR COMPRESSOR 1 | 505-0050-COM-001-00 |  |  |  | Main oil reservoir | DD | LUB | Replace oil. Inspect tank and clean if required | Contaminated |  |  | 730 |  |  |  | LUBE-IT |  | UTILITIES
1L - Lubricate | 5050050B | AIR COMPRESSOR 2 | 505-0050-COM-002-00 |  |  |  | Main oil reservoir | DD | LUB | Replace oil. Inspect tank and clean if required | Contaminated |  |  | 730 |  |  |  | LUBE-IT |  | UTILITIES
1L - Lubricate | 5050050C | AIR COMPRESSOR 3 | 505-0050-COM-003-00 |  |  |  | Main oil reservoir | DD | LUB | Replace oil. Inspect tank and clean if required | Contaminated |  |  | 730 |  |  |  | LUBE-IT |  | UTILITIES
1L - Lubricate | 5050045AH | SCREW PRESS 1 | 505-0045-FIL-002-00 | 5050045AHA | SCREW PRESS 1 MOTOR | 505-0045-FIL-002-M1 | Primary Gearbox | DD | LUB | Replace rolling bearing grease | Contaminated |  |  | 1095/1825 |  |  |  | LUBE-IT | Frequency must be confirmed by Lube technician depending on type of oil. | UTILITIES
1L - Lubricate | 5050045AI | SCREW PRESS 2 | 505-0045-FIL-004-00 | 5050045AIA | SCREW PRESS 2 MOTOR | 505-0045-FIL-004-M1 | Primary Gearbox | DD | LUB | Replace rolling bearing grease | Contaminated |  |  | 1095/1825 |  |  |  | LUBE-IT | Frequency must be confirmed by Lube technician depending on type of oil. | UTILITIES
1L - Lubricate | 5050045AH | SCREW PRESS 1 | 505-0045-FIL-002-00 | 5050045AHA | SCREW PRESS 1 MOTOR | 505-0045-FIL-002-M1 | Gearbox AD cover | DD | MEC | Replace the oil seal | Leak |  |  | 1040 |  |  |  | LUBE-IT |  | UTILITIES
1L - Lubricate | 5050045AH | SCREW PRESS 1 | 505-0045-FIL-002-00 | 5050045AHA | SCREW PRESS 1 MOTOR | 505-0045-FIL-002-M1 | Gearbox adapter | DD | MEC | Replace the oil seal | Leak |  |  | 1040 |  |  |  | LUBE-IT |  | UTILITIES
1L - Lubricate | 5050045AH | SCREW PRESS 1 | 505-0045-FIL-002-00 | 5050045AHA | SCREW PRESS 1 MOTOR | 505-0045-FIL-002-M1 | Primary Gearbox | DD | MEC | Replace the oil seal | Leak |  |  | 1095/1825 |  |  |  | LUBE-IT | Frequency must be confirmed by Lube technician depending on type of oil. | UTILITIES
1L - Lubricate | 5050045AI | SCREW PRESS 2 | 505-0045-FIL-004-00 | 5050045AIA | SCREW PRESS 2 MOTOR | 505-0045-FIL-004-M1 | Gearbox AD cover | DD | MEC | Replace the oil seal | Leak |  |  | 1040 |  |  |  | LUBE-IT |  | UTILITIES
1L - Lubricate | 5050045AI | SCREW PRESS 2 | 505-0045-FIL-004-00 | 5050045AIA | SCREW PRESS 2 MOTOR | 505-0045-FIL-004-M1 | Gearbox adapter | DD | MEC | Replace the oil seal | Leak |  |  | 1040 |  |  |  | LUBE-IT |  | UTILITIES
1L - Lubricate | 5050045AI | SCREW PRESS 2 | 505-0045-FIL-004-00 | 5050045AIA | SCREW PRESS 2 MOTOR | 505-0045-FIL-004-M1 | Primary Gearbox | DD | MEC | Replace the oil seal | Leak |  |  | 1095/1825 |  |  |  | LUBE-IT | Frequency must be confirmed by Lube technician depending on type of oil. | UTILITIES
1L - Lubricate | 5050045AA | FLOCCULATION TANK 1 | 505-0045-TAN-002-00 | 5050045AAA | FLOCCULATION TANK 1 AGITATOR | 505-0045-AGT-002-00 | Gearbox | DD | MEC | Replace the oil seal | Leak |  |  | 1095/1825 |  |  |  | LUBE-IT | Frequency must be confirmed by Lube technician depending on type of oil. | UTILITIES
1L - Lubricate | 5050045AB | FLOCCULATION TANK 2 | 505-0045-TAN-003-00 | 5050045ABA | FLOCCULATION TANK 2 AGITATOR | 505-0045-AGT-003-00 | Gearbox | DD | MEC | Replace the oil seal | Leak |  |  | 1095/1825 |  |  |  | LUBE-IT | Frequency must be confirmed by Lube technician depending on type of oil. | UTILITIES
1L - Lubricate | 5050045AF | PRE THICKENER 1 | 505-0045-FIL-001-00 |  |  |  | Gearbox | DD | MEC | Replace the oil seal | Leak |  |  | 1095/1825 |  |  |  | LUBE-IT | Frequency must be confirmed by Lube technician depending on type of oil. | UTILITIES
1L - Lubricate | 5050045AG | PRE THICKENER 2 | 505-0045-FIL-003-00 |  |  |  | Gearbox | DD | MEC | Replace the oil seal | Leak |  |  | 1095/1825 |  |  |  | LUBE-IT | Frequency must be confirmed by Lube technician depending on type of oil. | UTILITIES
1L - Lubricate | 5050045BDEA | ETP DAF 1 RECIRCULATION PUMP | 505-0045-PUM-006-00 |  |  |  | Sight Glass | IRD | OPE | Verify oil level. Add oil if required |  |  |  | 7 |  |  |  | LUBE-IT |  | UTILITIES
1L - Lubricate | 010082827 | LINE 1 BALER | 010-0828-BAL-001-00 |  |  |  | Oil tank | DD | LUB | Change oil | Contaminated |  |  | 90 |  |  |  | LUBE-IT |  | BROKE AND CORE
1L - Lubricate | 010082827 | LINE 1 BALER | 010-0828-BAL-001-00 | 010082827A | LINE 1 BALER MOTOR 1 | 010-0828-BAL-001-M1 | Bearings | IRD | LUB | Lubricate bearing with grease | Lack of Lubrication |  |  | 90 |  |  |  | LUBE-IT | This task is not applicable for totally enclosed motors | BROKE AND CORE
1L - Lubricate | 010082827 | LINE 1 BALER | 010-0828-BAL-001-00 | 010082827B | LINE 1 BALER AUTO TY SYSTEM |  | Insterter chain | DD | MEC | Lubricate chain |  |  |  | 30 |  |  |  | JDE |  | BROKE AND CORE
1L - Lubricate | 010082827 | LINE 1 BALER | 010-0828-BAL-001-00 | 010082827B | LINE 1 BALER AUTO TY SYSTEM |  | Twister chain | DD | MEC | Lubricate chain |  |  |  | 30 |  |  |  | JDE |  | BROKE AND CORE
1L - Lubricate | 010082827 | LINE 1 BALER | 010-0828-BAL-001-00 | 010082827B | LINE 1 BALER AUTO TY SYSTEM |  | Bearings | IRD | LUB | Lubricate bearings |  |  |  | 30 |  |  |  | LUBE-IT |  | BROKE AND CORE
1L - Lubricate | 010082828 | LINE 2 BALER | 010-0828-BAL-002-00 | 010082828B | LINE 2 BALER AUTO TY SYSTEM |  | Insterter chain | DD | MEC | Lubricate chain |  |  |  | 30 |  |  |  | JDE |  | BROKE AND CORE
1L - Lubricate | 010082828 | LINE 2 BALER | 010-0828-BAL-002-00 | 010082828B | LINE 2 BALER AUTO TY SYSTEM |  | Twister chain | DD | MEC | Lubricate chain |  |  |  | 30 |  |  |  | JDE |  | BROKE AND CORE
1L - Lubricate | 010082828 | LINE 2 BALER | 010-0828-BAL-002-00 | 010082828B | LINE 2 BALER AUTO TY SYSTEM |  | Bearings | IRD | LUB | Lubricate bearings |  |  |  | 30 |  |  |  | LUBE-IT |  | BROKE AND CORE
1L - Lubricate | 010082828 | LINE 2 BALER | 010-0828-BAL-002-00 |  |  |  | Oil tank | DD | LUB | Change oil | Contaminated |  |  | 90 |  |  |  | LUBE-IT |  | BROKE AND CORE
1L - Lubricate | 010082828 | LINE 2 BALER | 010-0828-BAL-002-00 | 010082828A | LINE 2 BALER MOTOR 1 | 010-0828-BAL-002-M1 | Bearings | IRD | LUB | Lubricate bearing with grease | Lack of Lubrication |  |  | 90 |  |  |  | LUBE-IT | This task is not applicable for totally enclosed motors | BROKE AND CORE
1L - Lubricate | All Sulzer Pumps | [5 empty] | Pump | DOWN | LUB | Change Oil | Contamination |  |  | 365 |  |  |  | LUBE-IT | This frequency is applicable to 150 Deg F. Every 20 Deg F rise in the surface temperature shortens the lub interval in half | SULZER PUMPS
1L - Lubricate | Sludge Pumps | [5 empty] | Bearings | DOWN | LUB | Regrease Pump bearings |  |  |  | 365 |  |  |  | LUBE-IT | This frequency is applicable to 131 Deg F. Every 60 Deg F rise in the surface temperature shortens the lub interval in half | SULZER PUMPS
1L - Lubricate | Sludge Pumps | [5 empty] | Gearbox | DOWN | LUB | Regrease gearbox bearings |  |  |  | TBD |  | As recommended by MFR |  | LUBE-IT | No information on the gearboxes is provided | SULZER PUMPS
1L - Lubricate | ZPP Type Pumps | [5 empty] | Bearings | DOWN | LUB | Regrease Pump bearings |  |  |  | 60 |  |  |  | LUBE-IT | This frequency is applicable to 131 Deg F. Every 60 Deg F rise in the surface temperature shortens the lub interval in half | SULZER PUMPS
1L - Lubricate | ZPP Type Pumps | [5 empty] | Gear Coupling | DOWN | LUB | Regrease coupling |  |  |  | 1095 |  |  |  | LUBE-IT | This frequency is applicable if Long Term Grease (Special FALK Coupling grease) is used. Otherwise, frequency is reduced to 6 months | SULZER PUMPS
1L - Lubricate | 0100828V | CORE CLEANING SYSTEM | 010-0828-RHS-003-00 | 0100828SA | ROLL CUTTING DEVICE |  | Middle leg left Chain. | DD | LUB | Clean and re-lubricate chain | Dirty | Lack of Lubrication |  | 180 |  |  |  | LUBE-IT |  | BROKE AND CORE
1L - Lubricate | 0100828V | CORE CLEANING SYSTEM | 010-0828-RHS-003-00 | 0100828SA | ROLL CUTTING DEVICE |  | Middle leg right chain | DD | LUB | Clean and re-lubricate chain | Dirty | Lack of Lubrication |  | 180 |  |  |  | LUBE-IT |  | BROKE AND CORE
1L - Lubricate | 0100828V | CORE CLEANING SYSTEM | 010-0828-RHS-003-00 | 0100828SA | ROLL CUTTING DEVICE |  | Roll cutter Arm chain | DD | LUB | Clean and re-lubricate chain | Dirty | Lack of Lubrication |  | 180 |  |  |  | LUBE-IT |  | BROKE AND CORE
1L - Lubricate | 0100828V | CORE CLEANING SYSTEM | 010-0828-RHS-003-00 | 0100828SA | ROLL CUTTING DEVICE |  | Roll cutter leg Chain | DD | LUB | Clean and re-lubricate chain | Dirty | Lack of Lubrication |  | 180 |  |  |  | LUBE-IT |  | BROKE AND CORE
1L - Lubricate | 0100828V | CORE CLEANING SYSTEM | 010-0828-RHS-003-00 | 0100828SA | ROLL CUTTING DEVICE |  | Drive unit arms Gearboxes. | DD | LUB | Drain and change oil | Contaminated |  |  | 730 |  | 2 Gearboxes |  | LUBE-IT |  | BROKE AND CORE
1L - Lubricate | 0100828V | CORE CLEANING SYSTEM | 010-0828-RHS-003-00 | 0100828SA | ROLL CUTTING DEVICE |  | Center Unit Gearboxes | DD | LUB | Drain and change oil | Contaminated |  |  | 730 |  | 2 Gearboxes |  | LUBE-IT |  | BROKE AND CORE
1L - Lubricate | 0100828V | CORE CLEANING SYSTEM | 010-0828-RHS-003-00 | 0100828SA | ROLL CUTTING DEVICE |  | Knife rotation Gearbox | DD | LUB | Drain and change oil | Contaminated |  |  | 730 |  |  |  | LUBE-IT |  | BROKE AND CORE
1L - Lubricate | 0100828V | CORE CLEANING SYSTEM | 010-0828-RHS-003-00 | 0100828SA | ROLL CUTTING DEVICE |  | Knife girder Gearbox | DD | LUB | Drain and change oil | Contaminated |  |  | 730 |  |  |  | LUBE-IT |  | BROKE AND CORE
1L - Lubricate | 0100828V | CORE CLEANING SYSTEM | 010-0828-RHS-003-00 | 0100828SA | ROLL CUTTING DEVICE |  | Knife beam Gearbox | DD | LUB | Drain and change oil | Contaminated |  |  | 730 |  |  |  | LUBE-IT |  | BROKE AND CORE
1L - Lubricate | 0100828V | CORE CLEANING SYSTEM | 010-0828-RHS-003-00 | 0100828TB | TRAVERSING CARRIAGE |  | Upper beam gearboxes | DD | LUB | Drain and change oil | Contaminated |  |  | 730 |  | 2 Gearboxes |  | LUBE-IT |  | BROKE AND CORE
1L - Lubricate | 0100828V | CORE CLEANING SYSTEM | 010-0828-RHS-003-00 | 0100828TB | TRAVERSING CARRIAGE |  | Traversing girder gearbox | DD | LUB | Drain and change oil | Contaminated |  |  | 730 |  |  |  | LUBE-IT |  | BROKE AND CORE
1L - Lubricate | 0100828V | CORE CLEANING SYSTEM | 010-0828-RHS-003-00 | 0100828UC | CORE CLEANING STATION |  | Conveyor Gearbox | DD | LUB | Drain and change oil | Contaminated |  |  | 730 |  |  |  | LUBE-IT |  | BROKE AND CORE
1L - Lubricate | 0100828V | CORE CLEANING SYSTEM | 010-0828-RHS-003-00 | 0100828UC | CORE CLEANING STATION |  | Gripping arm gearboxes | DD | LUB | Drain and change oil | Contaminated |  |  | 730 |  | 2 Gearboxes |  | LUBE-IT |  | BROKE AND CORE
1L - Lubricate | 0100828H | BIN TIPPER DISCHARGE CONVEYOR | 010-0828-CON-001-00 |  |  |  | Motor | DD | LUB | Change oil |  |  |  | 180 |  |  |  | LUBE-IT |  | BROKE AND CORE
1L - Lubricate | 0100828J | TIPPER AND GUILLOTINE HYDRAULIC POWER UNIT | 010-0828-HYD-001-00 |  |  |  | Hydraulic Pump | DD | LUB | Change oil |  |  |  | 365 |  |  |  | LUBE-IT |  | BROKE AND CORE
1L - Lubricate | 0100828J | TIPPER AND GUILLOTINE HYDRAULIC POWER UNIT | 010-0828-HYD-001-00 |  |  |  | Hydraulic Tank | DD | LUB | Change oil |  |  |  | 365 |  |  |  | LUBE-IT |  | BROKE AND CORE
1L - Lubricate | 0100828R | SPENT AND CULL ROLL LIFT TABLES HYDRAULIC POWER UNIT | 010-0828-HYD-002-00 |  |  |  | Hydraulic Pump | DD | LUB | Change oil |  |  |  | 365 |  |  |  | LUBE-IT |  | BROKE AND CORE
1L - Lubricate | 0100828R | SPENT AND CULL ROLL LIFT TABLES HYDRAULIC POWER UNIT | 010-0828-HYD-002-00 |  |  |  | Hydraulic Tank | DD | LUB | Change oil |  |  |  | 365 |  |  |  | LUBE-IT |  | BROKE AND CORE
1L - Lubricate | 010082842 | CORE ASRS GANTRY CRANE ASSY | 010-0828-HC-001-00 |  |  |  | Motors | IRD | LUB | Change oil |  |  |  | 180 |  |  |  | LUBE-IT |  | BROKE AND CORE
1L - Lubricate | 010082832A | PULPER FEED BATCH CONVEYOR MOTOR | 010-0828-CON-017-M1 |  |  |  | Motor | DD | LUB | Change oil |  |  |  | 180 |  |  |  | LUBE-IT |  | BROKE AND CORE
1L - Lubricate | 0100828H | BIN TIPPER DISCHARGE CONVEYOR | 010-0828-CON-001-00 |  |  |  | Gearbox | DD | LUB | Drain, flush, and replenish lubricant. | Lack of Lubrication |  |  | 730/1460 |  |  |  | LUBE-IT |  | BROKE AND CORE
1L - Lubricate | 0100828L | SPENT ROLL CONVEYOR 1 | 010-0828-CON-002-00 |  |  |  | Gearbox | DD | LUB | Drain, flush, and replenish lubricant. | Lack of Lubrication |  |  | 180 |  |  |  | LUBE-IT |  | BROKE AND CORE
1L - Lubricate | 0100828M | SPENT ROLL CONVEYOR 2 | 010-0828-CON-003-00 |  |  |  | Gearbox | DD | LUB | Drain, flush, and replenish lubricant. | Lack of Lubrication |  |  | 180 |  |  |  | LUBE-IT |  | BROKE AND CORE
1L - Lubricate | 0100828N | SPENT ROLL CONVEYOR 3 | 010-0828-CON-004-00 |  |  |  | Gearbox | DD | LUB | Drain, flush, and replenish lubricant. | Lack of Lubrication |  |  | 180 |  |  |  | LUBE-IT |  | BROKE AND CORE
1L - Lubricate | 0100828O | SPENT ROLL CONVEYOR 4 | 010-0828-CON-005-00 |  |  |  | Gearbox | DD | LUB | Drain, flush, and replenish lubricant. | Lack of Lubrication |  |  | 180 |  |  |  | LUBE-IT |  | BROKE AND CORE
1L - Lubricate | 0100828P | SPENT ROLL CONVEYOR 5 | 010-0828-CON-006-00 |  |  |  | Gearbox | DD | LUB | Drain, flush, and replenish lubricant. | Lack of Lubrication |  |  | 180 |  |  |  | LUBE-IT |  | BROKE AND CORE
1L - Lubricate | 0100828T | LINE 1 BALER FEED CONVEYOR | 010-0828-CON-008-00 |  |  |  | Gearbox | DD | LUB | Drain, flush, and replenish lubricant. | Lack of Lubrication |  |  | 730/1460 |  |  |  | LUBE-IT |  | BROKE AND CORE
1L - Lubricate | 0100828U | LINE 2 BALER FEED CONVEYOR | 010-0828-CON-009-00 |  |  |  | Gearbox | DD | LUB | Drain, flush, and replenish lubricant. | Lack of Lubrication |  |  | 730/1460 |  |  |  | LUBE-IT |  | BROKE AND CORE
1L - Lubricate | 0100828W | CORE TRANSFER CONVEYOR 1 | 010-0828-CON-010-00 |  |  |  | Gearbox | DD | LUB | Drain, flush, and replenish lubricant. | Lack of Lubrication |  |  | 180 |  |  |  | LUBE-IT |  | BROKE AND CORE
1L - Lubricate | 0100828X | CORE TRANSFER CONVEYOR 2 | 010-0828-CON-011-00 |  |  |  | Gearbox | DD | LUB | Drain, flush, and replenish lubricant. | Lack of Lubrication |  |  | 180 |  |  |  | LUBE-IT |  | BROKE AND CORE
1L - Lubricate | 0100828Y | CORE TRANSFER CONVEYOR 3 | 010-0828-CON-012-00 |  |  |  | Gearbox | DD | LUB | Drain, flush, and replenish lubricant. | Lack of Lubrication |  |  | 180 |  |  |  | LUBE-IT |  | BROKE AND CORE
1L - Lubricate | 0100828Z | CORE TRANSFER CONVEYOR 4 | 010-0828-CON-013-00 |  |  |  | Gearbox | DD | LUB | Drain, flush, and replenish lubricant. | Lack of Lubrication |  |  | 180 |  |  |  | LUBE-IT |  | BROKE AND CORE
1L - Lubricate | 010082838 | CORE ASRS DISCHARGE CONVEYOR 1 | 010-0828-CON-019-00 |  |  |  | Gearbox | DD | LUB | Drain, flush, and replenish lubricant. | Lack of Lubrication |  |  | 180 |  |  |  | LUBE-IT |  | BROKE AND CORE
1L - Lubricate | 010082839 | CORE HOLDING CONVEYOR | 010-0828-CON-020-00 |  |  |  | Gearbox | DD | LUB | Drain, flush, and replenish lubricant. | Lack of Lubrication |  |  | 180 |  |  |  | LUBE-IT |  | BROKE AND CORE
1L - Lubricate | 010082842 | CORE ASRS GANTRY CRANE ASSY | 010-0828-HC-001-00 |  |  |  | Gearboxes | DD | LUB | Drain, flush, and replenish lubricant. | Lack of Lubrication |  |  | 365 |  |  |  | LUBE-IT |  | BROKE AND CORE
1L - Lubricate | 010082836 | WIRE COILER | 010-0828-BAL-003-00 |  |  |  | Gearbox | DD | LUB | Drain, flush, and replenish lubricant. | Lack of Lubrication |  |  | 365 |  |  |  | LUBE-IT |  | BROKE AND CORE
1L - Lubricate | 010082832 | PULPER FEED BATCH CONVEYOR | 010-0828-CON-017-00 |  |  |  | Gearbox | DD | LUB | Drain, flush, and replenish lubricant. | Lack of Lubrication |  |  | 365 |  |  |  | LUBE-IT |  | BROKE AND CORE
1L - Lubricate | 010082846 | CORE TABLE FEED SYSTEM | 010-0828-ACT-002-00 |  |  |  | Gearbox | DD | LUB | Drain, flush, and replenish lubricant. | Lack of Lubrication |  |  | 365 |  |  |  | LUBE-IT |  | BROKE AND CORE
1L - Lubricate | 010082840 | CORE ASRS DISCHARGE CONVEYOR 2 | 010-0828-CON-021-00 |  |  |  | Gearbox | DD | LUB | Drain, flush, and replenish lubricant. | Lack of Lubrication |  |  | 180 |  |  |  | LUBE-IT |  | BROKE AND CORE
1L - Lubricate | 010082842 | CORE ASRS GANTRY CRANE ASSY | 010-0828-HC-001-00 |  |  |  | Drive roller chain | DD | LUB | Lightly lubricate Drive roller chain | Lack of Lubrication |  |  | 30 |  |  |  | LUBE-IT |  | BROKE AND CORE
1L - Lubricate | 010082836 | WIRE COILER | 010-0828-BAL-003-00 |  |  |  | Drive roller chain | DD | LUB | Lightly lubricate drive roller chain | Lack of Lubrication |  |  | 30 |  |  |  | LUBE-IT |  | BROKE AND CORE
1L - Lubricate | 010082845 | MANUAL CORE INSPECTION SYSTEM | 010-0828-PID-002-00 |  |  |  | Drive roller chain | DD | LUB | Lightly lubricate drive roller chain | Lack of Lubrication |  |  | 30 |  |  |  | LUBE-IT |  | BROKE AND CORE
1L - Lubricate | 010082846 | CORE TABLE FEED SYSTEM | 010-0828-ACT-002-00 |  |  |  | Drive roller chain | DD | LUB | Lightly lubricate drive roller chain | Lack of Lubrication |  |  | 30 |  |  |  | LUBE-IT |  | BROKE AND CORE
1L - Lubricate | 0100828S | BALER FEED SHUTTLE CONVEYOR | 010-0828-CON-007-00 |  |  |  | Conveyor Belt hinge joint | IRD | LUB | Lubricate conveyor belt hinge joint | Lack of Lubrication |  |  | 30 |  |  |  | LUBE-IT |  | BROKE AND CORE
1L - Lubricate | 010082829 | LINE 1 BALER BYPASS SHUTTLE CONVEYOR | 010-0828-CON-014-00 |  |  |  | Conveyor Belt hinge joint | IRD | LUB | Lubricate conveyor belt hinge joint | Lack of Lubrication |  |  | 30 |  |  |  | LUBE-IT |  | BROKE AND CORE
1L - Lubricate | 010082830 | LINE 2 BALER BYPASS SHUTTLE CONVEYOR | 010-0828-CON-015-00 |  |  |  | Conveyor Belt hinge joint | IRD | LUB | Lubricate conveyor belt hinge joint | Lack of Lubrication |  |  | 30 |  |  |  | LUBE-IT |  | BROKE AND CORE
1L - Lubricate | 010082831 | PULPER FEED TRANSFER CONVEYOR | 010-0828-CON-016-00 |  |  |  | Conveyor Belt hinge joint | IRD | LUB | Lubricate conveyor belt hinge joint | Lack of Lubrication |  |  | 30 |  |  |  | LUBE-IT |  | BROKE AND CORE
1L - Lubricate | 010082833 | BROKE BALE FEED CONVEYOR | 010-0828-DWI-001-00 |  |  |  | Conveyor Belt hinge joint | IRD | LUB | Lubricate conveyor belt hinge joint | Lack of Lubrication |  |  | 30 |  |  |  | LUBE-IT |  | BROKE AND CORE
1L - Lubricate | 010082837 | CORE ASRS INFEED CONVEYOR | 010-0828-CON-018-00 |  |  |  | Conveyor Belt hinge joint | IRD | LUB | Lubricate conveyor belt hinge joint | Lack of Lubrication |  |  | 30 |  |  |  | LUBE-IT |  | BROKE AND CORE
1L - Lubricate | 0100828F | BIN TIPPER | 010-0828-ACT-001-00 |  |  |  | Head/Tail Shaft bearings | IRD | LUB | Lubricate bearings with grease | Lack of Lubrication |  |  | 90 |  |  |  | LUBE-IT |  | BROKE AND CORE
1L - Lubricate | 0100828F | BIN TIPPER | 010-0828-ACT-001-00 |  |  |  | Pivot bearings | IRD | LUB | Lubricate bearings with grease | Lack of Lubrication |  |  | 30 |  |  |  | LUBE-IT |  | BROKE AND CORE
1L - Lubricate | 0100828H | BIN TIPPER DISCHARGE CONVEYOR | 010-0828-CON-001-00 |  |  |  | Head/Tail Shaft bearings | IRD | LUB | Lubricate bearings with grease | Lack of Lubrication |  |  | 30 |  |  |  | LUBE-IT |  | BROKE AND CORE
1L - Lubricate | 0100828J | TIPPER AND GUILLOTINE HYDRAULIC POWER UNIT | 010-0828-HYD-001-00 |  |  |  | Motor Bearings | IRD | LUB | Lubricate bearings with grease | Lack of Lubrication |  |  | 90 |  |  |  | LUBE-IT |  | BROKE AND CORE
1L - Lubricate | 0100828K | SPENT ROLL RECEIVING TABLE | 010-0828-RHS-001-00 |  |  |  | Shaft bearings | IRD | LUB | Lubricate bearings with grease | Lack of Lubrication |  |  | 90 |  | Head shaft bearings ; take-up shaft bearings and drive shaft bearings |  | LUBE-IT |  | BROKE AND CORE
1L - Lubricate | 0100828L | SPENT ROLL CONVEYOR 1 | 010-0828-CON-002-00 |  |  |  | Head and tail shaft Bearings | IRD | LUB | Lubricate bearings with grease | Lack of Lubrication |  |  | 90 |  |  |  | LUBE-IT |  | BROKE AND CORE
1L - Lubricate | 0100828M | SPENT ROLL CONVEYOR 2 | 010-0828-CON-003-00 |  |  |  | Bearings | IRD | LUB | Lubricate bearings with grease | Lack of Lubrication |  |  | 90 |  |  |  | LUBE-IT |  | BROKE AND CORE
1L - Lubricate | 0100828N | SPENT ROLL CONVEYOR 3 | 010-0828-CON-004-00 |  |  |  | Bearings | IRD | LUB | Lubricate bearings with grease | Lack of Lubrication |  |  | 90 |  |  |  | LUBE-IT |  | BROKE AND CORE
1L - Lubricate | 0100828O | SPENT ROLL CONVEYOR 4 | 010-0828-CON-005-00 |  |  |  | Bearings | IRD | LUB | Lubricate bearings with grease | Lack of Lubrication |  |  | 90 |  |  |  | LUBE-IT |  | BROKE AND CORE
1L - Lubricate | 0100828P | SPENT ROLL CONVEYOR 5 | 010-0828-CON-006-00 |  |  |  | Bearings | IRD | LUB | Lubricate bearings with grease | Lack of Lubrication |  |  | 90 |  |  |  | LUBE-IT |  | BROKE AND CORE
1L - Lubricate | 0100828Q | CULL ROLL RECEIVING TABLE | 010-0828-RHS-002-00 |  |  |  | Rod bearings | DD | LUB | Lubricate bearings with grease | Lack of Lubrication |  |  | 90 |  |  |  | LUBE-IT |  | BROKE AND CORE
1L - Lubricate | 0100828R | SPENT AND CULL ROLL LIFT TABLES HYDRAULIC POWER UNIT | 010-0828-HYD-002-00 |  |  |  | Motor Bearings | IRD | LUB | Lubricate bearings with grease | Lack of Lubrication |  |  | 90 |  |  |  | LUBE-IT |  | BROKE AND CORE
1L - Lubricate | 0100828S | BALER FEED SHUTTLE CONVEYOR | 010-0828-CON-007-00 |  |  |  | Head/Tail Shaft bearings | IRD | LUB | Lubricate bearings with grease | Lack of Lubrication |  |  | 30 |  |  |  | LUBE-IT |  | BROKE AND CORE
1L - Lubricate | 010082829 | LINE 1 BALER BYPASS SHUTTLE CONVEYOR | 010-0828-CON-014-00 |  |  |  | Head/Tail Shaft bearings | IRD | LUB | Lubricate bearings with grease | Lack of Lubrication |  |  | 30 |  |  |  | LUBE-IT |  | BROKE AND CORE
1L - Lubricate | 010082830 | LINE 2 BALER BYPASS SHUTTLE CONVEYOR | 010-0828-CON-015-00 |  |  |  | Head/Tail Shaft bearings | IRD | LUB | Lubricate bearings with grease | Lack of Lubrication |  |  | 30 |  |  |  | LUBE-IT |  | BROKE AND CORE
1L - Lubricate | 010082831 | PULPER FEED TRANSFER CONVEYOR | 010-0828-CON-016-00 |  |  |  | Head/Tail Shaft bearings | IRD | LUB | Lubricate bearings with grease | Lack of Lubrication |  |  | 30 |  |  |  | LUBE-IT |  | BROKE AND CORE
1L - Lubricate | 010082833 | BROKE BALE FEED CONVEYOR | 010-0828-DWI-001-00 |  |  |  | Head/Tail Shaft bearings | IRD | LUB | Lubricate bearings with grease | Lack of Lubrication |  |  | 30 |  |  |  | LUBE-IT |  | BROKE AND CORE
1L - Lubricate | 0100828T | LINE 1 BALER FEED CONVEYOR | 010-0828-CON-008-00 |  |  |  | Head and tail shaft Bearings | IRD | LUB | Lubricate bearings with grease | Lack of Lubrication |  |  | 30 |  |  |  | LUBE-IT |  | BROKE AND CORE
1L - Lubricate | 0100828U | LINE 2 BALER FEED CONVEYOR | 010-0828-CON-009-00 |  |  |  | Head and tail shaft Bearings | IRD | LUB | Lubricate bearings with grease | Lack of Lubrication |  |  | 30 |  |  |  | LUBE-IT |  | BROKE AND CORE
1L - Lubricate | 0100828W | CORE TRANSFER CONVEYOR 1 | 010-0828-CON-010-00 |  |  |  | Head and tail shaft Bearings | IRD | LUB | Lubricate bearings with grease | Lack of Lubrication |  |  | 90 |  |  |  | LUBE-IT |  | BROKE AND CORE
1L - Lubricate | 0100828X | CORE TRANSFER CONVEYOR 2 | 010-0828-CON-011-00 |  |  |  | Bearings | IRD | LUB | Lubricate bearings with grease | Lack of Lubrication |  |  | 90 |  |  |  | LUBE-IT |  | BROKE AND CORE
1L - Lubricate | 0100828Y | CORE TRANSFER CONVEYOR 3 | 010-0828-CON-012-00 |  |  |  | Head and tail shaft Bearings | IRD | LUB | Lubricate bearings with grease | Lack of Lubrication |  |  | 90 |  |  |  | LUBE-IT |  | BROKE AND CORE
1L - Lubricate | 0100828Z | CORE TRANSFER CONVEYOR 4 | 010-0828-CON-013-00 |  |  |  | Bearings | IRD | LUB | Lubricate bearings with grease | Lack of Lubrication |  |  | 90 |  |  |  | LUBE-IT |  | BROKE AND CORE
1L - Lubricate | 010082837 | CORE ASRS INFEED CONVEYOR | 010-0828-CON-018-00 |  |  |  | Head/Tail Shaft bearings | IRD | LUB | Lubricate bearings with grease | Lack of Lubrication |  |  | 30 |  |  |  | LUBE-IT |  | BROKE AND CORE
1L - Lubricate | 010082838 | CORE ASRS DISCHARGE CONVEYOR 1 | 010-0828-CON-019-00 |  |  |  | Head and tail shaft Bearings | IRD | LUB | Lubricate bearings with grease | Lack of Lubrication |  |  | 90 |  |  |  | LUBE-IT |  | BROKE AND CORE
1L - Lubricate | 010082839 | CORE HOLDING CONVEYOR | 010-0828-CON-020-00 |  |  |  | Head and tail shaft Bearings | IRD | LUB | Lubricate bearings with grease | Lack of Lubrication |  |  | 90 |  |  |  | LUBE-IT |  | BROKE AND CORE
1L - Lubricate | 010082842 | CORE ASRS GANTRY CRANE ASSY | 010-0828-HC-001-00 |  |  |  | Bearings | IRD | LUB | Lubricate bearings with grease | Lack of Lubrication |  |  | 30 |  |  |  | LUBE-IT |  | BROKE AND CORE
1L - Lubricate | 010082836 | WIRE COILER | 010-0828-BAL-003-00 |  |  |  | Bearings | IRD | LUB | Lubricate bearings with grease | Lack of Lubrication |  |  | 30 |  |  |  | LUBE-IT |  | BROKE AND CORE
1L - Lubricate | 010082832 | PULPER FEED BATCH CONVEYOR | 010-0828-CON-017-00 |  |  |  | Head and tail shaft Bearings | IRD | LUB | Lubricate bearings with grease | Lack of Lubrication |  |  | 30 |  |  |  | LUBE-IT |  | BROKE AND CORE
1L - Lubricate | 010082845 | MANUAL CORE INSPECTION SYSTEM | 010-0828-PID-002-00 |  |  |  | Bearings | IRD | LUB | Lubricate bearings with grease | Lack of Lubrication |  |  | 30 |  |  |  | LUBE-IT |  | BROKE AND CORE
1L - Lubricate | 010082846 | CORE TABLE FEED SYSTEM | 010-0828-ACT-002-00 |  |  |  | Bearings | IRD | LUB | Lubricate bearings with grease | Lack of Lubrication |  |  | 30 |  |  |  | LUBE-IT |  | BROKE AND CORE
1L - Lubricate | 010082840 | CORE ASRS DISCHARGE CONVEYOR 2 | 010-0828-CON-021-00 |  |  |  | Head and tail shaft Bearings | IRD | LUB | Lubricate bearings with grease | Lack of Lubrication |  |  | 90 |  |  |  | LUBE-IT |  | BROKE AND CORE
1L - Lubricate | 010082836 | WIRE COILER | 010-0828-BAL-003-00 |  |  |  | Chain | IRD | LUB | Lubricate chain | Lack of Lubrication |  |  | 90 |  |  |  | LUBE-IT |  | BROKE AND CORE
1L - Lubricate | 010082846 | CORE TABLE FEED SYSTEM | 010-0828-ACT-002-00 |  |  |  | Chain | IRD | LUB | Lubricate chain | Lack of Lubrication |  |  | 90 |  |  |  | LUBE-IT |  | BROKE AND CORE
1L - Lubricate | 0100828W | CORE TRANSFER CONVEYOR 1 | 010-0828-CON-010-00 |  |  |  | Motor | DD | LUB | Lubricate motors with 15-20 drops of Oil | Lack of Lubrication |  |  | 365 |  |  |  | LUBE-IT |  | BROKE AND CORE
1L - Lubricate | 0100828H | BIN TIPPER DISCHARGE CONVEYOR | 010-0828-CON-001-00 |  |  |  | Floating tail sprocket | DD | LUB | Lubricate the floating tail sprocket with grease. | Lack of Lubrication |  |  | 90 |  |  |  | LUBE-IT |  | BROKE AND CORE
1L - Lubricate | 0100828S | BALER FEED SHUTTLE CONVEYOR | 010-0828-CON-007-00 |  |  |  | Floating tail sprocket | IRD | LUB | Lubricate the floating tail sprocket with grease. | Lack of Lubrication |  |  | 90 |  |  |  | LUBE-IT |  | BROKE AND CORE
1L - Lubricate | 010082829 | LINE 1 BALER BYPASS SHUTTLE CONVEYOR | 010-0828-CON-014-00 |  |  |  | Floating tail sprocket | IRD | LUB | Lubricate the floating tail sprocket with grease. | Lack of Lubrication |  |  | 90 |  |  |  | LUBE-IT |  | BROKE AND CORE
1L - Lubricate | 010082830 | LINE 2 BALER BYPASS SHUTTLE CONVEYOR | 010-0828-CON-015-00 |  |  |  | Floating tail sprocket | IRD | LUB | Lubricate the floating tail sprocket with grease. | Lack of Lubrication |  |  | 90 |  |  |  | LUBE-IT |  | BROKE AND CORE
1L - Lubricate | 010082831 | PULPER FEED TRANSFER CONVEYOR | 010-0828-CON-016-00 |  |  |  | Floating tail sprocket | IRD | LUB | Lubricate the floating tail sprocket with grease. | Lack of Lubrication |  |  | 90 |  |  |  | LUBE-IT |  | BROKE AND CORE
1L - Lubricate | 010082833 | BROKE BALE FEED CONVEYOR | 010-0828-DWI-001-00 |  |  |  | Floating tail sprocket | IRD | LUB | Lubricate the floating tail sprocket with grease. | Lack of Lubrication |  |  | 90 |  |  |  | LUBE-IT |  | BROKE AND CORE
1L - Lubricate | 0100828T | LINE 1 BALER FEED CONVEYOR | 010-0828-CON-008-00 |  |  |  | Floating tail sprocket | DD | LUB | Lubricate the floating tail sprocket with grease. | Lack of Lubrication |  |  | 90 |  |  |  | LUBE-IT |  | BROKE AND CORE
1L - Lubricate | 0100828U | LINE 2 BALER FEED CONVEYOR | 010-0828-CON-009-00 |  |  |  | Floating tail sprocket | DD | LUB | Lubricate the floating tail sprocket with grease. | Lack of Lubrication |  |  | 90 |  |  |  | LUBE-IT |  | BROKE AND CORE
1L - Lubricate | 010082837 | CORE ASRS INFEED CONVEYOR | 010-0828-CON-018-00 |  |  |  | Floating tail sprocket | IRD | LUB | Lubricate the floating tail sprocket with grease. | Lack of Lubrication |  |  | 90 |  |  |  | LUBE-IT |  | BROKE AND CORE
1L - Lubricate | 0100828W | CORE TRANSFER CONVEYOR 1 | 010-0828-CON-010-00 |  |  |  | Conveyor Hinge steel Belt | DD | LUB | Lubricate the hinge steel belt | Lack of Lubrication |  |  | 30 |  |  |  | LUBE-IT |  | BROKE AND CORE
1L - Lubricate | 0100828L | SPENT ROLL CONVEYOR 1 | 010-0828-CON-002-00 |  |  |  | Drive chain | DD | LUB | Lubricate the main drive chain | Lack of Lubrication |  |  | 30 |  |  |  | LUBE-IT |  | BROKE AND CORE
1L - Lubricate | 0100828M | SPENT ROLL CONVEYOR 2 | 010-0828-CON-003-00 |  |  |  | Drive chain | DD | LUB | Lubricate the main drive chain | Lack of Lubrication |  |  | 30 |  |  |  | LUBE-IT |  | BROKE AND CORE
1L - Lubricate | 0100828N | SPENT ROLL CONVEYOR 3 | 010-0828-CON-004-00 |  |  |  | Drive chain | DD | LUB | Lubricate the main drive chain | Lack of Lubrication |  |  | 30 |  |  |  | LUBE-IT |  | BROKE AND CORE
1L - Lubricate | 0100828O | SPENT ROLL CONVEYOR 4 | 010-0828-CON-005-00 |  |  |  | Drive chain | DD | LUB | Lubricate the main drive chain | Lack of Lubrication |  |  | 30 |  |  |  | LUBE-IT |  | BROKE AND CORE
1L - Lubricate | 0100828P | SPENT ROLL CONVEYOR 5 | 010-0828-CON-006-00 |  |  |  | Drive chain | DD | LUB | Lubricate the main drive chain | Lack of Lubrication |  |  | 30 |  |  |  | LUBE-IT |  | BROKE AND CORE
1L - Lubricate | 010082838 | CORE ASRS DISCHARGE CONVEYOR 1 | 010-0828-CON-019-00 |  |  |  | Drive chain | DD | LUB | Lubricate the main drive chain | Lack of Lubrication |  |  | 30 |  |  |  | LUBE-IT |  | BROKE AND CORE
1L - Lubricate | 010082839 | CORE HOLDING CONVEYOR | 010-0828-CON-020-00 |  |  |  | Drive chain | DD | LUB | Lubricate the main drive chain | Lack of Lubrication |  |  | 30 |  |  |  | LUBE-IT |  | BROKE AND CORE
1L - Lubricate | 010082840 | CORE ASRS DISCHARGE CONVEYOR 2 | 010-0828-CON-021-00 |  |  |  | Drive chain | DD | LUB | Lubricate the main drive chain | Lack of Lubrication |  |  | 30 |  |  |  | LUBE-IT |  | BROKE AND CORE
1L - Lubricate | 0100828L | SPENT ROLL CONVEYOR 1 | 010-0828-CON-002-00 |  |  |  | Motor | DD | LUB | Lubricate the motor | Lack of Lubrication |  |  | 730 |  |  |  | LUBE-IT |  | BROKE AND CORE
1L - Lubricate | 0100828M | SPENT ROLL CONVEYOR 2 | 010-0828-CON-003-00 |  |  |  | Motor | DD | LUB | Lubricate the motor | Lack of Lubrication |  |  | 730 |  |  |  | LUBE-IT |  | BROKE AND CORE
1L - Lubricate | 0100828N | SPENT ROLL CONVEYOR 3 | 010-0828-CON-004-00 |  |  |  | Motor | DD | LUB | Lubricate the motor | Lack of Lubrication |  |  | 730 |  |  |  | LUBE-IT |  | BROKE AND CORE
1L - Lubricate | 0100828O | SPENT ROLL CONVEYOR 4 | 010-0828-CON-005-00 |  |  |  | Motor | DD | LUB | Lubricate the motor | Lack of Lubrication |  |  | 730 |  |  |  | LUBE-IT |  | BROKE AND CORE
1L - Lubricate | 0100828P | SPENT ROLL CONVEYOR 5 | 010-0828-CON-006-00 |  |  |  | Motor | DD | LUB | Lubricate the motor | Lack of Lubrication |  |  | 730 |  |  |  | LUBE-IT |  | BROKE AND CORE
1L - Lubricate | 0100828X | CORE TRANSFER CONVEYOR 2 | 010-0828-CON-011-00 |  |  |  | Motor | DD | LUB | Lubricate the motor | Lack of Lubrication |  |  | 730 |  |  |  | LUBE-IT |  | BROKE AND CORE
1L - Lubricate | 0100828Y | CORE TRANSFER CONVEYOR 3 | 010-0828-CON-012-00 |  |  |  | Motor | DD | LUB | Lubricate the motor | Lack of Lubrication |  |  | 730 |  |  |  | LUBE-IT |  | BROKE AND CORE
1L - Lubricate | 0100828Z | CORE TRANSFER CONVEYOR 4 | 010-0828-CON-013-00 |  |  |  | Motor | DD | LUB | Lubricate the motor | Lack of Lubrication |  |  | 730 |  |  |  | LUBE-IT |  | BROKE AND CORE
1L - Lubricate | 010082838 | CORE ASRS DISCHARGE CONVEYOR 1 | 010-0828-CON-019-00 |  |  |  | Motor | DD | LUB | Lubricate the motor | Lack of Lubrication |  |  | 730 |  |  |  | LUBE-IT |  | BROKE AND CORE
1L - Lubricate | 010082839 | CORE HOLDING CONVEYOR | 010-0828-CON-020-00 |  |  |  | Motor | DD | LUB | Lubricate the motor | Lack of Lubrication |  |  | 730 |  |  |  | LUBE-IT |  | BROKE AND CORE
1L - Lubricate | 010082840 | CORE ASRS DISCHARGE CONVEYOR 2 | 010-0828-CON-021-00 |  |  |  | Motor | DD | LUB | Lubricate the motor | Lack of Lubrication |  |  | 730 |  |  |  | LUBE-IT |  | BROKE AND CORE

## DMSI SUGGESTED TASKS
DMSI | WEEKLY AGITATOR INSPECTION | 4 | 26 | 3 - Obj Inspection | AGITATORS | Bearings | IRD | Ope | Check Temperature |  |  | 7 | DMSI | AGITATORS
DMSI | WEEKLY AGITATOR INSPECTION | 4 | 26 | 2 - Subj Inspection | AGITATORS | Fasteners | IRD | Ope | Check for loose or missing bolts | Looseness | Corrosion | 7 | DMSI | AGITATORS
DMSI | WEEKLY AGITATOR INSPECTION | 4 | 26 | 2 - Subj Inspection | AGITATORS | Mechanical Seal | IRD | Ope | Ensure that there is no leakage. If leakage is present, create an order to replace seal | Wear | Leakage | 7 | DMSI | AGITATORS
DMSI | WEEKLY AGITATOR INSPECTION | 4 | 26 | 3 - Obj Inspection | AGITATORS | Motor | IRD | Ope | Check motor consumption |  |  | 7 | DMSI | AGITATORS
DMSI | WEEKLY AGITATOR INSPECTION | 4 | 26 | 2 - Subj Inspection | AGITATORS | Motor Base/Mount | IRD | Ope | Visual Inspection | Looseness | Wear | 7 | DMSI | AGITATORS
DMSI | WEEKLY AGITATOR INSPECTION | 4 | 26 | 3 - Obj Inspection | AGITATORS | Water sealing system | IRD | Ope | Ensure that the flow of the water sealant is acceptable. |  |  | 7 | DMSI | AGITATORS

## Scheduling
EXPORT | EQUIPMENT | WOM NUMBER | ROUTE DESCRIPTION | LAUNCH DATE | 1ST DUE DATE | FREQ | 2019-09-02 | 2019-09-09 | 2019-09-16 | 2019-09-23 | 2019-09-30 | 2019-10-07 | 2019-10-14 | 2019-10-21 | 2019-10-28 | 2019-11-04 | 2019-11-11 | 2019-11-18 | 2019-11-25 | 2019-12-02 | 2019-12-09 | 2019-12-16 | 2019-12-23 | 2019-12-30 | 2020-01-06 | 2020-01-13 | 2020-01-20 | 2020-01-27 | 2020-02-03 | 2020-02-10 | 2020-02-17 | 2020-02-24 | 2020-03-02 | 2020-03-09 | 2020-03-16 | 2020-03-23 | 2020-03-30 | 2020-04-06 | 2020-04-13 | 2020-04-20 | 2020-04-27 | 2020-05-04 | 2020-05-11 | 2020-05-18 | 2020-05-25 | 2020-06-01 | 2020-06-08 | 2020-06-15 | 2020-06-22 | 2020-06-29 | 2020-07-06 | 2020-07-13 | 2020-07-20 | 2020-07-27 | 2020-08-03 | 2020-08-10 | 2020-08-17 | 2020-08-24 | 2020-08-31 | 2020-09-07 | 2020-09-14 | 2020-09-15
1 | UTM PULPER | 3956792 | 0826-MEC-IDD-42-UTM PULPER INSPECT UTM PULPER | 2019-08-26 | 2019-10-07 | 42 | [5 empty] | 1 | [5 empty] | 1 | [5 empty] | 1 | [5 empty] | 1 | [5 empty] | 1 | [5 empty] | 1 | [5 empty] | 1 | [5 empty] | 1 | [5 empty] | 1
1 | BOW SCREEN 1 | 3956793 | 0832-MEC-DD-126-BOW SCREEN 1 BOW SCREEN 1 INSPECTION | 2019-07-15 | 2019-11-18 | 126 | [11 empty] | 1 | [17 empty] | 1 | [17 empty] | 1
1 | BOW SCREEN 2 | 3956794 | 0832-MEC-DD-126-BOW SCREEN 2 BOW SCREEN 2 INSPECTION | 2019-07-15 | 2019-11-18 | 126 | [11 empty] | 1 | [17 empty] | 1 | [17 empty] | 1
1 | BOW SCREEN 3 | 3956795 | 0832-MEC-DD-126-BOW SCREEN 3 BOW SCREEN 3 INSPECTION | 2019-08-26 | 2019-12-30 | 126 | [17 empty] | 1 | [17 empty] | 1 | [17 empty] | 1
1 | BOW SCREEN 4 | 3956796 | 0832-MEC-DD-126-BOW SCREEN 4 BOW SCREEN 4 INSPECTION | 2019-08-26 | 2019-12-30 | 126 | [17 empty] | 1 | [17 empty] | 1 | [17 empty] | 1
1 | BIOCIDE HYPOCHLORITE METERING SKID | 3956797 | 0845-ELE-QI-168-PH PROBE CLEAN AND CALIBRATE PH PROBE | 2019-06-03 | 2019-11-18 | 168 | [11 empty] | 1 | [23 empty] | 1
1 | WET STRENGTH METERING/DILUTION SKID | 3956798 | 0845-MEC-DD-84-WET STRENGTH SKID INSPECTION AND CLEAN | 2019-08-26 | 2019-11-18 | 84 | [11 empty] | 1 | [11 empty] | 1 | [11 empty] | 1 | [11 empty] | 1
1 | PVOH MAKEDOWN TANK | 3956799 | 0845-ELE-DD-168-LOAD CELLS CALIBRATE SKID TANK LOAD CELLS | 2019-06-03 | 2019-11-18 | 168 | [11 empty] | 1 | [23 empty] | 1
1 | SPARK DETECTION AND FIRE SUPPRESION | 3956800 | 0849-ELE-DD-42-FIREFLY CLEAN FIREFLY DETECTORS (EYES) | 2019-08-26 | 2019-10-07 | 42 | [5 empty] | 1 | [5 empty] | 1 | [5 empty] | 1 | [5 empty] | 1 | [5 empty] | 1 | [5 empty] | 1 | [5 empty] | 1 | [5 empty] | 1 | [5 empty] | 1
1 | ADVANTAGE RUN BLOW BOX SYSTEM | 3956801 | 0864-ELE-DD-42-BLOW BOX TISSUE BLOW BOX FILTERS | 2019-08-26 | 2019-10-07 | 42 | [5 empty] | 1 | [5 empty] | 1 | [5 empty] | 1 | [5 empty] | 1 | [5 empty] | 1 | [5 empty] | 1 | [5 empty] | 1 | [5 empty] | 1 | [5 empty] | 1
1 | REEL AND TAD SCANNER SUPPLY SYSTEM | 3956802 | 0864-ELE-DD-21-SCANNER SUPPLY SCANNER FAN FILTER CHANGE | 2019-09-02 | 2019-09-23 | 21 |  |  |  | 1 |  |  | 1 |  |  | 1 |  |  | 1 |  |  | 1 |  |  | 1 |  |  | 1 |  |  | 1 |  |  | 1 |  |  | 1 |  |  | 1 |  |  | 1 |  |  | 1 |  |  | 1 |  |  | 1 |  |  | 1 |  |  | 1 |  |  | 1
1 | MACHINE HALL VENTILATION | 3956803 | 0868-ELE-DD-42-MKEUP AIR UNITS CLEAN FLAME DETECTOR GLASS | 2019-08-26 | 2019-10-07 | 42 | [5 empty] | 1 | [5 empty] | 1 | [5 empty] | 1 | [5 empty] | 1 | [5 empty] | 1 | [5 empty] | 1 | [5 empty] | 1 | [5 empty] | 1 | [5 empty] | 1
1 | MAKEUP AIR UNIT 1 | 3956804 | 0868-ELE-DD-168-MUA 1 MAKEUP AIR UNIT 1 SEMIANNUAL | 2019-08-26 | 2020-02-10 | 168 | [23 empty] | 1 | [23 empty] | 1
1 | MAKEUP AIR UNIT 1 | 3956805 | 0868-MEC-DD-84-MUA 1 MAKEUP AIR UNIT 1 SERVICE | 2019-07-15 | 2019-10-07 | 84 | [5 empty] | 1 | [11 empty] | 1 | [11 empty] | 1 | [11 empty] | 1 | [11 empty] | 1
1 | MAKEUP AIR UNIT 2 | 3956806 | 0868-ELE-DD-168-MUA 2 MAKEUP AIR UNIT 2 SEMIANNUAL | 2019-08-26 | 2020-02-10 | 168 | [23 empty] | 1 | [23 empty] | 1
1 | MAKEUP AIR UNIT 2 | 3956807 | 0868-MEC-DD-84-MUA 2 MAKEUP AIR UNIT 2 SERVICE | 2019-07-15 | 2019-10-07 | 84 | [5 empty] | 1 | [11 empty] | 1 | [11 empty] | 1 | [11 empty] | 1 | [11 empty] | 1
1 | MAKEUP AIR UNIT 3 | 3956808 | 0868-ELE-DD-168-MUA 3 MAKEUP AIR UNIT 3 SEMIANNUAL | 2019-08-26 | 2020-02-10 | 168 | [23 empty] | 1 | [23 empty] | 1
1 | MAKEUP AIR UNIT 3 | 3956809 | 0868-MEC-DD-84-MUA 3 MAKEUP AIR UNIT 3 SERVICE | 2019-07-15 | 2019-10-07 | 84 | [5 empty] | 1 | [11 empty] | 1 | [11 empty] | 1 | [11 empty] | 1 | [11 empty] | 1
1 | MAKEUP AIR UNIT 4 | 3956810 | 0868-ELE-DD-168-MUA 4 MAKEUP AIR UNIT 4 SEMIANNUAL | 2019-08-26 | 2020-02-10 | 168 | [23 empty] | 1 | [23 empty] | 1
1 | MAKEUP AIR UNIT 4 | 3956811 | 0868-MEC-DD-84-MUA 4 MAKEUP AIR UNIT 4 SERVICE | 2019-08-26 | 2019-11-18 | 84 | [11 empty] | 1 | [11 empty] | 1 | [11 empty] | 1 | [11 empty] | 1
1 | MAKEUP AIR UNIT 5 | 3956812 | 0868-ELE-DD-168-MUA 5 MAKEUP AIR UNIT 5 SEMIANNUAL | 2019-08-26 | 2020-02-10 | 168 | [23 empty] | 1 | [23 empty] | 1
1 | MAKEUP AIR UNIT 5 | 3956813 | 0868-MEC-DD-84-MUA 5 MAKEUP AIR UNIT 5 SERVICE | 2019-08-26 | 2019-11-18 | 84 | [11 empty] | 1 | [11 empty] | 1 | [11 empty] | 1 | [11 empty] | 1
1 | MAKEUP AIR UNIT 6 | 3956814 | 0868-ELE-DD-168-MUA 6 MAKEUP AIR UNIT 6 SEMIANNUAL | 2019-08-26 | 2020-02-10 | 168 | [23 empty] | 1 | [23 empty] | 1
1 | MAKEUP AIR UNIT 6 | 3956815 | 0868-MEC-DD-84-MUA 6 MAKEUP AIR UNIT 6 SERVICE | 2019-08-26 | 2019-11-18 | 84 | [11 empty] | 1 | [11 empty] | 1 | [11 empty] | 1 | [11 empty] | 1
1 | MAKEUP AIR UNIT 7 | 3956816 | 0868-ELE-DD-168-MUA 7 MAKEUP AIR UNIT 7 SEMIANNUAL | 2019-08-26 | 2020-02-10 | 168 | [23 empty] | 1 | [23 empty] | 1
1 | MAKEUP AIR UNIT 7 | 3956817 | 0868-MEC-DD-84-MUA 7 MAKEUP AIR UNIT 7 SERVICE | 2019-08-26 | 2019-11-18 | 84 | [11 empty] | 1 | [11 empty] | 1 | [11 empty] | 1 | [11 empty] | 1
1 | FALSE CEILING SUPPLY UNIT | 3956818 | 0868-ELE-DD-168-FALSE CEILING FALSE CEILING UNIT SEMIANNUAL | 2019-08-26 | 2020-02-10 | 168 | [23 empty] | 1 | [23 empty] | 1
1 | FALSE CEILING SUPPLY UNIT | 3956819 | 0868-MEC-DD-84-FALSE CEILING FALSE CEILING UNIT SERVICE | 2019-07-15 | 2019-10-07 | 84 | [5 empty] | 1 | [11 empty] | 1 | [11 empty] | 1 | [11 empty] | 1 | [11 empty] | 1
1 | PAPER MACHINE | 3956820 | 0870-ELE-DD-126-PALM GUIDES Inspect and Change Palm guides | 2019-06-03 | 2019-10-07 | 126 | [5 empty] | 1 | [17 empty] | 1 | [17 empty] | 1
1 | PAPER MACHINE | 3956821 | 0870-ELE-DD-42-PAPER MACHINE MOTOR CLEANING ROUTE 1 | 2019-08-26 | 2019-10-07 | 42 | [5 empty] | 1 | [5 empty] | 1 | [5 empty] | 1 | [5 empty] | 1 | [5 empty] | 1 | [5 empty] | 1 | [5 empty] | 1 | [5 empty] | 1 | [5 empty] | 1
1 | PAPER MACHINE | 3956822 | 0870-ELE-DD-378-PALM GUIDES CALIBRATE AIR SUPPLY | 2019-06-03 | 2020-06-15 | 378 | [41 empty] | 1
1 | PAPER MACHINE | 3956823 | 0870-ELE-DD-84-PAPER MACHINE MOTOR CLEANING ROUTE 2 | 2019-08-26 | 2019-11-18 | 84 | [11 empty] | 1 | [11 empty] | 1 | [11 empty] | 1 | [11 empty] | 1
1 | TAD SECTION | 3956824 | 0870-ELE-DD-42-TAD FLAME CLEAN FLAME DETECTOR | 2019-08-26 | 2019-10-07 | 42 | [5 empty] | 1 | [5 empty] | 1 | [5 empty] | 1 | [5 empty] | 1 | [5 empty] | 1 | [5 empty] | 1 | [5 empty] | 1 | [5 empty] | 1 | [5 empty] | 1
1 | TAD SECTION | 3956825 | 0870-ELE-IDD-42-TAD AIR FILTER CHANGE | 2019-08-26 | 2019-10-07 | 42 | [5 empty] | 1 | [5 empty] | 1 | [5 empty] | 1 | [5 empty] | 1 | [5 empty] | 1 | [5 empty] | 1 | [5 empty] | 1 | [5 empty] | 1 | [5 empty] | 1
1 | TAD SECTION | 3956826 | 0870-ELE-IRD-84-MOTOR SHAFT CHECK MOTOR SHAFT VOLTAGE | 2019-08-19 | 2019-11-11 | 84 | [10 empty] | 1 | [11 empty] | 1 | [11 empty] | 1 | [11 empty] | 1
1 | TAD SECTION | 3956827 | 0870-MEC-DD-42-TAD CLEAN OIL RETURN VENT SCREENS | 2019-08-26 | 2019-10-07 | 42 | [5 empty] | 1 | [5 empty] | 1 | [5 empty] | 1 | [5 empty] | 1 | [5 empty] | 1 | [5 empty] | 1 | [5 empty] | 1 | [5 empty] | 1 | [5 empty] | 1
1 | SHEET TRANSFER AND TAIL THREADING | 3956828 | 0870-ELE-DD-42-SHEET BREAK CLEAN SHEET BREAK DETECTORS | 2019-08-26 | 2019-10-07 | 42 | [5 empty] | 1 | [5 empty] | 1 | [5 empty] | 1 | [5 empty] | 1 | [5 empty] | 1 | [5 empty] | 1 | [5 empty] | 1 | [5 empty] | 1 | [5 empty] | 1
1 | REEL SECTION | 3956829 | 0870-ELE-DD-42-REEL CLEAN AND CALIBRATE LASERS | 2019-08-12 | 2019-09-23 | 42 |  |  |  | 1 | [5 empty] | 1 | [5 empty] | 1 | [5 empty] | 1 | [5 empty] | 1 | [5 empty] | 1 | [5 empty] | 1 | [5 empty] | 1 | [5 empty] | 1
1 | REEL SECTION | 3956830 | 0870-ELE-DD-42-REEL CALIBRATE ENCODER | 2019-08-12 | 2019-09-23 | 42 |  |  |  | 1 | [5 empty] | 1 | [5 empty] | 1 | [5 empty] | 1 | [5 empty] | 1 | [5 empty] | 1 | [5 empty] | 1 | [5 empty] | 1 | [5 empty] | 1
1 | REEL SECTION | 3956831 | 0870-ELE-DD-42-REEL DAMPERS SHOCK ABSORBER INSPECTION | 2019-08-12 | 2019-09-23 | 42 |  |  |  | 1 | [5 empty] | 1 | [5 empty] | 1 | [5 empty] | 1 | [5 empty] | 1 | [5 empty] | 1 | [5 empty] | 1 | [5 empty] | 1 | [5 empty] | 1
1 | REEL SECTION | 3956832 | 0870-ELE-DD-84-REEL REPLACE HIGH PRESSURE HOSES | 2019-08-26 | 2019-11-18 | 84 | [11 empty] | 1 | [11 empty] | 1 | [11 empty] | 1 | [11 empty] | 1
1 | REEL SECTION | 3956833 | 0870-MEC-IDD-84-REEL CYLINDER ROD END INSPECTION | 2019-07-15 | 2019-10-07 | 84 | [5 empty] | 1 | [11 empty] | 1 | [11 empty] | 1 | [11 empty] | 1 | [11 empty] | 1
1 | DAMPER STATIONS | 3956834 | 0870-ELE-DD-84-REEL DAMPERS SHOCK ABSORBER PRESSURE CHECK | 2019-08-19 | 2019-09-30 | 42 |  |  |  |  | 1 | [5 empty] | 1 | [5 empty] | 1 | [5 empty] | 1 | [5 empty] | 1 | [5 empty] | 1 | [5 empty] | 1 | [5 empty] | 1 | [5 empty] | 1
1 | WATER JET HI PRESS PUMP | 3956835 | 0870-ELE-DD-42-HI PRESS PUMP WATER JET PUMP INSPECTION | 2019-08-12 | 2019-09-23 | 42 |  |  |  | 1 | [5 empty] | 1 | [5 empty] | 1 | [5 empty] | 1 | [5 empty] | 1 | [5 empty] | 1 | [5 empty] | 1 | [5 empty] | 1 | [5 empty] | 1
1 | WATER JET HI PRESS PUMP | 3956836 | 0870-MEC-DD-168-HI PRESS PUMP WATER JET PUMP HYD DRIVE MAINT | 2019-08-26 | 2020-02-10 | 168 | [23 empty] | 1 | [23 empty] | 1
1 | WATER JET HI PRESS PUMP | 3956837 | 0870-MEC-DD-42-HI PRESS PUMP WATER JET PUMP INSPECTION | 2019-08-26 | 2019-10-07 | 42 | [5 empty] | 1 | [5 empty] | 1 | [5 empty] | 1 | [5 empty] | 1 | [5 empty] | 1 | [5 empty] | 1 | [5 empty] | 1 | [5 empty] | 1 | [5 empty] | 1
1 | WATER JET HI PRESS PUMP | 3956838 | 0870-MEC-DD-84-HI PRESS PUMP WATER JET PUMP FLTR CHANGE | 2019-08-26 | 2019-11-18 | 84 | [11 empty] | 1 | [11 empty] | 1 | [11 empty] | 1 | [11 empty] | 1
1 | LUBRICATION SYSTEMS | 3956839 | 0870-LUB-IRD-56-LUBE SYSTEM SKF LUBE SYSTEM AUDIT | 2019-09-02 | 2019-10-28 | 56 | [8 empty] | 1 | [7 empty] | 1 | [7 empty] | 1 | [7 empty] | 1 | [7 empty] | 1 | [7 empty] | 1
1 | ELECTRICAL AND INSTRUMENTATION | 3956840 | 0870-ELE-IDD-84-REEL CLEAN SENSOR ELEMENT HOUSING | 2019-07-15 | 2019-10-07 | 84 | [5 empty] | 1 | [11 empty] | 1 | [11 empty] | 1 | [11 empty] | 1 | [11 empty] | 1
1 | IQ REEL SCANNER | 3956841 | 0870-ELE-DD-168-REEL SCANNER REEL SCANNER 6-MONTH INSPECT | 2019-06-03 | 2019-11-18 | 168 | [11 empty] | 1 | [23 empty] | 1
1 | IQ REEL SCANNER | 3956842 | 0870-ELE-DD-378-REEL SCANNER REEL SCANNER ANNUAL SERVICE | 2019-06-03 | 2020-06-15 | 378 | [41 empty] | 1
1 | IQ REEL SCANNER | 3956843 | 0870-ELE-DD-84-IQ REEL SCANNER REEL SCANNER 3-MONTH SERVICE | 2019-08-26 | 2019-11-18 | 84 | [11 empty] | 1 | [11 empty] | 1 | [11 empty] | 1 | [11 empty] | 1
1 | IQ REEL SCANNER | 3956844 | 0870-ELE-IRD-42-REEL SCANNER TEST AND CALIBRATION | 2019-08-19 | 2019-09-30 | 42 |  |  |  |  | 1 | [5 empty] | 1 | [5 empty] | 1 | [5 empty] | 1 | [5 empty] | 1 | [5 empty] | 1 | [5 empty] | 1 | [5 empty] | 1 | [5 empty] | 1
1 | IQ REEL SCANNER | 3956845 | 0870-ELE-QI-42-IQ REEL SCANNER REEL SCANNER SERVICE | 2019-08-19 | 2019-09-30 | 42 |  |  |  |  | 1 | [5 empty] | 1 | [5 empty] | 1 | [5 empty] | 1 | [5 empty] | 1 | [5 empty] | 1 | [5 empty] | 1 | [5 empty] | 1 | [5 empty] | 1
1 | IQ REEL SCANNER | 3956846 | 0870-ELE-QI-7-IQ REEL SCANNER REEL SCANNER CLEAN AND INSPECT | 2019-09-02 | 2019-09-09 | 7 |  | 1 | 1 | 1 | 1 | 1 | 1 | 1 | 1 | 1 | 1 | 1 | 1 | 1 | 1 | 1 | 1 | 1 | 1 | 1 | 1 | 1 | 1 | 1 | 1 | 1 | 1 | 1 | 1 | 1 | 1 | 1 | 1 | 1 | 1 | 1 | 1 | 1 | 1 | 1 | 1 | 1 | 1 | 1 | 1 | 1 | 1 | 1 | 1 | 1 | 1 | 1 | 1 | 1 | 1
1 | IQ TAD SCANNER | 3956847 | 0870-ELE-DD-378-IQ TAD SCANNER TAD SCANNER ANNUAL SERVICE | 2019-06-03 | 2020-06-15 | 378 | [41 empty] | 1
1 | IQ TAD SCANNER | 3956848 | 0870-ELE-DD-84-IQ TAD SCANNER TAD SCANNER 3-MONTH SERVICE | 2019-08-26 | 2019-11-18 | 84 | [11 empty] | 1 | [11 empty] | 1 | [11 empty] | 1 | [11 empty] | 1
1 | IQ TAD SCANNER | 3956849 | 0870-ELE-IRD-42-IQ TAD SCANNER TEST AND CALIBRATION | 2019-08-12 | 2019-09-23 | 42 |  |  |  | 1 | [5 empty] | 1 | [5 empty] | 1 | [5 empty] | 1 | [5 empty] | 1 | [5 empty] | 1 | [5 empty] | 1 | [5 empty] | 1 | [5 empty] | 1
1 | IQ TAD SCANNER | 3956850 | 0870-ELE-QI-42-IQ TAD SCANNER TAD SCANNER SERVICE | 2019-08-12 | 2019-09-23 | 42 |  |  |  | 1 | [5 empty] | 1 | [5 empty] | 1 | [5 empty] | 1 | [5 empty] | 1 | [5 empty] | 1 | [5 empty] | 1 | [5 empty] | 1 | [5 empty] | 1
1 | IQ TAD SCANNER | 3956851 | 0870-ELE-QI-7-IQ TAD SCANNER TAD SCANNER CLEAN AND INSPECT | 2019-09-02 | 2019-09-09 | 7 |  | 1 | 1 | 1 | 1 | 1 | 1 | 1 | 1 | 1 | 1 | 1 | 1 | 1 | 1 | 1 | 1 | 1 | 1 | 1 | 1 | 1 | 1 | 1 | 1 | 1 | 1 | 1 | 1 | 1 | 1 | 1 | 1 | 1 | 1 | 1 | 1 | 1 | 1 | 1 | 1 | 1 | 1 | 1 | 1 | 1 | 1 | 1 | 1 | 1 | 1 | 1 | 1 | 1 | 1
1 | IQ TAD SCANNER | 3956852 | 0870-MEC-DD-168-IQ TAD SCANNER TAD SCANNER 6-MONTH INSPECTION | 2019-08-26 | 2020-02-10 | 168 | [23 empty] | 1 | [23 empty] | 1
1 | IQ TAD SCANNER | 3956853 | 0870-MEC-DD-378-IQ TAD SCANNER TAD SCANNER ANNUAL SERVICE | 2019-08-26 | 2020-09-07 | 378 | [53 empty] | 1
1 | KAJAANI WEM ANALYZER | 3956854 | 0870-ELE-IRD-14-WEM ANALYZER CLEAN & CALIBRATE WEM ANALYZER | 2019-09-02 | 2019-09-16 | 14 |  |  | 1 |  | 1 |  | 1 |  | 1 |  | 1 |  | 1 |  | 1 |  | 1 |  | 1 |  | 1 |  | 1 |  | 1 |  | 1 |  | 1 |  | 1 |  | 1 |  | 1 |  | 1 |  | 1 |  | 1 |  | 1 |  | 1 |  | 1 |  | 1 |  | 1 |  | 1 |  | 1
1 | STEAM GENERATION | 3956855 | 0030-IR-IRD-42-BOILER PUMPS IR THERMOGRAPHY BOILER ROUTE | 2019-09-02 | 2019-10-14 | 42 | [6 empty] | 1 | [5 empty] | 1 | [5 empty] | 1 | [5 empty] | 1 | [5 empty] | 1 | [5 empty] | 1 | [5 empty] | 1 | [5 empty] | 1 | [5 empty] | 1
1 | STEAM GENERATION | 3956856 | 0030-UFO-IRD-714-BOILER PUMPS EXTERNAL SURFACE INSPECTION | 2019-08-26 | 2021-08-09 | 714
1 | STEAM GENERATION | 3956857 | 0030-UFO-IRD-7-BOILER TEST LEVEL ALARMS | 2019-09-02 | 2019-09-09 | 7 |  | 1 | 1 | 1 | 1 | 1 | 1 | 1 | 1 | 1 | 1 | 1 | 1 | 1 | 1 | 1 | 1 | 1 | 1 | 1 | 1 | 1 | 1 | 1 | 1 | 1 | 1 | 1 | 1 | 1 | 1 | 1 | 1 | 1 | 1 | 1 | 1 | 1 | 1 | 1 | 1 | 1 | 1 | 1 | 1 | 1 | 1 | 1 | 1 | 1 | 1 | 1 | 1 | 1 | 1
1 | STEAM GENERATION | 3956858 | 0030-UFO-IRD-7-BOILER PUMPS WEEKLY INSPECT BOILER PUMP | 2019-09-02 | 2019-09-09 | 7 |  | 1 | 1 | 1 | 1 | 1 | 1 | 1 | 1 | 1 | 1 | 1 | 1 | 1 | 1 | 1 | 1 | 1 | 1 | 1 | 1 | 1 | 1 | 1 | 1 | 1 | 1 | 1 | 1 | 1 | 1 | 1 | 1 | 1 | 1 | 1 | 1 | 1 | 1 | 1 | 1 | 1 | 1 | 1 | 1 | 1 | 1 | 1 | 1 | 1 | 1 | 1 | 1 | 1 | 1
1 | STEAM GENERATION | 3956859 | 0030-VIB-IRD-28-BOILER AREA MONTHLY VIBRATION ROUTE BOILER | 2019-09-02 | 2019-09-30 | 28 |  |  |  |  | 1 |  |  |  | 1 |  |  |  | 1 |  |  |  | 1 |  |  |  | 1 |  |  |  | 1 |  |  |  | 1 |  |  |  | 1 |  |  |  | 1 |  |  |  | 1 |  |  |  | 1 |  |  |  | 1 |  |  |  | 1
1 | WATER SOFTENER SKID | 3956860 | 0030-ELE-DD-378-WATER SOFT PSV TEST AND INSPECTION | 2019-08-26 | 2020-09-07 | 378 | [53 empty] | 1
1 | WATER SOFTENER 1 | 3956861 | 0030-EXT-DD-378-WATER SOFT. 1 INTERNAL ANNUAL INSPECTION | 2019-08-26 | 2020-09-07 | 378 | [53 empty] | 1
1 | WATER SOFTENER 2 | 3956862 | 0030-EXT-DD-378-WATER SOFT. 2 INTERNAL ANNUAL INSPECTION | 2019-08-26 | 2020-09-07 | 378 | [53 empty] | 1
1 | WATER SOFTENER SKID | 3956863 | 0030-UFO-IRD-7-MAKE UP WATER TREATMENT WEEKLY INSPECTION | 2019-09-02 | 2019-09-09 | 7 |  | 1 | 1 | 1 | 1 | 1 | 1 | 1 | 1 | 1 | 1 | 1 | 1 | 1 | 1 | 1 | 1 | 1 | 1 | 1 | 1 | 1 | 1 | 1 | 1 | 1 | 1 | 1 | 1 | 1 | 1 | 1 | 1 | 1 | 1 | 1 | 1 | 1 | 1 | 1 | 1 | 1 | 1 | 1 | 1 | 1 | 1 | 1 | 1 | 1 | 1 | 1 | 1 | 1 | 1
1 | BRINE REGENERATION TANK | 3956864 | 0030-EXT-DD-378-BRINE REGEN. INTERNAL ANNUAL INSPECTION | 2019-08-26 | 2020-09-07 | 378 | [53 empty] | 1
1 | RO FILTER SKID | 3956865 | 0030-ELE-DD-378-RO FILTER SKID HEATER INSPECTION | 2019-08-26 | 2020-09-07 | 378 | [53 empty] | 1
1 | RO FILTER SKID | 3956866 | 0030-UFO-DD-42-RO SKID CLEAN AND INSPECT RO FILTERS | 2019-08-26 | 2019-10-07 | 42 | [5 empty] | 1 | [5 empty] | 1 | [5 empty] | 1 | [5 empty] | 1 | [5 empty] | 1 | [5 empty] | 1 | [5 empty] | 1 | [5 empty] | 1 | [5 empty] | 1
1 | RO FILTER SKID BOOSTER PUMP | 3956867 | 0030-MEC-DD-378-RO BOOSTER PMP ANNUAL PUMP INSPECTION | 2019-08-26 | 2020-09-07 | 378 | [53 empty] | 1
1 | REVERSE OSMOSIS FILTER SKID CIP PUMP | 3956868 | 0030-MEC-DD-378-CIP PUMP ANNUAL PUMP INSPECTION | 2019-08-26 | 2020-09-07 | 378 | [53 empty] | 1
1 | ANTI SCALANT TANK | 3956869 | 0030-ELE-DD-378-ANTISCALANT TANK VALVE TEST AND INSPECT | 2019-08-26 | 2020-09-07 | 378 | [53 empty] | 1
1 | SODIUM BISULFITE TANK | 3956870 | 0030-ELE-DD-378-SODIUM BISULF. TANK VALVE TEST AND INSPECT | 2019-08-26 | 2020-09-07 | 378 | [53 empty] | 1
1 | BOILER BLOWDOWN SYSTEM | 3956871 | 0030-EXT-DD-378-BLOWDOWN EXT INSPECTION AND CLEAN | 2019-08-26 | 2020-09-07 | 378 | [53 empty] | 1
1 | FLASH ECONOMIZER | 3956872 | 0030-EXT-DD-378-FLASH ECON. EXT INSPECTION AND CLEAN | 2019-08-26 | 2020-09-07 | 378 | [53 empty] | 1
1 | BOILER BLOWDOWN SYSTEM | 3956873 | 0030-EXT-DD-378-MAKE UP WATER TANK EXT INSPECTION AND CLEAN | 2019-08-26 | 2020-09-07 | 378 | [53 empty] | 1
1 | BOILER BLOWDOWN SYSTEM | 3956874 | 0030-EXT-DD-714-BLOWDOWN TANK INTERNAL INSPECTION | 2019-08-26 | 2021-08-09 | 714
1 | MAKEUP WATER PUMP 1 | 3956875 | 0030-MEC-DD-168-MKUP PUMP 1 SEMI ANNUAL PUMP INSPECTION | 2019-07-15 | 2019-12-30 | 168 | [17 empty] | 1 | [23 empty] | 1
1 | MAKEUP WATER PUMP 2 | 3956876 | 0030-MEC-DD-168-MKUP PUMP 2 SEMI ANNUAL PUMP INSPECTION | 2019-07-15 | 2019-12-30 | 168 | [17 empty] | 1 | [23 empty] | 1
1 | BOILER FEED AND CONDT RETURN | 3956877 | 0030-EXT-DD-378-COND. TANK EXT INSPECTION AND CLEAN | 2019-08-26 | 2020-09-07 | 378 | [53 empty] | 1
1 | DEAERATOR | 3956878 | 0030-EXT-DD-1890-DEAERATOR NON DESTRUCTIVE TESTS | 2019-08-26 | 2024-10-28 | 1890
1 | DEAERATOR | 3956879 | 0030-EXT-DD-378-DEAERATOR ANNUAL INSPECTION AND SERVICE | 2019-08-26 | 2020-09-07 | 378 | [53 empty] | 1
1 | BOILER FEED PUMP 1 | 3956880 | 0030-MEC-DD-168-FEED PUMP 1 SEMI ANNUAL PUMP INSPECTION | 2019-07-15 | 2019-12-30 | 168 | [17 empty] | 1 | [23 empty] | 1
1 | BOILER FEED PUMP 2 | 3956881 | 0030-MEC-DD-168-FEED PUMP 2 SEMI ANNUAL PUMP INSPECTION | 2019-07-15 | 2019-12-30 | 168 | [17 empty] | 1 | [23 empty] | 1
1 | CONDENSATE TANK | 3956882 | 0030-EXT-DD-1890-COND TANK NON DESTRUCTIVE TESTS | 2019-08-26 | 2024-10-28 | 1890
1 | CONDENSATE RETURN PUMP 1 | 3956883 | 0030-MEC-DD-168-COND PUMP 1 SEMI ANNUAL PUMP INSPECTION | 2019-07-15 | 2019-12-30 | 168 | [17 empty] | 1 | [23 empty] | 1
1 | CONDENSATE RETURN PUMP 2 | 3956884 | 0030-MEC-DD-168-COND PUMP 2 SEMI ANNUAL PUMP INSPECTION | 2019-07-15 | 2019-12-30 | 168 | [17 empty] | 1 | [23 empty] | 1
1 | HIGH PRESS STEAM TRAP TO DRAIN | 3956885 | 0030-UFO-IRD-168-STEAM TRAPS BOILER STEAM TRAP INSPECTION | 2019-08-26 | 2020-02-10 | 168 | [23 empty] | 1 | [23 empty] | 1
1 | BOILER SYSTEM | 3956886 | 0030-ELE-DD-168-AIR SWITCH TEST AND INSPECTION | 2019-07-15 | 2019-12-30 | 168 | [17 empty] | 1 | [23 empty] | 1
1 | BOILER SYSTEM | 3956887 | 0030-ELE-DD-168-BOILER DAMPER ACTUATOR AND VALVE INSPECTION | 2019-07-15 | 2019-12-30 | 168 | [17 empty] | 1 | [23 empty] | 1
1 | BOILER SYSTEM | 3956888 | 0030-ELE-DD-168-BOILER INSTRUM CALIBRATION AND CTRL LOOP CHCK | 2019-07-15 | 2019-12-30 | 168 | [17 empty] | 1 | [23 empty] | 1
1 | BOILER SYSTEM | 3956889 | 0030-ELE-DD-378-BOILER INSTRUM AND CONTROL LOOP CHECK | 2019-08-26 | 2020-09-07 | 378 | [53 empty] | 1
1 | BOILER SYSTEM | 3956890 | 0030-EXT-DD-168-BOILER DUCTING CLEAN BOILER AIR SYSTEM DAMPER | 2019-07-15 | 2019-12-30 | 168 | [17 empty] | 1 | [23 empty] | 1
1 | BOILER SYSTEM | 3956891 | 0030-UFO-IRD-7-BOILER GAUGES CLEAN ALL BOILER GAUGE GLASSES | 2019-09-02 | 2019-09-09 | 7 |  | 1 | 1 | 1 | 1 | 1 | 1 | 1 | 1 | 1 | 1 | 1 | 1 | 1 | 1 | 1 | 1 | 1 | 1 | 1 | 1 | 1 | 1 | 1 | 1 | 1 | 1 | 1 | 1 | 1 | 1 | 1 | 1 | 1 | 1 | 1 | 1 | 1 | 1 | 1 | 1 | 1 | 1 | 1 | 1 | 1 | 1 | 1 | 1 | 1 | 1 | 1 | 1 | 1 | 1
1 | BOILER | 3956892 | 0030-EXT-DD-378-BOILER INTERNAL INSPECTION / SERVICE | 2019-08-26 | 2020-09-07 | 378 | [53 empty] | 1
1 | BOILER | 3956893 | 0030-MEC-DD-168-BOILER EXTERNAL SEMIANNUAL INSPECTION | 2019-07-15 | 2019-12-30 | 168 | [17 empty] | 1 | [23 empty] | 1
1 | BOILER | 3956894 | 0030-MEC-IRD-84-BOILER PUMPS COUPLING STROBOSCOPE INSPECT | 2019-08-12 | 2019-11-04 | 84 | [9 empty] | 1 | [11 empty] | 1 | [11 empty] | 1 | [11 empty] | 1
1 | BOILER MAIN BURNER | 3956895 | 0030-ELE-DD-378-BURNER INSTRUM AND CONTROL LOOP CHECK | 2019-08-26 | 2020-09-07 | 378 | [53 empty] | 1
1 | BOILER MAIN BURNER | 3956896 | 0030-MEC-DD-168-BOILER BURNER SEMI ANNUAL SERVICE | 2019-07-15 | 2019-12-30 | 168 | [17 empty] | 1 | [23 empty] | 1
1 | BOILER MAIN BURNER | 3956897 | 0030-UFO-DD-42-BOILER BURNER INSPECT AND CLEAN MAIN BURNER | 2019-08-26 | 2019-10-07 | 42 | [5 empty] | 1 | [5 empty] | 1 | [5 empty] | 1 | [5 empty] | 1 | [5 empty] | 1 | [5 empty] | 1 | [5 empty] | 1 | [5 empty] | 1 | [5 empty] | 1
1 | BOILER FORCED DRAFT FAN | 3956898 | 0030-EXT-DD-378-BOILER FAN INSPECTION AND CLEAN | 2019-08-26 | 2020-09-07 | 378 | [53 empty] | 1
1 | ECONOMIZER | 3956899 | 0030-MEC-DD-378-ECONOMIZER ANNUAL MAINTENANCE ECONOMIZER | 2019-08-26 | 2020-09-07 | 378 | [53 empty] | 1
1 | BOILER CHEMICAL FEED SYSTEM | 3956900 | 0030-ELE-DD-378-CHEM FEED SKID BACK PRESSURE VALVES TEST | 2019-08-26 | 2020-09-07 | 378 | [53 empty] | 1
1 | BOILER CHEMICAL FEED SYSTEM | 3956901 | 0030-UFO-IRD-84-BOILER CHEM SKIDS INSPECTION | 2019-08-26 | 2019-11-18 | 84 | [11 empty] | 1 | [11 empty] | 1 | [11 empty] | 1 | [11 empty] | 1
1 | PAPER MILL GENERAL | 3956902 | 0870-MEC-IRD-7-TM 8 DRIVE SIDE DMSI INSPECTION | 2019-09-02 | 2019-09-09 | 7 |  | 1 | 1 | 1 | 1 | 1 | 1 | 1 | 1 | 1 | 1 | 1 | 1 | 1 | 1 | 1 | 1 | 1 | 1 | 1 | 1 | 1 | 1 | 1 | 1 | 1 | 1 | 1 | 1 | 1 | 1 | 1 | 1 | 1 | 1 | 1 | 1 | 1 | 1 | 1 | 1 | 1 | 1 | 1 | 1 | 1 | 1 | 1 | 1 | 1 | 1 | 1 | 1 | 1 | 1
1 | PAPER MILL GENERAL | 3956903 | 0870-MEC-IRD-7-TM 8 OP SIDE DMSI INSPECTION | 2019-09-02 | 2019-09-09 | 7 |  | 1 | 1 | 1 | 1 | 1 | 1 | 1 | 1 | 1 | 1 | 1 | 1 | 1 | 1 | 1 | 1 | 1 | 1 | 1 | 1 | 1 | 1 | 1 | 1 | 1 | 1 | 1 | 1 | 1 | 1 | 1 | 1 | 1 | 1 | 1 | 1 | 1 | 1 | 1 | 1 | 1 | 1 | 1 | 1 | 1 | 1 | 1 | 1 | 1 | 1 | 1 | 1 | 1 | 1
1 | PAPER MILL GENERAL | 3956904 | 0870-MEC-IRD-7-TM 8 BASEMENT DMSI INSPECTION | 2019-09-02 | 2019-09-09 | 7 |  | 1 | 1 | 1 | 1 | 1 | 1 | 1 | 1 | 1 | 1 | 1 | 1 | 1 | 1 | 1 | 1 | 1 | 1 | 1 | 1 | 1 | 1 | 1 | 1 | 1 | 1 | 1 | 1 | 1 | 1 | 1 | 1 | 1 | 1 | 1 | 1 | 1 | 1 | 1 | 1 | 1 | 1 | 1 | 1 | 1 | 1 | 1 | 1 | 1 | 1 | 1 | 1 | 1 | 1
1 | BALE PULPER 1 INSTRUMENTATION | 3956905 | 0821-ELE-DD-PULP DISSOLVING Control Loop Check Route | 2019-07-15 | 2020-07-27 | 378 | [47 empty] | 1
1 | INTERNAL BROKE SYSTEM INSTRUMENTATION | 3956906 | 0826-ELE-DD-INTERNAL BROKE Control Loop Check Route | 2019-07-15 | 2020-07-27 | 378 | [47 empty] | 1
1 | PULP MIXING INSTRUMENTATION | 3956907 | 0830-ELE-DD-PULP MIXING Control Loop Check Route | 2019-07-15 | 2020-07-27 | 378 | [47 empty] | 1
1 | WHITE WATER SYSTEM INSTRUMENTATION | 3956908 | 0832-ELE-DD-WHITE WATER Control Loop Check Route | 2019-07-15 | 2020-07-27 | 378 | [47 empty] | 1
1 | VACUUM SYSTEM INSTRUMENTATION | 3956909 | 0836-ELE-DD-VACUUM Control Loop Check Route | 2019-07-15 | 2020-07-27 | 378 | [47 empty] | 1
1 | STEAM AND CONDENSATE SYSTEM INSTRUMENTATION | 3956910 | 0844-ELE-DD-STEAM AND CONDT Control Loop Check Route | 2019-06-03 | 2020-06-15 | 378 | [41 empty] | 1
1 | PVOH MAKEDOWN AND METERING SYSTEM INSTRUMENTATION | 3956911 | 0845-ELE-DD-CHEMICAL SYSTEM Control Loop Check Route | 2019-06-03 | 2020-06-15 | 378 | [41 empty] | 1
1 | TAD 1 INSTRUMENTATION | 3956912 | 0870-ELE-DD-TAD AIR Control Loop Check Route | 2019-06-03 | 2020-06-15 | 378 | [41 empty] | 1
1 | DUMP CHEST 1 | 3956913 | 0822-OPE-DD-168-LINE 1 DUMP Chest Cleaning | 2019-08-26 | 2020-02-10 | 168 | [23 empty] | 1 | [23 empty] | 1
1 | LINE 1 COARSE SCREEN | 3956914 | 0822-OPE-DD-42-LINE 1 COARSE Screen Removal and Clean | 2019-08-26 | 2019-10-07 | 42 | [5 empty] | 1 | [5 empty] | 1 | [5 empty] | 1 | [5 empty] | 1 | [5 empty] | 1 | [5 empty] | 1 | [5 empty] | 1 | [5 empty] | 1 | [5 empty] | 1
1 | LINE 1 REFINER 1 | 3956915 | 0822-OPE-DD-168-REFINER 1 Cone Inspection | 2019-08-26 | 2020-02-10 | 168 | [23 empty] | 1 | [23 empty] | 1
1 | LINE 1 REFINER 2 | 3956916 | 0822-OPE-DD-168-REFINER 2 Cone Inspection | 2019-08-26 | 2020-02-10 | 168 | [23 empty] | 1 | [23 empty] | 1
1 | DUMP CHEST 2 | 3956917 | 0824-OPE-DD-168-LINE 2 DUMP Chest Cleaning | 2019-08-26 | 2020-02-10 | 168 | [23 empty] | 1 | [23 empty] | 1
1 | LINE 2 COARSE SCREEN | 3956918 | 0824-OPE-DD-42-LINE 2 COARSE Screen Removal and Clean | 2019-08-26 | 2019-10-07 | 42 | [5 empty] | 1 | [5 empty] | 1 | [5 empty] | 1 | [5 empty] | 1 | [5 empty] | 1 | [5 empty] | 1 | [5 empty] | 1 | [5 empty] | 1 | [5 empty] | 1
1 | LINE 2 DEFLAKER | 3956919 | 0824-OPE-DD-378-LINE 2 DFLKR Cone Inspection | 2019-08-26 | 2020-09-07 | 378 | [53 empty] | 1
1 | REFINER 3 | 3956920 | 0824-OPE-DD-168-REFINER 3 Cone Inspection | 2019-08-26 | 2020-02-10 | 168 | [23 empty] | 1 | [23 empty] | 1
1 | BROKE DUMP CHEST | 3956921 | 0826-OPE-DD-168-BROKE DUMP Chest Cleaning | 2019-08-26 | 2020-02-10 | 168 | [23 empty] | 1 | [23 empty] | 1
1 | BROKE HI CONSISTENCY CLEANER 1 | 3956922 | 0826-OPE-DD-378-BROKE CLEANR 1 Internal Inspection | 2019-08-26 | 2020-09-07 | 378 | [53 empty] | 1
1 | BROKE HI CONSISTENCY CLEANER 2 | 3956923 | 0826-OPE-DD-378-BROKE CLEANR 2 Internal Inspection | 2019-08-26 | 2020-09-07 | 378 | [53 empty] | 1
1 | BROKE DEFLAKER 1 | 3956924 | 0826-OPE-DD-378-BROKE DFLKR 1 Cone Inspection | 2019-08-26 | 2020-09-07 | 378 | [53 empty] | 1
1 | BROKE DEFLAKER 2 | 3956925 | 0826-OPE-DD-378-BROKE DFLKR 2 Cone Inspection | 2019-08-26 | 2020-09-07 | 378 | [53 empty] | 1
1 | DEFLAKED BROKE CHEST | 3956926 | 0826-OPE-DD-168-DEFLAKED BROKE Chest Cleaning | 2019-08-26 | 2020-02-10 | 168 | [23 empty] | 1 | [23 empty] | 1
1 | BROKE SCREEN 1 | 3956927 | 0826-OPE-DD-42-BROKE SCREENS Broke Screen Removal and Clean | 2019-08-26 | 2019-10-07 | 42 | [5 empty] | 1 | [5 empty] | 1 | [5 empty] | 1 | [5 empty] | 1 | [5 empty] | 1 | [5 empty] | 1 | [5 empty] | 1 | [5 empty] | 1 | [5 empty] | 1
1 | BROKE ACCEPTS TANK | 3956928 | 0826-OPE-DD-168-BROKE ACCEPTS Tank Cleaning | 2019-08-26 | 2020-02-10 | 168 | [23 empty] | 1 | [23 empty] | 1
1 | BROKE REJECTS TANK | 3956929 | 0826-OPE-DD-168-BROKE REJECTS Tank Cleaning | 2019-08-26 | 2020-02-10 | 168 | [23 empty] | 1 | [23 empty] | 1
1 | TAD BLEND CHEST | 3956930 | 0830-OPE-DD-168-TAD BLEND Chest Cleaning | 2019-08-26 | 2020-02-10 | 168 | [23 empty] | 1 | [23 empty] | 1
1 | TAD MACHINE CHEST | 3956931 | 0830-OPE-DD-168-TAD MACHINE Chest Cleaning | 2019-08-26 | 2020-02-10 | 168 | [23 empty] | 1 | [23 empty] | 1
1 | TAD PRIMARY SCREEN | 3956932 | 0830-OPE-DD-378-TAD PRIMARY Screen Inspection | 2019-06-03 | 2020-06-15 | 378 | [41 empty] | 1
1 | CORE BLEND CHEST | 3956933 | 0830-OPE-DD-168-CORE BLEND Chest Cleaning | 2019-08-26 | 2020-02-10 | 168 | [23 empty] | 1 | [23 empty] | 1
1 | CORE MACHINE CHEST | 3956934 | 0830-OPE-DD-168-CORE MACHINE Chest Cleaning | 2019-08-26 | 2020-02-10 | 168 | [23 empty] | 1 | [23 empty] | 1
1 | CORE PRIMARY SCREEN | 3956935 | 0830-OPE-DD-378-CORE PRIMARY Screen Inspection | 2019-08-26 | 2020-09-07 | 378 | [53 empty] | 1
1 | YANKEE BLEND CHEST | 3956936 | 0830-OPE-DD-168-YANKEE BLEND Chest Cleaning | 2019-08-26 | 2020-02-10 | 168 | [23 empty] | 1 | [23 empty] | 1
1 | YANKEE MACHINE CHEST | 3956937 | 0830-OPE-DD-168-YANKEE MACHINE Chest Cleaning | 2019-08-26 | 2020-02-10 | 168 | [23 empty] | 1 | [23 empty] | 1
1 | YANKEE PRIMARY SCREEN | 3956938 | 0830-OPE-DD-378-YANKEE PRIMARY Screen Inspection | 2019-06-03 | 2020-06-15 | 378 | [41 empty] | 1
1 | FLUME | 3956939 | 0830-OPE-DD-168-FLUME Flume Cleaning | 2019-08-26 | 2020-02-10 | 168 | [23 empty] | 1 | [23 empty] | 1
1 | WHITE WATER SYSTEM | 3956940 | 0832-OPE-DD-168-BOW SCREENS GENERAL INSPECTION | 2019-08-26 | 2020-02-10 | 168 | [23 empty] | 1 | [23 empty] | 1
1 | WHITE WATER SYSTEM | 3956941 | 0832-OPE-DD-42-BOW SCREENS Bow Screen 1-4 Cleaning | 2019-08-12 | 2019-09-23 | 42 |  |  |  | 1 | [5 empty] | 1 | [5 empty] | 1 | [5 empty] | 1 | [5 empty] | 1 | [5 empty] | 1 | [5 empty] | 1 | [5 empty] | 1 | [5 empty] | 1
1 | BOW SCREEN RECOVERED FIBER TANK | 3956942 | 0832-OPE-DD-168-BOW SCREEN Recovered Fiber Tank Cleaning | 2019-08-26 | 2020-02-10 | 168 | [23 empty] | 1 | [23 empty] | 1
1 | DAF CLARIFIER MICROFLOTATION SYSTEM | 3956943 | 0832-OPE-DD-42-DAF CLARIFIER Rubber Blade Inspection | 2019-08-26 | 2019-10-07 | 42 | [5 empty] | 1 | [5 empty] | 1 | [5 empty] | 1 | [5 empty] | 1 | [5 empty] | 1 | [5 empty] | 1 | [5 empty] | 1 | [5 empty] | 1 | [5 empty] | 1
1 | DAF DISPERSION WATER TANK | 3956944 | 0832-OPE-DD-84-DAF DISPERSION TANK CLEANING | 2019-07-15 | 2019-10-07 | 84 | [5 empty] | 1 | [11 empty] | 1 | [11 empty] | 1 | [11 empty] | 1 | [11 empty] | 1
1 | DAF RECOVERED FIBER TANK | 3956945 | 0832-OPE-DD-168-DAF RECOVERED Fiber Tank Cleaning | 2019-07-15 | 2019-12-30 | 168 | [17 empty] | 1 | [23 empty] | 1
1 | WHITE WATER TANK | 3956946 | 0832-OPE-DD-168-WHITE WATER Tank Cleaning | 2019-07-15 | 2019-12-30 | 168 | [17 empty] | 1 | [23 empty] | 1
1 | WIRE PIT | 3956947 | 0832-OPE-DD-168-WIRE PIT CLEANING AND INSPECTION | 2019-07-15 | 2019-12-30 | 168 | [17 empty] | 1 | [23 empty] | 1
1 | TAD TRAY WATER TANK | 3956948 | 0833-OPE-DD-168-TAD TRAY WATER Tank Cleaning | 2019-07-15 | 2019-12-30 | 168 | [17 empty] | 1 | [23 empty] | 1
1 | TAD TRAY WATER SCREEN | 3956949 | 0833-OPE-DD-42-TAD TRAY WATER SCREEN REMOVAL AND CLEAN | 2019-08-26 | 2019-10-07 | 42 | [5 empty] | 1 | [5 empty] | 1 | [5 empty] | 1 | [5 empty] | 1 | [5 empty] | 1 | [5 empty] | 1 | [5 empty] | 1 | [5 empty] | 1 | [5 empty] | 1
1 | TAD TRAY WATER SCREEN | 3956950 | 0833-OPE-QI-7-TAD TRAY WATER CLEAN SCREEN CYLINDER | 2019-09-02 | 2019-09-09 | 7 |  | 1 | 1 | 1 | 1 | 1 | 1 | 1 | 1 | 1 | 1 | 1 | 1 | 1 | 1 | 1 | 1 | 1 | 1 | 1 | 1 | 1 | 1 | 1 | 1 | 1 | 1 | 1 | 1 | 1 | 1 | 1 | 1 | 1 | 1 | 1 | 1 | 1 | 1 | 1 | 1 | 1 | 1 | 1 | 1 | 1 | 1 | 1 | 1 | 1 | 1 | 1 | 1 | 1 | 1
1 | CLARIFIED TAD TRAY WATER TANK | 3956951 | 0833-OPE-DD-168-CLARIFIED TAD TAD Tray Tank Cleaning | 2019-07-15 | 2019-12-30 | 168 | [17 empty] | 1 | [23 empty] | 1
1 | CLARIFIED WHITE WATER TANK | 3956952 | 0834-OPE-DD-168-CWW Tank Cleaning | 2019-07-15 | 2019-12-30 | 168 | [17 empty] | 1 | [23 empty] | 1
1 | CLARIFIED WHITE WATER FILTER 1 | 3956953 | 0834-OPE-DD-42-CWW FILTER 1 Filter Clean and Inspection | 2019-08-19 | 2019-09-30 | 42 |  |  |  |  | 1 | [5 empty] | 1 | [5 empty] | 1 | [5 empty] | 1 | [5 empty] | 1 | [5 empty] | 1 | [5 empty] | 1 | [5 empty] | 1 | [5 empty] | 1
1 | CLARIFIED WHITE WATER FILTER 2 | 3956954 | 0834-OPE-DD-42-CWW FILTER 2 Filter Clean and Inspection | 2019-08-26 | 2019-10-07 | 42 | [5 empty] | 1 | [5 empty] | 1 | [5 empty] | 1 | [5 empty] | 1 | [5 empty] | 1 | [5 empty] | 1 | [5 empty] | 1 | [5 empty] | 1 | [5 empty] | 1
1 | VACUUM SYSTEM | 3956955 | 0836-OPE-DD-42-VACUUM BOXES Port Inspection | 2019-08-26 | 2019-10-07 | 42 | [5 empty] | 1 | [5 empty] | 1 | [5 empty] | 1 | [5 empty] | 1 | [5 empty] | 1 | [5 empty] | 1 | [5 empty] | 1 | [5 empty] | 1 | [5 empty] | 1
1 | PRE SEPARATOR DB TAD 7 | 3956956 | 0836-OPE-DD-378-DB TAD VACUUM Box Cover Inspection | 2019-07-15 | 2020-07-27 | 378 | [47 empty] | 1
1 | PRE SEPARATOR DB1 2 | 3956957 | 0836-OPE-DD-378-DB1 VACUUM Box Cover Inspection | 2019-07-15 | 2020-07-27 | 378 | [47 empty] | 1
1 | PRE SEPARATOR DB2 3 | 3956958 | 0836-OPE-DD-378-DB2 VACUUM Box Cover Inspection | 2019-07-15 | 2020-07-27 | 378 | [47 empty] | 1
1 | PRE SEPARATOR DB3 4 | 3956959 | 0836-OPE-DD-378-DB3 VACUUM Box Cover Inspection | 2019-07-15 | 2020-07-27 | 378 | [47 empty] | 1
1 | PRE SEPARATOR MB 6 | 3956960 | 0836-OPE-DD-378-MB VACUUM Box Cover Inspection | 2019-07-15 | 2020-07-27 | 378 | [47 empty] | 1
1 | PRE SEPARATOR TB1 1 | 3956961 | 0836-OPE-DD-378-TB1 VACUUM Box Cover Inspection | 2019-07-15 | 2020-07-27 | 378 | [47 empty] | 1
1 | PRE SEPARATOR TB2 5 | 3956962 | 0836-OPE-DD-378-TB2 VACUUM Box Cover Inspection | 2019-07-15 | 2020-07-27 | 378 | [47 empty] | 1
1 | CHEMICAL SYSTEMS | 3956963 | 0845-OPE-DD-42-CHEMICAL FILTER Chemical Filter Routine | 2019-09-02 | 2019-10-14 | 42 | [6 empty] | 1 | [5 empty] | 1 | [5 empty] | 1 | [5 empty] | 1 | [5 empty] | 1 | [5 empty] | 1 | [5 empty] | 1 | [5 empty] | 1 | [5 empty] | 1
1 | CHEMICAL SYSTEMS | 3956964 | 0845-OPE-DD-378-CHEMICAL STAND INSPECTION | 2019-08-26 | 2020-09-07 | 378 | [53 empty] | 1
1 | CHEMICAL SYSTEMS | 3956965 | 0845-OPE-DD-84-CHEMICAL SYSTEM Area Cleaning | 2019-07-15 | 2019-10-07 | 84 | [5 empty] | 1 | [11 empty] | 1 | [11 empty] | 1 | [11 empty] | 1 | [11 empty] | 1
1 | CHEMICAL SYSTEMS | 3956966 | 0845-OPE-IRD-42-CHEMICAL PUMP Change Over Routine | 2019-09-02 | 2019-10-14 | 42 | [6 empty] | 1 | [5 empty] | 1 | [5 empty] | 1 | [5 empty] | 1 | [5 empty] | 1 | [5 empty] | 1 | [5 empty] | 1 | [5 empty] | 1 | [5 empty] | 1
1 | WET STRENGTH RESIN BULK STORAGE TANK NO. 1 | 3956967 | 0845-OPE-DD-1134-WET STRENGTH RESIN TANK 1 CLEANING | 2019-07-15 | 2022-08-22 | 1134
1 | WET STRENGTH RESIN BULK STORAGE TANK NO. 2 | 3956968 | 0845-OPE-DD-1134-WET STRENGTH RESIN TANK 2 CLEANING | 2019-07-15 | 2022-08-22 | 1134
1 | PVOH MAKEDOWN SYSTEM SKID | 3956969 | 0845-OPE-DD-168-PVOH SKID Tank Cleaning | 2019-07-15 | 2019-12-30 | 168 | [17 empty] | 1 | [23 empty] | 1
1 | MIST REMOVAL SYSTEM | 3956970 | 0860-OPE-DD-378-MIST EXHAUST System Cleaning | 2019-08-26 | 2020-09-07 | 378 | [53 empty] | 1
1 | ADVANTAGE WET DUST SYSTEM | 3956971 | 0864-OPE-DD-42-WET DUST SYSTEM INSPECTION AND CLEAN | 2019-08-26 | 2019-10-07 | 42 | [5 empty] | 1 | [5 empty] | 1 | [5 empty] | 1 | [5 empty] | 1 | [5 empty] | 1 | [5 empty] | 1 | [5 empty] | 1 | [5 empty] | 1 | [5 empty] | 1
1 | ADVANTAGE RUN BLOW BOX 1 | 3956972 | 0864-OPE-DD-84-BLOW BOX 1 INSPECTION AND CLEAN | 2019-07-15 | 2019-10-07 | 84 | [5 empty] | 1 | [11 empty] | 1 | [11 empty] | 1 | [11 empty] | 1 | [11 empty] | 1
1 | ADVANTAGE RUN BLOW BOX 2 | 3956973 | 0864-OPE-DD-84-BLOW BOX 2 INSPECTION AND CLEAN | 2019-07-15 | 2019-10-07 | 84 | [5 empty] | 1 | [11 empty] | 1 | [11 empty] | 1 | [11 empty] | 1 | [11 empty] | 1
1 | ACTIVE AIRFOIL 3 | 3956974 | 0870-OPE-DD-42-REEL SECTION Active Airfoil Zone Cleaning | 2019-08-12 | 2019-09-23 | 42 |  |  |  | 1 | [5 empty] | 1 | [5 empty] | 1 | [5 empty] | 1 | [5 empty] | 1 | [5 empty] | 1 | [5 empty] | 1 | [5 empty] | 1 | [5 empty] | 1
1 | PAPER MACHINE | 3956975 | 0870-OPE-DD-168-CLEAN/CHANGE Headbox CLEANING SHOWER | 2019-06-03 | 2019-11-18 | 168 | [11 empty] | 1 | [23 empty] | 1
1 | PAPER MACHINE | 3956976 | 0870-OPE-DD-168-PAPER MACHINE UTM Cleaning | 2019-07-15 | 2019-12-30 | 168 | [17 empty] | 1 | [23 empty] | 1
1 | PAPER MACHINE | 3956977 | 0870-OPE-IRD-84-PAPER SAMPLE TEST AND CALIBRATE | 2019-07-15 | 2019-10-07 | 84 | [5 empty] | 1 | [11 empty] | 1 | [11 empty] | 1 | [11 empty] | 1 | [11 empty] | 1
1 | FORMING SECTION | 3956978 | 0870-OPE-DD-42-FORMING SECTION Inner Wire Section Cleaning | 2019-08-26 | 2019-10-07 | 42 | [5 empty] | 1 | [5 empty] | 1 | [5 empty] | 1 | [5 empty] | 1 | [5 empty] | 1 | [5 empty] | 1 | [5 empty] | 1 | [5 empty] | 1 | [5 empty] | 1
1 | FORMING SECTION | 3956979 | 0870-OPE-DD-42-FORMING SECTION Outer Wire Section Cleaning | 2019-08-26 | 2019-10-07 | 42 | [5 empty] | 1 | [5 empty] | 1 | [5 empty] | 1 | [5 empty] | 1 | [5 empty] | 1 | [5 empty] | 1 | [5 empty] | 1 | [5 empty] | 1 | [5 empty] | 1
1 | FORMING SECTION | 3956980 | 0870-OPE-DD-378- INNER WIRE Foil 2 Inspection | 2019-08-26 | 2020-09-07 | 378 | [53 empty] | 1
1 | FORMING SECTION | 3956981 | 0870-OPE-DD-378-FORMING Breast Roll Foil Inspection | 2019-08-26 | 2020-09-07 | 378 | [53 empty] | 1
1 | FORMING SECTION | 3956982 | 0870-OPE-DD-84-ROLL DR BLADES ROLL DOCTOR BLADE ROUTINE | 2019-08-26 | 2019-11-18 | 84 | [11 empty] | 1 | [11 empty] | 1 | [11 empty] | 1 | [11 empty] | 1
1 | FORMING SECTION | 3956983 | 0870-OPE-DD-84-FORMING SECTION INNER WIRE CHANGE | 2019-08-26 | 2019-11-18 | 84 | [11 empty] | 1 | [11 empty] | 1 | [11 empty] | 1 | [11 empty] | 1
1 | FORMING SECTION | 3956984 | 0870-OPE-DD-84-FORMING SECTION OUTER WIRE CHANGE | 2019-08-26 | 2019-11-18 | 84 | [11 empty] | 1 | [11 empty] | 1 | [11 empty] | 1 | [11 empty] | 1
1 | FORMING SECTION | 3956985 | 0870-OPE-DD-FORMING INNER OUTER WIRE WASH | 2019-09-02 | #VALUE! | ??? | #VALUE! | #VALUE! | #VALUE! | #VALUE! | #VALUE! | #VALUE! | #VALUE! | #VALUE! | #VALUE! | #VALUE! | #VALUE! | #VALUE! | #VALUE! | #VALUE! | #VALUE! | #VALUE! | #VALUE! | #VALUE! | #VALUE! | #VALUE! | #VALUE! | #VALUE! | #VALUE! | #VALUE! | #VALUE! | #VALUE! | #VALUE! | #VALUE! | #VALUE! | #VALUE! | #VALUE! | #VALUE! | #VALUE! | #VALUE! | #VALUE! | #VALUE! | #VALUE! | #VALUE! | #VALUE! | #VALUE! | #VALUE! | #VALUE! | #VALUE! | #VALUE! | #VALUE! | #VALUE! | #VALUE! | #VALUE! | #VALUE! | #VALUE! | #VALUE! | #VALUE! | #VALUE! | #VALUE! | #VALUE! | #VALUE!
1 | TAD SECTION | 3956986 | 0870-OPE-DD-21-TAD SECTION TAD Change | 2019-09-02 | 2019-09-23 | 21 |  |  |  | 1 |  |  | 1 |  |  | 1 |  |  | 1 |  |  | 1 |  |  | 1 |  |  | 1 |  |  | 1 |  |  | 1 |  |  | 1 |  |  | 1 |  |  | 1 |  |  | 1 |  |  | 1 |  |  | 1 |  |  | 1 |  |  | 1 |  |  | 1
1 | TAD SECTION | 3956987 | 0870-OPE-DD-42-TAD SECTION Area Cleaning | 2019-08-19 | 2019-09-30 | 42 |  |  |  |  | 1 | [5 empty] | 1 | [5 empty] | 1 | [5 empty] | 1 | [5 empty] | 1 | [5 empty] | 1 | [5 empty] | 1 | [5 empty] | 1 | [5 empty] | 1
1 | TAD SECTION | 3956988 | 0870-OPE-DD-378-DB TAD FOIL Inspection | 2019-06-03 | 2020-06-15 | 378 | [41 empty] | 1
1 | TAD 1 EXPANSION JOINTS | 3956989 | 0870-OPE-DD-378-TAD 1 Compensator Inspection | 2019-06-03 | 2020-06-15 | 378 | [41 empty] | 1
1 | TAD 1 GENERAL DUCTS | 3956990 | 0870-OPE-DD-378-TAD 1 Duct Inspection | 2019-06-03 | 2020-06-15 | 378 | [41 empty] | 1
1 | TAD 2 EXPANSION JOINTS | 3956991 | 0870-OPE-DD-378-TAD 2 Compensator Inspection | 2019-06-03 | 2020-06-15 | 378 | [41 empty] | 1
1 | TAD 2 GENERAL DUCTS | 3956992 | 0870-OPE-DD-378-TAD 2 Duct Inspection | 2019-06-03 | 2020-06-15 | 378 | [41 empty] | 1
1 | TAD 1 CYLINDER | 3956993 | 0870-OPE-DD-84-TAD 1 ROLL EXTERNAL CLEANING | 2019-08-26 | 2019-11-18 | 84 | [11 empty] | 1 | [11 empty] | 1 | [11 empty] | 1 | [11 empty] | 1
1 | TAD 2 CYLINDER | 3956994 | 0870-OPE-DD-84-TAD 2 ROLL EXTERNAL CLEANING | 2019-08-26 | 2019-11-18 | 84 | [11 empty] | 1 | [11 empty] | 1 | [11 empty] | 1 | [11 empty] | 1
1 | TAD SECTION | 3956995 | 0870-OPE-DD-84-TAD SECTION CHROME ROLL CLEANING | 2019-08-26 | 2019-11-18 | 84 | [11 empty] | 1 | [11 empty] | 1 | [11 empty] | 1 | [11 empty] | 1
1 | TAD 1 CYLINDER ASSEMBLY | 3956996 | 0870-OPE-DD-168-TAD 1 Roll Internal Inspection | 2019-07-15 | 2019-12-30 | 168 | [17 empty] | 1 | [23 empty] | 1
1 | TAD 2 CYLINDER ASSEMBLY | 3956997 | 0870-OPE-DD-168-TAD 2 Roll Internal Inspection | 2019-07-15 | 2019-12-30 | 168 | [17 empty] | 1 | [23 empty] | 1
1 | CLEANING DOCTOR ASSEMBLY | 3956998 | 0870-OPE-DD-1890-CLEANING DR REBUILD | 2019-08-26 | 2024-10-28 | 1890
1 | CREPING DOCTOR ASSEMBLY | 3956999 | 0870-OPE-DD-1890-CREPING DR REBUILD | 2019-08-26 | 2024-10-28 | 1890
1 | CUT OFF DOCTOR ASSEMBLY | 3957000 | 0870-OPE-DD-1890-CUT OFF DR REBUILD | 2019-08-26 | 2024-10-28 | 1890
1 | CLEANING DOCTOR ASSEMBLY | 3957001 | 0870-OPE-DD-168-YNK CLEANING DOCTOR BACKING BLADE CHANGE | 2019-07-15 | 2019-12-30 | 168 | [17 empty] | 1 | [23 empty] | 1
1 | CLEANING DOCTOR ASSEMBLY | 3957002 | 0870-OPE-DD-168-YNK CLEANING DOCTOR CARTRIDGE CHANGE | 2019-07-15 | 2019-12-30 | 168 | [17 empty] | 1 | [23 empty] | 1
1 | CLEANING DOCTOR ASSEMBLY | 3957003 | 0870-OPE-DD-168-YNK CLEANING DOCTOR POLYMERIC TUBE CHANGE | 2019-07-15 | 2019-12-30 | 168 | [17 empty] | 1 | [23 empty] | 1
1 | CREPING DOCTOR ASSEMBLY | 3957004 | 0870-OPE-DD-168-YNK CREPING DOCTOR BACKING BLADE CHANGE | 2019-07-15 | 2019-12-30 | 168 | [17 empty] | 1 | [23 empty] | 1
1 | CREPING DOCTOR ASSEMBLY | 3957005 | 0870-OPE-DD-168-YNK CREPING DOCTOR CARTRIDGE CHANGE | 2019-07-15 | 2019-12-30 | 168 | [17 empty] | 1 | [23 empty] | 1
1 | CREPING DOCTOR ASSEMBLY | 3957006 | 0870-OPE-DD-168-YNK CREPING DOCTOR POLYMERIC TUBE CHANGE | 2019-07-15 | 2019-12-30 | 168 | [17 empty] | 1 | [23 empty] | 1
1 | CUT OFF DOCTOR ASSEMBLY | 3957007 | 0870-OPE-DD-168-YNK CUT OFF DOCTOR BACKING BLADE CHANGE | 2019-07-15 | 2019-12-30 | 168 | [17 empty] | 1 | [23 empty] | 1
1 | CUT OFF DOCTOR ASSEMBLY | 3957008 | 0870-OPE-DD-168-YNK CUT OFF DOCTOR CARTRIDGE CHANGE | 2019-07-15 | 2019-12-30 | 168 | [17 empty] | 1 | [23 empty] | 1
1 | CUT OFF DOCTOR ASSEMBLY | 3957009 | 0870-OPE-DD-168-YNK CUT OFF DOCTOR POLYMERIC TUBE CHANGE | 2019-07-15 | 2019-12-30 | 168 | [17 empty] | 1 | [23 empty] | 1
1 | YANKEE SECTION | 3957010 | 0870-OPE-DD-42-YANKEE SECTION Glue Box Cleaning | 2019-08-26 | 2019-10-07 | 42 | [5 empty] | 1 | [5 empty] | 1 | [5 empty] | 1 | [5 empty] | 1 | [5 empty] | 1 | [5 empty] | 1 | [5 empty] | 1 | [5 empty] | 1 | [5 empty] | 1
1 | CLEANING DOCTOR ASSEMBLY | 3957011 | 0870-OPE-DD-378-CLEANING DR HOLDER ALIGNMENT | 2019-08-26 | 2020-09-07 | 378 | [53 empty] | 1
1 | CREPING DOCTOR ASSEMBLY | 3957012 | 0870-OPE-DD-378-CREPING DR HOLDER ALIGNMENT | 2019-08-26 | 2020-09-07 | 378 | [53 empty] | 1
1 | CUT OFF DOCTOR ASSEMBLY | 3957013 | 0870-OPE-DD-378-CUT OFF DR HOLDER ALIGNMENT | 2019-08-26 | 2020-09-07 | 378 | [53 empty] | 1
1 | YANKEE SECTION | 3957014 | 0870-OPE-DD-378-YANKEE BOARD Yankee Board Sand/Polish | 2019-06-03 | 2020-06-15 | 378 | [41 empty] | 1
1 | YANKEE SECTION | 3957015 | 0870-OPE-DD-378-YANKEE MAP Yankee MAP | 2019-06-03 | 2020-06-15 | 378 | [41 empty] | 1
1 | YANKEE SECTION | 3957016 | 0870-OPE-DD-84-YANKEE SECTION REPLACE SPRAY BOOM SHOWER | 2019-08-26 | 2019-11-18 | 84 | [11 empty] | 1 | [11 empty] | 1 | [11 empty] | 1 | [11 empty] | 1
1 | SHEET TRANSFER AND TAIL THREADING | 3957017 | 0870-OPE-DD-42-SHEET TRANSFER Sheet Support Cleaning | 2019-08-19 | 2019-09-30 | 42 |  |  |  |  | 1 | [5 empty] | 1 | [5 empty] | 1 | [5 empty] | 1 | [5 empty] | 1 | [5 empty] | 1 | [5 empty] | 1 | [5 empty] | 1 | [5 empty] | 1
1 | SHEET TRANSFER AND TAIL THREADING | 3957018 | 0870-OPE-DD-42-SHEET TRANSFER Reel Thread up Chute Cleaning | 2019-08-26 | 2019-10-07 | 42 | [5 empty] | 1 | [5 empty] | 1 | [5 empty] | 1 | [5 empty] | 1 | [5 empty] | 1 | [5 empty] | 1 | [5 empty] | 1 | [5 empty] | 1 | [5 empty] | 1
1 | VACUUM BOX WITH DUCT ASSEMBLY | 3957019 | 0870-OPE-DD-42-REEL SECTION Vacuum Zone Cleaning | 2019-08-12 | 2019-09-23 | 42 |  |  |  | 1 | [5 empty] | 1 | [5 empty] | 1 | [5 empty] | 1 | [5 empty] | 1 | [5 empty] | 1 | [5 empty] | 1 | [5 empty] | 1 | [5 empty] | 1
1 | REEL SECTION | 3957020 | 0870-OPE-DD-42-REEL SECTION Reel Zone Cleaning | 2019-08-12 | 2019-09-23 | 42 |  |  |  | 1 | [5 empty] | 1 | [5 empty] | 1 | [5 empty] | 1 | [5 empty] | 1 | [5 empty] | 1 | [5 empty] | 1 | [5 empty] | 1 | [5 empty] | 1
1 | REEL SECTION | 3957021 | 0870-OPE-DD-378-REEL VACUUM Box Cover Inspection | 2019-07-15 | 2020-07-27 | 378 | [47 empty] | 1
1 | REEL SECTION | 3957022 | 0870-OPE-DD-84-REEL SECTION Belt Change | 2019-08-26 | 2019-11-18 | 84 | [11 empty] | 1 | [11 empty] | 1 | [11 empty] | 1 | [11 empty] | 1
1 | REEL SECTION | 3957023 | 0870-OPE-DD-84-REEL SECTION Chrome Roll Cleaning | 2019-08-26 | 2019-11-18 | 84 | [11 empty] | 1 | [11 empty] | 1 | [11 empty] | 1 | [11 empty] | 1
1 | REEL SECTION | 3957024 | 0870-OPE-QI-42-REEL SECTION REPLACE FILTER ON GLUE PUMP | 2019-08-12 | 2019-09-23 | 42 |  |  |  | 1 | [5 empty] | 1 | [5 empty] | 1 | [5 empty] | 1 | [5 empty] | 1 | [5 empty] | 1 | [5 empty] | 1 | [5 empty] | 1 | [5 empty] | 1
1 | ROLL HANDLING SECTION | 3957025 | 0870-OPE-DD-42-ROLL HANDLING Area Cleaning | 2019-08-19 | 2019-09-30 | 42 |  |  |  |  | 1 | [5 empty] | 1 | [5 empty] | 1 | [5 empty] | 1 | [5 empty] | 1 | [5 empty] | 1 | [5 empty] | 1 | [5 empty] | 1 | [5 empty] | 1
1 | INNER WIRE CHEMICAL SHOWER | 3957026 | 0870-OPE-DD-168-CLEAN/CHANGE IW CHEMICAL SHOWER | 2019-06-03 | 2019-11-18 | 168 | [11 empty] | 1 | [23 empty] | 1
1 | INNER WIRE EDGE TRIM SHOWER | 3957027 | 0870-OPE-DD-168-CLEAN/CHANGE IW EDGE TRIM SHOWER | 2019-06-03 | 2019-11-18 | 168 | [11 empty] | 1 | [23 empty] | 1
1 | INNER WIRE OSCILLATING HIGH PRESSURE NEEDLE SHOWER | 3957028 | 0870-OPE-DD-168-CLEAN/CHANGE IW oscillating hp needle SHWR | 2019-06-03 | 2019-11-18 | 168 | [11 empty] | 1 | [23 empty] | 1
1 | INNER WIRE PAN FLUSHING SHOWER | 3957029 | 0870-OPE-DD-168-CLEAN/CHANGE IW pan flushing SHOWER | 2019-06-03 | 2019-11-18 | 168 | [11 empty] | 1 | [23 empty] | 1
1 | INNER WIRE ROLL LUBRICATION SHOWER 2 | 3957030 | 0870-OPE-DD-168-CLEAN/CHANGE IW roll lubrication SHOWER 2 | 2019-06-03 | 2019-11-18 | 168 | [11 empty] | 1 | [23 empty] | 1
1 | INNER WIRE ROLL LUBRICATION SHOWER 3 | 3957031 | 0870-OPE-DD-168-CLEAN/CHANGE IW roll lubrication SHOWER 3 | 2019-06-03 | 2019-11-18 | 168 | [11 empty] | 1 | [23 empty] | 1
1 | INNER WIRE ROLL LUBRICATION SHOWER 4 | 3957032 | 0870-OPE-DD-168-CLEAN/CHANGE IW roll lubrication SHOWER 4 | 2019-06-03 | 2019-11-18 | 168 | [11 empty] | 1 | [23 empty] | 1
1 | INNER WIRE ROLL LUBRICATION SHOWER 1 | 3957033 | 0870-OPE-DD-168-CLEAN/CHANGE IW roll lubrication SHOWER 1 | 2019-06-03 | 2019-11-18 | 168 | [11 empty] | 1 | [23 empty] | 1
1 | INNER WIRE ROOF CLEANING SHOWER 1 | 3957034 | 0870-OPE-DD-168-CLEAN/CHANGE IW roof cleaning SHOWER1 | 2019-06-03 | 2019-11-18 | 168 | [11 empty] | 1 | [23 empty] | 1
1 | INNER WIRE ROOF CLEANING SHOWER 2 | 3957035 | 0870-OPE-DD-168-CLEAN/CHANGE IW roof cleaning SHOWER 2 | 2019-06-03 | 2019-11-18 | 168 | [11 empty] | 1 | [23 empty] | 1
1 | INNER WIRE ROOF CLEANING SHOWER 3 | 3957036 | 0870-OPE-DD-168-CLEAN/CHANGE IW roof cleaning SHOWER 3 | 2019-06-03 | 2019-11-18 | 168 | [11 empty] | 1 | [23 empty] | 1
1 | INNER WIRE ROOF CLEANING SHOWER 4 | 3957037 | 0870-OPE-DD-168-CLEAN/CHANGE IW roof cleaning SHOWER 4 | 2019-06-03 | 2019-11-18 | 168 | [11 empty] | 1 | [23 empty] | 1
1 | INNER WIRE TRIM REMOVAL SHOWER | 3957038 | 0870-OPE-DD-168-CLEAN/CHANGE IW trim removal SHOWER | 2019-06-03 | 2019-11-18 | 168 | [11 empty] | 1 | [23 empty] | 1
1 | OUTER WIRE CHEMICAL SHOWER | 3957039 | 0870-OPE-DD-168-CLEAN/CHANGE OW chemical SHOWER | 2019-06-03 | 2019-11-18 | 168 | [11 empty] | 1 | [23 empty] | 1
1 | OUTER WIRE ROLL LUBRICATION SHOWER 1 | 3957040 | 0870-OPE-DD-168-CLEAN/CHANGE OW Lubrication SHOWER 1 | 2019-06-03 | 2019-11-18 | 168 | [11 empty] | 1 | [23 empty] | 1
1 | OUTER WIRE ROLL LUBRICATION SHOWER 2 | 3957041 | 0870-OPE-DD-168-CLEAN/CHANGE OW Lubrication SHOWER 2 | 2019-06-03 | 2019-11-18 | 168 | [11 empty] | 1 | [23 empty] | 1
1 | OUTER WIRE OSCILLATING HIGH PRESSURE NEEDLE SHOWER | 3957042 | 0870-OPE-DD-168-CLEAN/CHANGE OW oscillating hp needle SHWR | 2019-06-03 | 2019-11-18 | 168 | [11 empty] | 1 | [23 empty] | 1
1 | OUTER WIRE PASSIVATION SHOWER | 3957043 | 0870-OPE-DD-168-CLEAN/CHANGE OW passivatioN SHOWER | 2019-06-03 | 2019-11-18 | 168 | [11 empty] | 1 | [23 empty] | 1
1 | OUTER WIRE TRAY CLEANING SHOWER | 3957044 | 0870-OPE-DD-168-CLEAN/CHANGE OW tray cleaning SHOWER | 2019-06-03 | 2019-11-18 | 168 | [11 empty] | 1 | [23 empty] | 1
1 | INNER WIRE FLOODED NIP SHOWER | 3957045 | 0870-OPE-DD-168-CLEAN/CHANGE IW flooded nip SHOWER | 2019-06-03 | 2019-11-18 | 168 | [11 empty] | 1 | [23 empty] | 1
1 | INNER WIRE HI PRESS FAN SHOWER | 3957046 | 0870-OPE-DD-168-CLEAN/CHANGE IW hp fan SHOWER | 2019-06-03 | 2019-11-18 | 168 | [11 empty] | 1 | [23 empty] | 1
1 | OUTER WIRE FLOODED NIP SHOWER | 3957047 | 0870-OPE-DD-168-CLEAN/CHANGE OW flooded nip SHOWER | 2019-06-03 | 2019-11-18 | 168 | [11 empty] | 1 | [23 empty] | 1
1 | OUTER WIRE HI PRESS FAN SHOWER | 3957048 | 0870-OPE-DD-168-CLEAN/CHANGE OW hp fan SHOWER | 2019-06-03 | 2019-11-18 | 168 | [11 empty] | 1 | [23 empty] | 1
1 | REEL BELT CENTER SLITTER | 3957049 | 0870-OPE-DD-168-CLEAN/CHANGE reel belt center slitter SHWR | 2019-04-22 | 2019-10-07 | 168 | [5 empty] | 1 | [23 empty] | 1 | [23 empty] | 1
1 | REEL BELT CLEANING SHOWER | 3957050 | 0870-OPE-DD-168-CLEAN/CHANGE reel belt cleaning SHOWER | 2019-04-22 | 2019-10-07 | 168 | [5 empty] | 1 | [23 empty] | 1 | [23 empty] | 1
1 | REEL BELT JET DRAIN FLUSH | 3957051 | 0870-OPE-DD-168-CLEAN/CHANGE reel belt jet drain flush SHWR | 2019-04-22 | 2019-10-07 | 168 | [5 empty] | 1 | [23 empty] | 1 | [23 empty] | 1
1 | TAD FABRIC OSCILLATING IMPACT SHOWER | 3957052 | 0870-OPE-DD-168-CLEAN/CHANGE tad fabric osc. impact SHOWER | 2019-04-22 | 2019-10-07 | 168 | [5 empty] | 1 | [23 empty] | 1 | [23 empty] | 1
1 | TAD FABRIC PAN FLUSHING SHWR 1 | 3957053 | 0870-OPE-DD-168-CLEAN/CHANGE tad fabric pan flushing SHWR 1 | 2019-04-22 | 2019-10-07 | 168 | [5 empty] | 1 | [23 empty] | 1 | [23 empty] | 1
1 | TAD FABRIC PAN FLUSHING SHWR 2 | 3957054 | 0870-OPE-DD-168-CLEAN/CHANGE tad fabric pan flushing SHWR 2 | 2019-04-22 | 2019-10-07 | 168 | [5 empty] | 1 | [23 empty] | 1 | [23 empty] | 1
1 | TAD FABRIC PAN FLUSHING SHWR 3 | 3957055 | 0870-OPE-DD-168-CLEAN/CHANGE tad fabric pan flushing SHWR 3 | 2019-04-22 | 2019-10-07 | 168 | [5 empty] | 1 | [23 empty] | 1 | [23 empty] | 1
1 | TAD FABRIC RELEASE SHOWER | 3957056 | 0870-OPE-DD-168-CLEAN/CHANGE tad fabric release SHOWER | 2019-04-22 | 2019-10-07 | 168 | [5 empty] | 1 | [23 empty] | 1 | [23 empty] | 1
1 | TAD FABRIC ROOF CLEANING SHOWER 1 | 3957057 | 0870-OPE-DD-168-CLEAN/CHANGE tad fabric roof clean SHWR 1 | 2019-04-22 | 2019-10-07 | 168 | [5 empty] | 1 | [23 empty] | 1 | [23 empty] | 1
1 | TAD FABRIC ROOF CLEANING SHOWER 2 | 3957058 | 0870-OPE-DD-168-CLEAN/CHANGE tad fabric roof clean SHWR 2 | 2019-04-22 | 2019-10-07 | 168 | [5 empty] | 1 | [23 empty] | 1 | [23 empty] | 1
1 | TAD FABRIC TRAY ROLL CLEANING SHOWER | 3957059 | 0870-OPE-DD-168-CLEAN/CHANGE tad fabric tray/roll clnG SHWR | 2019-04-22 | 2019-10-07 | 168 | [5 empty] | 1 | [23 empty] | 1 | [23 empty] | 1
1 | TAD FABRIC FLOODED NIP SHOWER | 3957060 | 0870-OPE-DD-168-CLEAN/CHANGE tad fabric flooded nip SHOWER | 2019-04-22 | 2019-10-07 | 168 | [5 empty] | 1 | [23 empty] | 1 | [23 empty] | 1
1 | TAD FABRIC HI PRESS FAN SHOWER | 3957061 | 0870-OPE-DD-168-CLEAN/CHANGE tad fabric hp fan SHOWER | 2019-04-22 | 2019-10-07 | 168 | [5 empty] | 1 | [23 empty] | 1 | [23 empty] | 1
1 | PAPER MILL GENERAL | 3957062 | 0870-MEC-IRD-7-TM 8 MACH FLOOR DMSI INSPECTION | 2019-09-02 | 2019-09-09 | 7 |  | 1 | 1 | 1 | 1 | 1 | 1 | 1 | 1 | 1 | 1 | 1 | 1 | 1 | 1 | 1 | 1 | 1 | 1 | 1 | 1 | 1 | 1 | 1 | 1 | 1 | 1 | 1 | 1 | 1 | 1 | 1 | 1 | 1 | 1 | 1 | 1 | 1 | 1 | 1 | 1 | 1 | 1 | 1 | 1 | 1 | 1 | 1 | 1 | 1 | 1 | 1 | 1 | 1 | 1
1 | PAPER MILL GENERAL | 3957063 | 0870-MEC-IRD-7-TM 8 MEZZANINE DMSI INSPECTION | 2019-09-02 | 2019-09-09 | 7 |  | 1 | 1 | 1 | 1 | 1 | 1 | 1 | 1 | 1 | 1 | 1 | 1 | 1 | 1 | 1 | 1 | 1 | 1 | 1 | 1 | 1 | 1 | 1 | 1 | 1 | 1 | 1 | 1 | 1 | 1 | 1 | 1 | 1 | 1 | 1 | 1 | 1 | 1 | 1 | 1 | 1 | 1 | 1 | 1 | 1 | 1 | 1 | 1 | 1 | 1 | 1 | 1 | 1 | 1
2 | MILL EFFLUENT TREATMENT SYSTEM | 3957064 | 0045-UFO-IRD-7-MILL EFFLUENT WEEKLY INSPECTION | 2019-09-09 | 2019-09-16 | 7 |  |  | 1 | 1 | 1 | 1 | 1 | 1 | 1 | 1 | 1 | 1 | 1 | 1 | 1 | 1 | 1 | 1 | 1 | 1 | 1 | 1 | 1 | 1 | 1 | 1 | 1 | 1 | 1 | 1 | 1 | 1 | 1 | 1 | 1 | 1 | 1 | 1 | 1 | 1 | 1 | 1 | 1 | 1 | 1 | 1 | 1 | 1 | 1 | 1 | 1 | 1 | 1 | 1 | 1
2 | BALE HANDLING INSTRUMENTATION AND CONTROL PANELS | 3957065 | 0820-OPE-DD-7-FIELD DEVICES WEEKLY CLEAN INSPECT ROUTINE | 2019-09-09 | 2019-09-16 | 7 |  |  | 1 | 1 | 1 | 1 | 1 | 1 | 1 | 1 | 1 | 1 | 1 | 1 | 1 | 1 | 1 | 1 | 1 | 1 | 1 | 1 | 1 | 1 | 1 | 1 | 1 | 1 | 1 | 1 | 1 | 1 | 1 | 1 | 1 | 1 | 1 | 1 | 1 | 1 | 1 | 1 | 1 | 1 | 1 | 1 | 1 | 1 | 1 | 1 | 1 | 1 | 1 | 1 | 1
2 | WIRE COILER BALER | 3957066 | 0820-OPE-DD-7-WIRE COLIER WEEKLY CLEANING ROUTINE | 2019-09-09 | 2019-09-16 | 7 |  |  | 1 | 1 | 1 | 1 | 1 | 1 | 1 | 1 | 1 | 1 | 1 | 1 | 1 | 1 | 1 | 1 | 1 | 1 | 1 | 1 | 1 | 1 | 1 | 1 | 1 | 1 | 1 | 1 | 1 | 1 | 1 | 1 | 1 | 1 | 1 | 1 | 1 | 1 | 1 | 1 | 1 | 1 | 1 | 1 | 1 | 1 | 1 | 1 | 1 | 1 | 1 | 1 | 1
2 | CONVERTING BROKE AND CORE HANDLING SYSTEM | 3957067 | 0828-OPE-QI-7-BROKE AND CORE WEEKLY ROUTINE | 2019-09-09 | 2019-09-16 | 7 |  |  | 1 | 1 | 1 | 1 | 1 | 1 | 1 | 1 | 1 | 1 | 1 | 1 | 1 | 1 | 1 | 1 | 1 | 1 | 1 | 1 | 1 | 1 | 1 | 1 | 1 | 1 | 1 | 1 | 1 | 1 | 1 | 1 | 1 | 1 | 1 | 1 | 1 | 1 | 1 | 1 | 1 | 1 | 1 | 1 | 1 | 1 | 1 | 1 | 1 | 1 | 1 | 1 | 1
2 | FIRE PUMP 1 | 3957068 | 0060-OPE-QI-7-FIRE PUMP 1 WEEKLY INSPECTION | 2019-09-09 | 2019-09-16 | 7 |  |  | 1 | 1 | 1 | 1 | 1 | 1 | 1 | 1 | 1 | 1 | 1 | 1 | 1 | 1 | 1 | 1 | 1 | 1 | 1 | 1 | 1 | 1 | 1 | 1 | 1 | 1 | 1 | 1 | 1 | 1 | 1 | 1 | 1 | 1 | 1 | 1 | 1 | 1 | 1 | 1 | 1 | 1 | 1 | 1 | 1 | 1 | 1 | 1 | 1 | 1 | 1 | 1 | 1
2 | FIRE PUMP 2 | 3957069 | 0060-OPE-QI-7-FIRE PUMP 2 WEEKLY INSPECTION | 2019-09-09 | 2019-09-16 | 7 |  |  | 1 | 1 | 1 | 1 | 1 | 1 | 1 | 1 | 1 | 1 | 1 | 1 | 1 | 1 | 1 | 1 | 1 | 1 | 1 | 1 | 1 | 1 | 1 | 1 | 1 | 1 | 1 | 1 | 1 | 1 | 1 | 1 | 1 | 1 | 1 | 1 | 1 | 1 | 1 | 1 | 1 | 1 | 1 | 1 | 1 | 1 | 1 | 1 | 1 | 1 | 1 | 1 | 1
2 | BIN TIPPER DISCHARGE CONVEYOR | 3957070 | 0828-MEC-QI-14-BIN TIPPER DISCHARGE CONV SET SCREW CHECK | 2019-09-02 | 2019-09-16 | 14 |  |  | 1 |  | 1 |  | 1 |  | 1 |  | 1 |  | 1 |  | 1 |  | 1 |  | 1 |  | 1 |  | 1 |  | 1 |  | 1 |  | 1 |  | 1 |  | 1 |  | 1 |  | 1 |  | 1 |  | 1 |  | 1 |  | 1 |  | 1 |  | 1 |  | 1 |  | 1 |  | 1
2 | BALER FEED SHUTTLE CONVEYOR | 3957071 | 0828-MEC-QI-14-BALER FEED SHUTTLE CONV SET SCREW CHECK | 2019-09-02 | 2019-09-16 | 14 |  |  | 1 |  | 1 |  | 1 |  | 1 |  | 1 |  | 1 |  | 1 |  | 1 |  | 1 |  | 1 |  | 1 |  | 1 |  | 1 |  | 1 |  | 1 |  | 1 |  | 1 |  | 1 |  | 1 |  | 1 |  | 1 |  | 1 |  | 1 |  | 1 |  | 1 |  | 1 |  | 1
2 | LINE 1 BALER BYPASS SHUTTLE CONVEYOR | 3957072 | 0828-MEC-QI-14-LINE 1 SHUTTLE CONVEYOR SET SCREW CHECK | 2019-09-02 | 2019-09-16 | 14 |  |  | 1 |  | 1 |  | 1 |  | 1 |  | 1 |  | 1 |  | 1 |  | 1 |  | 1 |  | 1 |  | 1 |  | 1 |  | 1 |  | 1 |  | 1 |  | 1 |  | 1 |  | 1 |  | 1 |  | 1 |  | 1 |  | 1 |  | 1 |  | 1 |  | 1 |  | 1 |  | 1
2 | LINE 2 BALER BYPASS SHUTTLE CONVEYOR | 3957073 | 0828-MEC-QI-14-LINE 2 SHUTTLE CONVEYOR SET SCREW CHECK | 2019-09-02 | 2019-09-16 | 14 |  |  | 1 |  | 1 |  | 1 |  | 1 |  | 1 |  | 1 |  | 1 |  | 1 |  | 1 |  | 1 |  | 1 |  | 1 |  | 1 |  | 1 |  | 1 |  | 1 |  | 1 |  | 1 |  | 1 |  | 1 |  | 1 |  | 1 |  | 1 |  | 1 |  | 1 |  | 1 |  | 1
2 | PULPER FEED TRANSFER CONVEYOR | 3957074 | 0828-MEC-QI-14-PULPER FEED TRANSFER CONV SET SCREW CHECK | 2019-09-02 | 2019-09-16 | 14 |  |  | 1 |  | 1 |  | 1 |  | 1 |  | 1 |  | 1 |  | 1 |  | 1 |  | 1 |  | 1 |  | 1 |  | 1 |  | 1 |  | 1 |  | 1 |  | 1 |  | 1 |  | 1 |  | 1 |  | 1 |  | 1 |  | 1 |  | 1 |  | 1 |  | 1 |  | 1 |  | 1
2 | BROKE BALE FEED CONVEYOR | 3957075 | 0828-MEC-QI-14-BROKE BALE FEED CONVEYOR SET SCREW CHECK | 2019-09-09 | 2019-09-23 | 14 |  |  |  | 1 |  | 1 |  | 1 |  | 1 |  | 1 |  | 1 |  | 1 |  | 1 |  | 1 |  | 1 |  | 1 |  | 1 |  | 1 |  | 1 |  | 1 |  | 1 |  | 1 |  | 1 |  | 1 |  | 1 |  | 1 |  | 1 |  | 1 |  | 1 |  | 1 |  | 1
2 | LINE 1 BALER FEED CONVEYOR | 3957076 | 0828-MEC-QI-14-LINE 1 BALER FEED CONVEYOR SET SCREW CHECK | 2019-09-09 | 2019-09-23 | 14 |  |  |  | 1 |  | 1 |  | 1 |  | 1 |  | 1 |  | 1 |  | 1 |  | 1 |  | 1 |  | 1 |  | 1 |  | 1 |  | 1 |  | 1 |  | 1 |  | 1 |  | 1 |  | 1 |  | 1 |  | 1 |  | 1 |  | 1 |  | 1 |  | 1 |  | 1 |  | 1
2 | LINE 2 BALER FEED CONVEYOR | 3957077 | 0828-MEC-QI-14-LINE 2 BALER FEED CONVEYOR SET SCREW CHECK | 2019-09-09 | 2019-09-23 | 14 |  |  |  | 1 |  | 1 |  | 1 |  | 1 |  | 1 |  | 1 |  | 1 |  | 1 |  | 1 |  | 1 |  | 1 |  | 1 |  | 1 |  | 1 |  | 1 |  | 1 |  | 1 |  | 1 |  | 1 |  | 1 |  | 1 |  | 1 |  | 1 |  | 1 |  | 1 |  | 1
2 | CORE ASRS INFEED CONVEYOR | 3957078 | 0828-MEC-QI-14-ASRS INFEED CONVEYOR SET SCREW CHECK | 2019-09-09 | 2019-09-23 | 14 |  |  |  | 1 |  | 1 |  | 1 |  | 1 |  | 1 |  | 1 |  | 1 |  | 1 |  | 1 |  | 1 |  | 1 |  | 1 |  | 1 |  | 1 |  | 1 |  | 1 |  | 1 |  | 1 |  | 1 |  | 1 |  | 1 |  | 1 |  | 1 |  | 1 |  | 1 |  | 1
2 | PULPER FEED BATCH CONVEYOR | 3957079 | 0828-MEC-QI-14-PULPER FEED BATCH CONV SET SCREW CHECK | 2019-09-09 | 2019-09-23 | 14 |  |  |  | 1 |  | 1 |  | 1 |  | 1 |  | 1 |  | 1 |  | 1 |  | 1 |  | 1 |  | 1 |  | 1 |  | 1 |  | 1 |  | 1 |  | 1 |  | 1 |  | 1 |  | 1 |  | 1 |  | 1 |  | 1 |  | 1 |  | 1 |  | 1 |  | 1 |  | 1
2 | SLUDGE TREATMENT SYSTEM | 3957080 | 0045-UFO-QI-14-SLUDGE TREAT BYWEEKLY INSPECTION | 2019-09-09 | 2019-09-23 | 14 |  |  |  | 1 |  | 1 |  | 1 |  | 1 |  | 1 |  | 1 |  | 1 |  | 1 |  | 1 |  | 1 |  | 1 |  | 1 |  | 1 |  | 1 |  | 1 |  | 1 |  | 1 |  | 1 |  | 1 |  | 1 |  | 1 |  | 1 |  | 1 |  | 1 |  | 1 |  | 1
2 | WIRE COILER BALER | 3957081 | 0820-MEC-QI-15-WIRE COLIER FILTER INSPECTION AND CLEAN | 2019-09-09 | 2019-09-23 | 14 |  |  |  | 1 |  | 1 |  | 1 |  | 1 |  | 1 |  | 1 |  | 1 |  | 1 |  | 1 |  | 1 |  | 1 |  | 1 |  | 1 |  | 1 |  | 1 |  | 1 |  | 1 |  | 1 |  | 1 |  | 1 |  | 1 |  | 1 |  | 1 |  | 1 |  | 1 |  | 1
2 | BALE HANDLING SYSTEM | 3957089 | 0820-MEC-IRD-28-CHAIN CONV MONTLY INSPECTION | 2019-08-26 | 2019-09-23 | 28 |  |  |  | 1 |  |  |  | 1 |  |  |  | 1 |  |  |  | 1 |  |  |  | 1 |  |  |  | 1 |  |  |  | 1 |  |  |  | 1 |  |  |  | 1 |  |  |  | 1 |  |  |  | 1 |  |  |  | 1 |  |  |  | 1
2 | LINE 1 | 3957082 | 0822-MEC-IRD-28-LINE 1/2 DUMP CHEST EXTERNAL INSPECTION | 2019-08-26 | 2019-09-23 | 28 |  |  |  | 1 |  |  |  | 1 |  |  |  | 1 |  |  |  | 1 |  |  |  | 1 |  |  |  | 1 |  |  |  | 1 |  |  |  | 1 |  |  |  | 1 |  |  |  | 1 |  |  |  | 1 |  |  |  | 1 |  |  |  | 1
2 | INTERNAL BROKE SYSTEM | 3957084 | 0826-MEC-IRD-28-INTERNAL BROKE TANK/CHEST EXTERNAL INSPECTION | 2019-08-26 | 2019-09-23 | 28 |  |  |  | 1 |  |  |  | 1 |  |  |  | 1 |  |  |  | 1 |  |  |  | 1 |  |  |  | 1 |  |  |  | 1 |  |  |  | 1 |  |  |  | 1 |  |  |  | 1 |  |  |  | 1 |  |  |  | 1 |  |  |  | 1
2 | PULP MIXING AND APPROACH SYSTEM | 3957085 | 0830-MEC-IRD-28-PULP MIX CHEST EXTERNAL INSPECTION | 2019-09-02 | 2019-09-30 | 28 |  |  |  |  | 1 |  |  |  | 1 |  |  |  | 1 |  |  |  | 1 |  |  |  | 1 |  |  |  | 1 |  |  |  | 1 |  |  |  | 1 |  |  |  | 1 |  |  |  | 1 |  |  |  | 1 |  |  |  | 1 |  |  |  | 1
2 | WHITE WATER SYSTEM | 3957086 | 0832-MEC-IRD-28-WHITE WATER TANKS/PIT EXTERNAL INSPECTION | 2019-09-02 | 2019-09-30 | 28 |  |  |  |  | 1 |  |  |  | 1 |  |  |  | 1 |  |  |  | 1 |  |  |  | 1 |  |  |  | 1 |  |  |  | 1 |  |  |  | 1 |  |  |  | 1 |  |  |  | 1 |  |  |  | 1 |  |  |  | 1 |  |  |  | 1
2 | TAD WATER SYSTEM | 3957087 | 0833-MEC-IRD-28-TAD WATER TANK/CHEST EXTERNAL INSPECTION | 2019-09-02 | 2019-09-30 | 28 |  |  |  |  | 1 |  |  |  | 1 |  |  |  | 1 |  |  |  | 1 |  |  |  | 1 |  |  |  | 1 |  |  |  | 1 |  |  |  | 1 |  |  |  | 1 |  |  |  | 1 |  |  |  | 1 |  |  |  | 1 |  |  |  | 1
2 | MILL EFFLUENT TREATMENT SYSTEM | 3957088 | 0045-UFO-IRD-28-ETP SLUDGE TANK/CHEST EXTERNAL INSPECTION | 2019-08-26 | 2019-09-23 | 28 |  |  |  | 1 |  |  |  | 1 |  |  |  | 1 |  |  |  | 1 |  |  |  | 1 |  |  |  | 1 |  |  |  | 1 |  |  |  | 1 |  |  |  | 1 |  |  |  | 1 |  |  |  | 1 |  |  |  | 1 |  |  |  | 1
2 | COOLING TOWER 1 | 3957093 | 0836-MEC-IRD-28-COOLING TOWER LEVEL INSPECTION FLOAT ADJUST | 2019-09-09 | 2019-10-07 | 28 | [5 empty] | 1 |  |  |  | 1 |  |  |  | 1 |  |  |  | 1 |  |  |  | 1 |  |  |  | 1 |  |  |  | 1 |  |  |  | 1 |  |  |  | 1 |  |  |  | 1 |  |  |  | 1 |  |  |  | 1 |  |  |  | 1
2 | COMPRESSED AIR | 3957090 | 0050-UFO-IRD-28-AIR DRYERS CYCLE SEQUENCE CHECK | 2019-09-02 | 2019-09-30 | 28 |  |  |  |  | 1 |  |  |  | 1 |  |  |  | 1 |  |  |  | 1 |  |  |  | 1 |  |  |  | 1 |  |  |  | 1 |  |  |  | 1 |  |  |  | 1 |  |  |  | 1 |  |  |  | 1 |  |  |  | 1 |  |  |  | 1
2 | LINE 1 BALER | 3957091 | 0828-ELE-QI-28-BALERS STOP SWITCH INSPECTION AND TEST | 2019-09-09 | 2019-10-07 | 28 | [5 empty] | 1 |  |  |  | 1 |  |  |  | 1 |  |  |  | 1 |  |  |  | 1 |  |  |  | 1 |  |  |  | 1 |  |  |  | 1 |  |  |  | 1 |  |  |  | 1 |  |  |  | 1 |  |  |  | 1 |  |  |  | 1
2 | CONVERTING BROKE AND CORE HANDLING SYSTEM | 3957092 | 0828-ELE-IRD-28-CONVEYORS MOTOR AMPERAGE CHECK | 2019-09-09 | 2019-10-07 | 28 | [5 empty] | 1 |  |  |  | 1 |  |  |  | 1 |  |  |  | 1 |  |  |  | 1 |  |  |  | 1 |  |  |  | 1 |  |  |  | 1 |  |  |  | 1 |  |  |  | 1 |  |  |  | 1 |  |  |  | 1 |  |  |  | 1
2 | M8 | 3957083 | 0870-MEC-IRD-28-AGITATOR BELTS STROBOSCOPE INSPECTION | 2019-09-09 | 2019-10-07 | 28 | [5 empty] | 1 |  |  |  | 1 |  |  |  | 1 |  |  |  | 1 |  |  |  | 1 |  |  |  | 1 |  |  |  | 1 |  |  |  | 1 |  |  |  | 1 |  |  |  | 1 |  |  |  | 1 |  |  |  | 1 |  |  |  | 1
2 | AIR COMPRESSOR 1 | 3957094 | 0050-UFO-QI-28-COMPRESSOR 1 FILTERS AND COOLERS INSPECTION | 2019-09-09 | 2019-10-07 | 28 | [5 empty] | 1 |  |  |  | 1 |  |  |  | 1 |  |  |  | 1 |  |  |  | 1 |  |  |  | 1 |  |  |  | 1 |  |  |  | 1 |  |  |  | 1 |  |  |  | 1 |  |  |  | 1 |  |  |  | 1 |  |  |  | 1
2 | AIR COMPRESSOR 2 | 3957095 | 0050-UFO-QI-28-COMPRESSOR 2 FILTERS AND COOLERS INSPECTION | 2019-09-09 | 2019-10-07 | 28 | [5 empty] | 1 |  |  |  | 1 |  |  |  | 1 |  |  |  | 1 |  |  |  | 1 |  |  |  | 1 |  |  |  | 1 |  |  |  | 1 |  |  |  | 1 |  |  |  | 1 |  |  |  | 1 |  |  |  | 1 |  |  |  | 1
2 | AIR COMPRESSOR 3 | 3957096 | 0050-UFO-QI-28-COMPRESSOR 3 FILTERS AND COOLERS INSPECTION | 2019-09-09 | 2019-10-07 | 28 | [5 empty] | 1 |  |  |  | 1 |  |  |  | 1 |  |  |  | 1 |  |  |  | 1 |  |  |  | 1 |  |  |  | 1 |  |  |  | 1 |  |  |  | 1 |  |  |  | 1 |  |  |  | 1 |  |  |  | 1 |  |  |  | 1
2 | MILL EFFLUENT TREATMENT SYSTEM | 3957097 | 0045-UFO-QI-28-SUMP PUMPS CLEAN VALVE PLUNGER | 2019-08-26 | 2019-09-23 | 28 |  |  |  | 1 |  |  |  | 1 |  |  |  | 1 |  |  |  | 1 |  |  |  | 1 |  |  |  | 1 |  |  |  | 1 |  |  |  | 1 |  |  |  | 1 |  |  |  | 1 |  |  |  | 1 |  |  |  | 1 |  |  |  | 1
2 | M8 | 3957098 | 0800-REL-IRD-30-M8 MOTORS IR THERMOGRAPHY MILL ROUTE 1 | 2019-09-09 | 2019-10-09 | 30 | [31 empty] | 1
2 | BALE HANDLING ROBOT CONTROL PANELS | 3957099 | 0820-MEC-DD-42-ROBOT CONTROL PANEL FAN CLEAN INSPECTION | 2019-08-26 | 2019-10-07 | 42 | [5 empty] | 1 | [5 empty] | 1 | [5 empty] | 1 | [5 empty] | 1 | [5 empty] | 1 | [5 empty] | 1 | [5 empty] | 1 | [5 empty] | 1 | [5 empty] | 1
2 | METAL DETECTOR AND CONVEYOR FIELD DEVICES | 3957100 | 0820-ELE-DD-42-METAL DETECTOR CALIBRATION CHECK | 2019-08-26 | 2019-10-07 | 42 | [5 empty] | 1 | [5 empty] | 1 | [5 empty] | 1 | [5 empty] | 1 | [5 empty] | 1 | [5 empty] | 1 | [5 empty] | 1 | [5 empty] | 1 | [5 empty] | 1
2 | STACK INFEED CONVEYOR 1 | 3957101 | 0820-ELE-DD-42-STACK INFEED CONVEYOR 1 DEVICE INSPECTION | 2019-08-26 | 2019-10-07 | 42 | [5 empty] | 1 | [5 empty] | 1 | [5 empty] | 1 | [5 empty] | 1 | [5 empty] | 1 | [5 empty] | 1 | [5 empty] | 1 | [5 empty] | 1 | [5 empty] | 1
2 | STACK INFEED CONVEYOR 2 | 3957102 | 0820-ELE-DD-42-STACK INFEED CONVEYOR 2 DEVICE INSPECTION | 2019-08-26 | 2019-10-07 | 42 | [5 empty] | 1 | [5 empty] | 1 | [5 empty] | 1 | [5 empty] | 1 | [5 empty] | 1 | [5 empty] | 1 | [5 empty] | 1 | [5 empty] | 1 | [5 empty] | 1
2 | STACK INFEED CONVEYOR 3 | 3957103 | 0820-ELE-DD-42-STACK INFEED CONVEYOR 3 DEVICE INSPECTION | 2019-08-26 | 2019-10-07 | 42 | [5 empty] | 1 | [5 empty] | 1 | [5 empty] | 1 | [5 empty] | 1 | [5 empty] | 1 | [5 empty] | 1 | [5 empty] | 1 | [5 empty] | 1 | [5 empty] | 1
2 | STACK INFEED CONVEYOR 4 | 3957104 | 0820-ELE-DD-42-STACK INFEED CONVEYOR 4 DEVICE INSPECTION | 2019-08-26 | 2019-10-07 | 42 | [5 empty] | 1 | [5 empty] | 1 | [5 empty] | 1 | [5 empty] | 1 | [5 empty] | 1 | [5 empty] | 1 | [5 empty] | 1 | [5 empty] | 1 | [5 empty] | 1
2 | METAL DETECTOR CONVEYOR | 3957105 | 0820-MEC-DD-42-METAL DETECTOR CONVEYOR BELT INSPECT ADJUST | 2019-08-26 | 2019-10-07 | 42 | [5 empty] | 1 | [5 empty] | 1 | [5 empty] | 1 | [5 empty] | 1 | [5 empty] | 1 | [5 empty] | 1 | [5 empty] | 1 | [5 empty] | 1 | [5 empty] | 1
2 | METAL DETECTOR CONVEYOR | 3957106 | 0820-ELE-DD-42-METAL DETECTOR CONVEYOR BRAKE INSPECTION | 2019-09-02 | 2019-10-14 | 42 | [6 empty] | 1 | [5 empty] | 1 | [5 empty] | 1 | [5 empty] | 1 | [5 empty] | 1 | [5 empty] | 1 | [5 empty] | 1 | [5 empty] | 1 | [5 empty] | 1
2 | SHUTTLE CONVEYOR AND CART | 3957107 | 0820-ELE-DD-42-SHUTTLE CONV BRAKE INSPECTION | 2019-09-02 | 2019-10-14 | 42 | [6 empty] | 1 | [5 empty] | 1 | [5 empty] | 1 | [5 empty] | 1 | [5 empty] | 1 | [5 empty] | 1 | [5 empty] | 1 | [5 empty] | 1 | [5 empty] | 1
2 | PULPER 1 FEED CONVEYOR | 3957108 | 0820-MEC-DD-42-PULPER 1 FEED CONVEYOR BELT INSPECT ADJUST | 2019-08-26 | 2019-10-07 | 42 | [5 empty] | 1 | [5 empty] | 1 | [5 empty] | 1 | [5 empty] | 1 | [5 empty] | 1 | [5 empty] | 1 | [5 empty] | 1 | [5 empty] | 1 | [5 empty] | 1
2 | PULPER 1 FEED CONVEYOR | 3957109 | 0820-ELE-DD-42-PULPER 1 FEED CONVEYOR BRAKE INSPECTION | 2019-09-02 | 2019-10-14 | 42 | [6 empty] | 1 | [5 empty] | 1 | [5 empty] | 1 | [5 empty] | 1 | [5 empty] | 1 | [5 empty] | 1 | [5 empty] | 1 | [5 empty] | 1 | [5 empty] | 1
2 | PULPER 2 FEED CONVEYOR | 3957110 | 0820-MEC-DD-42-PULPER 2 FEED CONVEYOR BELT INSPECT ADJUST | 2019-08-26 | 2019-10-07 | 42 | [5 empty] | 1 | [5 empty] | 1 | [5 empty] | 1 | [5 empty] | 1 | [5 empty] | 1 | [5 empty] | 1 | [5 empty] | 1 | [5 empty] | 1 | [5 empty] | 1
2 | PULPER 2 FEED CONVEYOR | 3957111 | 0820-ELE-DD-42-PULPER 2 FEED CONVEYOR BRAKE INSPECTION | 2019-09-02 | 2019-10-14 | 42 | [6 empty] | 1 | [5 empty] | 1 | [5 empty] | 1 | [5 empty] | 1 | [5 empty] | 1 | [5 empty] | 1 | [5 empty] | 1 | [5 empty] | 1 | [5 empty] | 1
2 | AUTOMATIC DEWIRING MACHINE | 3957112 | 0820-MEC-DD-42-AUTO DEWIRING MACHINE BELT INSPECTION | 2019-08-26 | 2019-10-07 | 42 | [5 empty] | 1 | [5 empty] | 1 | [5 empty] | 1 | [5 empty] | 1 | [5 empty] | 1 | [5 empty] | 1 | [5 empty] | 1 | [5 empty] | 1 | [5 empty] | 1
2 | AUTOMATIC DEWIRING MACHINE | 3957113 | 0820-ELE-DD-42-AUTO DEWIRING BRAKE INSPECTION | 2019-09-02 | 2019-10-14 | 42 | [6 empty] | 1 | [5 empty] | 1 | [5 empty] | 1 | [5 empty] | 1 | [5 empty] | 1 | [5 empty] | 1 | [5 empty] | 1 | [5 empty] | 1 | [5 empty] | 1
2 | WIRE CUTTER AND TOOL BALANCER | 3957114 | 0820-MEC-DD-42-TOOL BALANCER INSPECTION | 2019-08-26 | 2019-10-07 | 42 | [5 empty] | 1 | [5 empty] | 1 | [5 empty] | 1 | [5 empty] | 1 | [5 empty] | 1 | [5 empty] | 1 | [5 empty] | 1 | [5 empty] | 1 | [5 empty] | 1
2 | LINE 1 BALER | 3957115 | 0828-MEC-DD-42-LINE 1 BALER INSPECTION AND CLEAN | 2019-08-26 | 2019-10-07 | 42 | [5 empty] | 1 | [5 empty] | 1 | [5 empty] | 1 | [5 empty] | 1 | [5 empty] | 1 | [5 empty] | 1 | [5 empty] | 1 | [5 empty] | 1 | [5 empty] | 1
2 | LINE 2 BALER | 3957116 | 0828-MEC-DD-42-LINE 2 BALER INSPECTION AND CLEAN | 2019-08-26 | 2019-10-07 | 42 | [5 empty] | 1 | [5 empty] | 1 | [5 empty] | 1 | [5 empty] | 1 | [5 empty] | 1 | [5 empty] | 1 | [5 empty] | 1 | [5 empty] | 1 | [5 empty] | 1
2 | AUTO CORE INSPECTION SYSTEM | 3957117 | 0828-MEC-DD-42-CORE INSPECTION SYSTEM INSPECTION AND CLEAN | 2019-08-26 | 2019-10-07 | 42 | [5 empty] | 1 | [5 empty] | 1 | [5 empty] | 1 | [5 empty] | 1 | [5 empty] | 1 | [5 empty] | 1 | [5 empty] | 1 | [5 empty] | 1 | [5 empty] | 1
2 | BIN TIPPER DISCHARGE CONVEYOR | 3957118 | 0828-MEC-DD-42-BIN TIPPER CONV INSPECTION AND CLEAN | 2019-08-26 | 2019-10-07 | 42 | [5 empty] | 1 | [5 empty] | 1 | [5 empty] | 1 | [5 empty] | 1 | [5 empty] | 1 | [5 empty] | 1 | [5 empty] | 1 | [5 empty] | 1 | [5 empty] | 1
2 | SPENT ROLL CONVEYOR 1 | 3957119 | 0828-MEC-DD-42-SPENT ROLL CONV 1 INSPECTION AND CLEAN | 2019-08-26 | 2019-10-07 | 42 | [5 empty] | 1 | [5 empty] | 1 | [5 empty] | 1 | [5 empty] | 1 | [5 empty] | 1 | [5 empty] | 1 | [5 empty] | 1 | [5 empty] | 1 | [5 empty] | 1
2 | SPENT ROLL CONVEYOR 2 | 3957120 | 0828-MEC-DD-42-SPENT ROLL CONV 2 INSPECTION AND CLEAN | 2019-08-26 | 2019-10-07 | 42 | [5 empty] | 1 | [5 empty] | 1 | [5 empty] | 1 | [5 empty] | 1 | [5 empty] | 1 | [5 empty] | 1 | [5 empty] | 1 | [5 empty] | 1 | [5 empty] | 1
2 | SPENT ROLL CONVEYOR 3 | 3957121 | 0828-MEC-DD-42-SPENT ROLL CONV 3 INSPECTION AND CLEAN | 2019-08-26 | 2019-10-07 | 42 | [5 empty] | 1 | [5 empty] | 1 | [5 empty] | 1 | [5 empty] | 1 | [5 empty] | 1 | [5 empty] | 1 | [5 empty] | 1 | [5 empty] | 1 | [5 empty] | 1
2 | SPENT ROLL CONVEYOR 4 | 3957122 | 0828-MEC-DD-42-SPENT ROLL CONV 4 INSPECTION AND CLEAN | 2019-08-26 | 2019-10-07 | 42 | [5 empty] | 1 | [5 empty] | 1 | [5 empty] | 1 | [5 empty] | 1 | [5 empty] | 1 | [5 empty] | 1 | [5 empty] | 1 | [5 empty] | 1 | [5 empty] | 1
2 | SPENT ROLL CONVEYOR 5 | 3957123 | 0828-MEC-DD-42-SPENT ROLL CONV 5 INSPECTION AND CLEAN | 2019-08-26 | 2019-10-07 | 42 | [5 empty] | 1 | [5 empty] | 1 | [5 empty] | 1 | [5 empty] | 1 | [5 empty] | 1 | [5 empty] | 1 | [5 empty] | 1 | [5 empty] | 1 | [5 empty] | 1
2 | CULL ROLL RECEIVING TABLE | 3957124 | 0828-MEC-DD-42-CULL ROLL TABLE INSPECTION AND CLEAN | 2019-09-02 | 2019-10-14 | 42 | [6 empty] | 1 | [5 empty] | 1 | [5 empty] | 1 | [5 empty] | 1 | [5 empty] | 1 | [5 empty] | 1 | [5 empty] | 1 | [5 empty] | 1 | [5 empty] | 1
2 | BALER FEED SHUTTLE CONVEYOR | 3957125 | 0828-MEC-DD-42-BALER FEED SHUTTLE CONV INSPECT AND CLEAN | 2019-09-02 | 2019-10-14 | 42 | [6 empty] | 1 | [5 empty] | 1 | [5 empty] | 1 | [5 empty] | 1 | [5 empty] | 1 | [5 empty] | 1 | [5 empty] | 1 | [5 empty] | 1 | [5 empty] | 1
2 | LINE 1 BALER BYPASS SHUTTLE CONVEYOR | 3957126 | 0828-MEC-DD-42-LN 1 BLR BYPASS SHUTTLE CONV INSPECT CLEAN | 2019-09-02 | 2019-10-14 | 42 | [6 empty] | 1 | [5 empty] | 1 | [5 empty] | 1 | [5 empty] | 1 | [5 empty] | 1 | [5 empty] | 1 | [5 empty] | 1 | [5 empty] | 1 | [5 empty] | 1
2 | LINE 2 BALER BYPASS SHUTTLE CONVEYOR | 3957127 | 0828-MEC-DD-42-LN 2 BLR BYPASS SHUTTLE CONV INSPECT CLEAN | 2019-09-02 | 2019-10-14 | 42 | [6 empty] | 1 | [5 empty] | 1 | [5 empty] | 1 | [5 empty] | 1 | [5 empty] | 1 | [5 empty] | 1 | [5 empty] | 1 | [5 empty] | 1 | [5 empty] | 1
2 | PULPER FEED TRANSFER CONVEYOR | 3957128 | 0828-MEC-DD-42-PULPER FEED TRANSF CONV INSPECTION CLEAN | 2019-09-02 | 2019-10-14 | 42 | [6 empty] | 1 | [5 empty] | 1 | [5 empty] | 1 | [5 empty] | 1 | [5 empty] | 1 | [5 empty] | 1 | [5 empty] | 1 | [5 empty] | 1 | [5 empty] | 1
2 | BROKE BALE FEED CONVEYOR | 3957129 | 0828-MEC-DD-42-BROKE BALE FEED CONVEYOR INSPECTION AND CLEAN | 2019-09-02 | 2019-10-14 | 42 | [6 empty] | 1 | [5 empty] | 1 | [5 empty] | 1 | [5 empty] | 1 | [5 empty] | 1 | [5 empty] | 1 | [5 empty] | 1 | [5 empty] | 1 | [5 empty] | 1
2 | LINE 1 BALER FEED CONVEYOR | 3957130 | 0828-MEC-DD-42-LINE 1 BLR FEED CONVEYOR INSPECTION AND CLEAN | 2019-09-02 | 2019-10-14 | 42 | [6 empty] | 1 | [5 empty] | 1 | [5 empty] | 1 | [5 empty] | 1 | [5 empty] | 1 | [5 empty] | 1 | [5 empty] | 1 | [5 empty] | 1 | [5 empty] | 1
2 | LINE 2 BALER FEED CONVEYOR | 3957131 | 0828-MEC-DD-42-LINE 2 BLR FEED CONVEYOR INSPECTION AND CLEAN | 2019-09-02 | 2019-10-14 | 42 | [6 empty] | 1 | [5 empty] | 1 | [5 empty] | 1 | [5 empty] | 1 | [5 empty] | 1 | [5 empty] | 1 | [5 empty] | 1 | [5 empty] | 1 | [5 empty] | 1
2 | CORE TRANSFER CONVEYOR 1 | 3957132 | 0828-MEC-DD-42-CORE TRNSF CONV 1 INSPECTION AND CLEAN | 2019-09-02 | 2019-10-14 | 42 | [6 empty] | 1 | [5 empty] | 1 | [5 empty] | 1 | [5 empty] | 1 | [5 empty] | 1 | [5 empty] | 1 | [5 empty] | 1 | [5 empty] | 1 | [5 empty] | 1
2 | CORE TRANSFER CONVEYOR 2 | 3957133 | 0828-MEC-DD-42-CORE TRNSF CONV 2 INSPECTION AND CLEAN | 2019-09-02 | 2019-10-14 | 42 | [6 empty] | 1 | [5 empty] | 1 | [5 empty] | 1 | [5 empty] | 1 | [5 empty] | 1 | [5 empty] | 1 | [5 empty] | 1 | [5 empty] | 1 | [5 empty] | 1
2 | CORE TRANSFER CONVEYOR 3 | 3957134 | 0828-MEC-DD-42-CORE TRNSF CONV 3 INSPECTION AND CLEAN | 2019-09-02 | 2019-10-14 | 42 | [6 empty] | 1 | [5 empty] | 1 | [5 empty] | 1 | [5 empty] | 1 | [5 empty] | 1 | [5 empty] | 1 | [5 empty] | 1 | [5 empty] | 1 | [5 empty] | 1
2 | CORE TRANSFER CONVEYOR 4 | 3957135 | 0828-MEC-DD-42-CORE TRNSF CONV 4 INSPECTION AND CLEAN | 2019-09-02 | 2019-10-14 | 42 | [6 empty] | 1 | [5 empty] | 1 | [5 empty] | 1 | [5 empty] | 1 | [5 empty] | 1 | [5 empty] | 1 | [5 empty] | 1 | [5 empty] | 1 | [5 empty] | 1
2 | CORE ASRS INFEED CONVEYOR | 3957136 | 0828-MEC-DD-42-ASRS INFEED CONVEYOR INSPECTION AND CLEAN | 2019-09-09 | 2019-10-21 | 42 | [7 empty] | 1 | [5 empty] | 1 | [5 empty] | 1 | [5 empty] | 1 | [5 empty] | 1 | [5 empty] | 1 | [5 empty] | 1 | [5 empty] | 1
2 | CORE ASRS DISCHARGE CONVEYOR 1 | 3957137 | 0828-MEC-DD-42-ASRS DISCHARGE CONV 1 INSPECTION AND CLEAN | 2019-09-09 | 2019-10-21 | 42 | [7 empty] | 1 | [5 empty] | 1 | [5 empty] | 1 | [5 empty] | 1 | [5 empty] | 1 | [5 empty] | 1 | [5 empty] | 1 | [5 empty] | 1
2 | CORE HOLDING CONVEYOR | 3957138 | 0828-MEC-DD-42-CORE HOLDING CONVEYOR INSPECTION AND CLEAN | 2019-09-09 | 2019-10-21 | 42 | [7 empty] | 1 | [5 empty] | 1 | [5 empty] | 1 | [5 empty] | 1 | [5 empty] | 1 | [5 empty] | 1 | [5 empty] | 1 | [5 empty] | 1
2 | LINE 1 BALE PICKUP TABLE | 3957139 | 0828-MEC-DD-42-BALE PICKUP TABLES CLEAN | 2019-09-09 | 2019-10-21 | 42 | [7 empty] | 1 | [5 empty] | 1 | [5 empty] | 1 | [5 empty] | 1 | [5 empty] | 1 | [5 empty] | 1 | [5 empty] | 1 | [5 empty] | 1
2 | WIRE COILER | 3957140 | 0828-MEC-DD-42-WIRE COILER INSPECTION AND CLEAN | 2019-09-09 | 2019-10-21 | 42 | [7 empty] | 1 | [5 empty] | 1 | [5 empty] | 1 | [5 empty] | 1 | [5 empty] | 1 | [5 empty] | 1 | [5 empty] | 1 | [5 empty] | 1
2 | PULPER FEED BATCH CONVEYOR | 3957141 | 0828-MEC-DD-42-PULPER FEED BATCH CONV INSPECTION CLEAN | 2019-09-09 | 2019-10-21 | 42 | [7 empty] | 1 | [5 empty] | 1 | [5 empty] | 1 | [5 empty] | 1 | [5 empty] | 1 | [5 empty] | 1 | [5 empty] | 1 | [5 empty] | 1
2 | CORE ASRS DISCHARGE CONVEYOR 2 | 3957142 | 0828-MEC-DD-42-ASRS DISCHARGE CONV 2 INSPECTION AND CLEAN | 2019-09-09 | 2019-10-21 | 42 | [7 empty] | 1 | [5 empty] | 1 | [5 empty] | 1 | [5 empty] | 1 | [5 empty] | 1 | [5 empty] | 1 | [5 empty] | 1 | [5 empty] | 1
2 | WIRE COILER BALER | 3957143 | 0820-MEC-IRD-42-WIRE COLIER INSPECTION | 2019-09-09 | 2019-10-21 | 42 | [7 empty] | 1 | [5 empty] | 1 | [5 empty] | 1 | [5 empty] | 1 | [5 empty] | 1 | [5 empty] | 1 | [5 empty] | 1 | [5 empty] | 1
2 | SCREW PRESS 1 | 3957144 | 0045-UFO-QI-42-SCREW PRESS 1 QUICK INSPECTION | 2019-09-02 | 2019-10-14 | 42 | [6 empty] | 1 | [5 empty] | 1 | [5 empty] | 1 | [5 empty] | 1 | [5 empty] | 1 | [5 empty] | 1 | [5 empty] | 1 | [5 empty] | 1 | [5 empty] | 1
2 | SCREW PRESS 2 | 3957145 | 0045-UFO-QI-42-SCREW PRESS 2 QUICK INSPECTION | 2019-09-02 | 2019-10-14 | 42 | [6 empty] | 1 | [5 empty] | 1 | [5 empty] | 1 | [5 empty] | 1 | [5 empty] | 1 | [5 empty] | 1 | [5 empty] | 1 | [5 empty] | 1 | [5 empty] | 1
2 | VACUUM SYSTEM | 3957146 | 0836-MEC-DD-42-COOLING TOWERS INSPECTION | 2019-09-09 | 2019-10-21 | 42 | [7 empty] | 1 | [5 empty] | 1 | [5 empty] | 1 | [5 empty] | 1 | [5 empty] | 1 | [5 empty] | 1 | [5 empty] | 1 | [5 empty] | 1
2 | MILL EFFLUENT TREATMENT SYSTEM | 3957147 | 0045-REL-IRD-56-SUMP PUMPS INFRARED THERMOGRAPHY | 2019-09-09 | 2019-11-04 | 56 | [9 empty] | 1 | [7 empty] | 1 | [7 empty] | 1 | [7 empty] | 1 | [7 empty] | 1 | [7 empty] | 1
2 | M8 | 3957148 | 0800-MEC-IRD-60-M8 PUMPS COUPLING STROBOSCOPE INSPECT 1 | 2019-09-03 | 2019-11-02 | 60 | [43 empty] | 1
2 | M8 | 3957149 | 0800-REL-IRD-60-M8 MOTORS IR THERMOGRAPHY MILL ROUTE 2 | 2019-09-02 | 2019-11-01 | 60
2 | EFFLUENT TREATMENT PLANT SYSTEM | 3957150 | 0045-REL-IRD-60-ETP MOTORS IR THERMOGRAPHY ETP ROUTE | 2019-09-09 | 2019-11-08 | 60
2 | STACK INFEED CONVEYOR 1 | 3957151 | 0820-MEC-DD-84-STACK INFEED CONVEYOR 1 TENSION CHECK | 2019-07-22 | 2019-10-14 | 84 | [6 empty] | 1 | [11 empty] | 1 | [11 empty] | 1 | [11 empty] | 1 | [11 empty] | 1
2 | STACK INFEED CONVEYOR 2 | 3957152 | 0820-MEC-DD-84-STACK INFEED CONVEYOR 2 TENSION CHECK | 2019-07-22 | 2019-10-14 | 84 | [6 empty] | 1 | [11 empty] | 1 | [11 empty] | 1 | [11 empty] | 1 | [11 empty] | 1
2 | STACK INFEED CONVEYOR 3 | 3957153 | 0820-MEC-DD-84-STACK INFEED CONVEYOR 3 TENSION CHECK | 2019-07-22 | 2019-10-14 | 84 | [6 empty] | 1 | [11 empty] | 1 | [11 empty] | 1 | [11 empty] | 1 | [11 empty] | 1
2 | STACK INFEED CONVEYOR 4 | 3957154 | 0820-MEC-DD-84-STACK INFEED CONVEYOR 4 TENSION CHECK | 2019-07-22 | 2019-10-14 | 84 | [6 empty] | 1 | [11 empty] | 1 | [11 empty] | 1 | [11 empty] | 1 | [11 empty] | 1
2 | BALE HANDLING SYSTEM | 3957155 | 0820-ELE-DD-84-BALE HANDLING CONVEYOR WIRING INSPECTION | 2019-07-22 | 2019-10-14 | 84 | [6 empty] | 1 | [11 empty] | 1 | [11 empty] | 1 | [11 empty] | 1 | [11 empty] | 1
2 | DEWIRING FEED CONVEYOR | 3957156 | 0820-MEC-DD-84-DEWIRING FEED CONVEYOR TENSION CHECK | 2019-07-22 | 2019-10-14 | 84 | [6 empty] | 1 | [11 empty] | 1 | [11 empty] | 1 | [11 empty] | 1 | [11 empty] | 1
2 | SHUTTLE CONVEYOR AND CART | 3957157 | 0820-MEC-DD-84-SHUTTLE CONVEYOR TENSION CHECK | 2019-07-22 | 2019-10-14 | 84 | [6 empty] | 1 | [11 empty] | 1 | [11 empty] | 1 | [11 empty] | 1 | [11 empty] | 1
2 | BALE STAGE CONVEYOR 1 | 3957158 | 0820-MEC-DD-84-BALE STAGE CONVEYOR 1 TENSION CHECK | 2019-07-22 | 2019-10-14 | 84 | [6 empty] | 1 | [11 empty] | 1 | [11 empty] | 1 | [11 empty] | 1 | [11 empty] | 1
2 | REJECT BALE CONVEYOR | 3957159 | 0820-MEC-DD-84-REJECT BALE CONVEYOR TENSION CHECK | 2019-07-22 | 2019-10-14 | 84 | [6 empty] | 1 | [11 empty] | 1 | [11 empty] | 1 | [11 empty] | 1 | [11 empty] | 1
2 | BALE STAGE CONVEYOR 2 | 3957160 | 0820-MEC-DD-84-BALE STAGE CONVEYOR 2 TENSION CHECK | 2019-07-22 | 2019-10-14 | 84 | [6 empty] | 1 | [11 empty] | 1 | [11 empty] | 1 | [11 empty] | 1 | [11 empty] | 1
2 | BALE STAGE CONVEYOR 3 | 3957161 | 0820-MEC-DD-84-BALE STAGE CONVEYOR 3 TENSION CHECK | 2019-07-22 | 2019-10-14 | 84 | [6 empty] | 1 | [11 empty] | 1 | [11 empty] | 1 | [11 empty] | 1 | [11 empty] | 1
2 | PULPER 1 FEED CONVEYOR | 3957162 | 0820-MEC-DD-84-PULPER 1 FEED CONVEYOR INSPECTION | 2019-07-22 | 2019-10-14 | 84 | [6 empty] | 1 | [11 empty] | 1 | [11 empty] | 1 | [11 empty] | 1 | [11 empty] | 1
2 | PULPER 1 TRANSFER CONVEYOR | 3957163 | 0820-MEC-DD-84-PULPER 1 TRANS CONVEYOR TENSION CHECK | 2019-07-22 | 2019-10-14 | 84 | [6 empty] | 1 | [11 empty] | 1 | [11 empty] | 1 | [11 empty] | 1 | [11 empty] | 1
2 | PULPER 2 FEED CONVEYOR | 3957164 | 0820-MEC-DD-84-PULPER 2 FEED CONVEYOR INSPECTION | 2019-07-22 | 2019-10-14 | 84 | [6 empty] | 1 | [11 empty] | 1 | [11 empty] | 1 | [11 empty] | 1 | [11 empty] | 1
2 | PULPER 2 TRANSFER CONVEYOR | 3957165 | 0820-MEC-DD-84-PULPER 2 TRANS CONVEYOR TENSION CHECK | 2019-07-22 | 2019-10-14 | 84 | [6 empty] | 1 | [11 empty] | 1 | [11 empty] | 1 | [11 empty] | 1 | [11 empty] | 1
2 | ROBOT DESTACKER | 3957166 | 0820-MEC-DD-84-ROBOT DESTACKER EXTERNAL INSPECTION | 2019-07-22 | 2019-10-14 | 84 | [6 empty] | 1 | [11 empty] | 1 | [11 empty] | 1 | [11 empty] | 1 | [11 empty] | 1
2 | AUTOMATIC DEWIRING MACHINE | 3957167 | 0820-MEC-DD-84-AUTO DEWIRING MACHINE INSPECTION | 2019-07-22 | 2019-10-14 | 84 | [6 empty] | 1 | [11 empty] | 1 | [11 empty] | 1 | [11 empty] | 1 | [11 empty] | 1
2 | WIRE COILER BALER | 3957168 | 0820-MEC-DD-84-WIRE COLIER INSPECTION AND SERVICE | 2019-07-22 | 2019-10-14 | 84 | [6 empty] | 1 | [11 empty] | 1 | [11 empty] | 1 | [11 empty] | 1 | [11 empty] | 1
2 | WIRE CUTTER AND TOOL BALANCER | 3957169 | 0820-MEC-DD-84-TOOL BALANCER JIB CRANE INSPECTION | 2019-07-22 | 2019-10-14 | 84 | [6 empty] | 1 | [11 empty] | 1 | [11 empty] | 1 | [11 empty] | 1 | [11 empty] | 1
2 | BALE HANDLING JBOXES | 3957170 | 0820-ELE-DD-84-BALE HANDLING JBOX INSPECT AND CLEAN | 2019-07-22 | 2019-10-14 | 84 | [6 empty] | 1 | [11 empty] | 1 | [11 empty] | 1 | [11 empty] | 1 | [11 empty] | 1
2 | LINE 1 BALER | 3957171 | 0828-MEC-DD-84-LINE 1 BALER SERVICE AND INSPECTION | 2019-07-22 | 2019-10-14 | 84 | [6 empty] | 1 | [11 empty] | 1 | [11 empty] | 1 | [11 empty] | 1 | [11 empty] | 1
2 | LINE 2 BALER | 3957172 | 0828-MEC-DD-84-LINE 2 BALER SERVICE AND INSPECTION | 2019-07-22 | 2019-10-14 | 84 | [6 empty] | 1 | [11 empty] | 1 | [11 empty] | 1 | [11 empty] | 1 | [11 empty] | 1
2 | MANUAL CORE INSPECTION SYSTEM | 3957173 | 0828-MEC-DD-84-CORE INSPECTION SYSTEMS CHECK | 2019-07-22 | 2019-10-14 | 84 | [6 empty] | 1 | [11 empty] | 1 | [11 empty] | 1 | [11 empty] | 1 | [11 empty] | 1
2 | CORE CLEANING SYSTEM | 3957174 | 0828-MEC-DD-84-CORE CLEANING SYSTEM INSPECTION | 2019-07-22 | 2019-10-14 | 84 | [6 empty] | 1 | [11 empty] | 1 | [11 empty] | 1 | [11 empty] | 1 | [11 empty] | 1
2 | BIN TIPPER DISCHARGE CONVEYOR | 3957175 | 0828-MEC-DD-84-BIN TIPPER AND CONVEYOR INSPECTION | 2019-07-22 | 2019-10-14 | 84 | [6 empty] | 1 | [11 empty] | 1 | [11 empty] | 1 | [11 empty] | 1 | [11 empty] | 1
2 | BIN TIPPER | 3957176 | 0828-ELE-DD-84-BIN TIPPER AND CONVEYOR INSPECTION | 2019-07-22 | 2019-10-14 | 84 | [6 empty] | 1 | [11 empty] | 1 | [11 empty] | 1 | [11 empty] | 1 | [11 empty] | 1
2 | GUILLOTINE | 3957177 | 0828-MEC-DD-84-GUILLOTINE INSPECTION | 2019-07-22 | 2019-10-14 | 84 | [6 empty] | 1 | [11 empty] | 1 | [11 empty] | 1 | [11 empty] | 1 | [11 empty] | 1
2 | GUILLOTINE | 3957178 | 0828-ELE-DD-84-GUILLOTINE INSPECTION | 2019-07-22 | 2019-10-14 | 84 | [6 empty] | 1 | [11 empty] | 1 | [11 empty] | 1 | [11 empty] | 1 | [11 empty] | 1
2 | TIPPER AND GUILLOTINE HYDRAULIC POWER UNIT | 3957179 | 0828-ELE-DD-84-HPU MOTOR CLEAN | 2019-07-22 | 2019-10-14 | 84 | [6 empty] | 1 | [11 empty] | 1 | [11 empty] | 1 | [11 empty] | 1 | [11 empty] | 1
2 | TIPPER AND GUILLOTINE HYDRAULIC POWER UNIT | 3957180 | 0828-MEC-DD-84-TIPPER AND GUILLOTINE HPU INSPECTION | 2019-07-22 | 2019-10-14 | 84 | [6 empty] | 1 | [11 empty] | 1 | [11 empty] | 1 | [11 empty] | 1 | [11 empty] | 1
2 | TIPPER AND GUILLOTINE HYDRAULIC POWER UNIT | 3957181 | 0828-ELE-DD-84-HPU RELIEF VLV INSPECTION AND TEST | 2019-07-22 | 2019-10-14 | 84 | [6 empty] | 1 | [11 empty] | 1 | [11 empty] | 1 | [11 empty] | 1 | [11 empty] | 1
2 | SPENT ROLL RECEIVING TABLE | 3957182 | 0828-MEC-DD-84-SPENT ROLL RECEIVING TABLE INSPECTION | 2019-09-02 | 2019-11-25 | 84 | [12 empty] | 1 | [11 empty] | 1 | [11 empty] | 1 | [11 empty] | 1
2 | SPENT ROLL RECEIVING TABLE | 3957183 | 0828-ELE-DD-84-SPENT ROLL RECEIVING TABLE DEVICES CHECK | 2019-07-22 | 2019-10-14 | 84 | [6 empty] | 1 | [11 empty] | 1 | [11 empty] | 1 | [11 empty] | 1 | [11 empty] | 1
2 | SPENT ROLL CONVEYOR 1 | 3957184 | 0828-MEC-DD-84-SPENT ROLL CONVEYOR 1 INSPECTION | 2019-09-02 | 2019-11-25 | 84 | [12 empty] | 1 | [11 empty] | 1 | [11 empty] | 1 | [11 empty] | 1
2 | SPENT ROLL CONVEYOR 2 | 3957185 | 0828-MEC-DD-84-SPENT ROLL CONVEYOR 2 INSPECTION | 2019-09-02 | 2019-11-25 | 84 | [12 empty] | 1 | [11 empty] | 1 | [11 empty] | 1 | [11 empty] | 1
2 | SPENT ROLL CONVEYOR 3 | 3957186 | 0828-MEC-DD-84-SPENT ROLL CONVEYOR 3 INSPECTION | 2019-09-02 | 2019-11-25 | 84 | [12 empty] | 1 | [11 empty] | 1 | [11 empty] | 1 | [11 empty] | 1
2 | SPENT ROLL CONVEYOR 4 | 3957187 | 0828-MEC-DD-84-SPENT ROLL CONVEYOR 4 INSPECTION | 2019-09-02 | 2019-11-25 | 84 | [12 empty] | 1 | [11 empty] | 1 | [11 empty] | 1 | [11 empty] | 1
2 | SPENT ROLL CONVEYOR 5 | 3957188 | 0828-MEC-DD-84-SPENT ROLL CONVEYOR 5 INSPECTION | 2019-09-02 | 2019-11-25 | 84 | [12 empty] | 1 | [11 empty] | 1 | [11 empty] | 1 | [11 empty] | 1
2 | CULL ROLL RECEIVING TABLE | 3957189 | 0828-MEC-DD-84-CULL ROLL RECEIVING TABLE INSPECTION | 2019-09-02 | 2019-11-25 | 84 | [12 empty] | 1 | [11 empty] | 1 | [11 empty] | 1 | [11 empty] | 1
2 | CULL ROLL RECEIVING TABLE | 3957190 | 0828-ELE-DD-84-CULL ROLL RECEIVING TABLE DEVICES CHECK | 2019-07-22 | 2019-10-14 | 84 | [6 empty] | 1 | [11 empty] | 1 | [11 empty] | 1 | [11 empty] | 1 | [11 empty] | 1
2 | SPENT AND CULL ROLL LIFT TABLES HYDRAULIC POWER UNIT | 3957191 | 0828-MEC-DD-84-LIFT TABLES HPU INSPECTION | 2019-09-02 | 2019-11-25 | 84 | [12 empty] | 1 | [11 empty] | 1 | [11 empty] | 1 | [11 empty] | 1
2 | BALER FEED SHUTTLE CONVEYOR | 3957192 | 0828-MEC-DD-84-BALER FEED SHUTTHLE CONVEYOR INSPECTION | 2019-09-02 | 2019-11-25 | 84 | [12 empty] | 1 | [11 empty] | 1 | [11 empty] | 1 | [11 empty] | 1
2 | LINE 1 BALER BYPASS SHUTTLE CONVEYOR | 3957193 | 0828-MEC-DD-84-LINE 1 BALER BYPASS SHUTTLE CONV INSPECTION | 2019-09-02 | 2019-11-25 | 84 | [12 empty] | 1 | [11 empty] | 1 | [11 empty] | 1 | [11 empty] | 1
2 | LINE 2 BALER BYPASS SHUTTLE CONVEYOR | 3957194 | 0828-MEC-DD-84-LINE 2 BALER BYPASS SHUTTLE CONV INSPECTION | 2019-09-02 | 2019-11-25 | 84 | [12 empty] | 1 | [11 empty] | 1 | [11 empty] | 1 | [11 empty] | 1
2 | PULPER FEED TRANSFER CONVEYOR | 3957195 | 0828-MEC-DD-84-PULPER FEED TRANSFER CONVEYOR INSPECTION | 2019-09-02 | 2019-11-25 | 84 | [12 empty] | 1 | [11 empty] | 1 | [11 empty] | 1 | [11 empty] | 1
2 | BROKE BALE FEED CONVEYOR | 3957196 | 0828-MEC-DD-84-BROKE BALE FEED CONVEYOR INSPECTION | 2019-09-02 | 2019-11-25 | 84 | [12 empty] | 1 | [11 empty] | 1 | [11 empty] | 1 | [11 empty] | 1
2 | LINE 1 BALER FEED CONVEYOR | 3957197 | 0828-MEC-DD-84-LINE 1 BALER FEED CONVEYOR INSPECTION | 2019-09-02 | 2019-11-25 | 84 | [12 empty] | 1 | [11 empty] | 1 | [11 empty] | 1 | [11 empty] | 1
2 | LINE 1 BALER FEED CONVEYOR | 3957198 | 0828-ELE-DD-84-LINE 1 BALER FEED CONV MOTOR CHECK | 2019-07-22 | 2019-10-14 | 84 | [6 empty] | 1 | [11 empty] | 1 | [11 empty] | 1 | [11 empty] | 1 | [11 empty] | 1
2 | LINE 2 BALER FEED CONVEYOR | 3957199 | 0828-MEC-DD-84-LINE 2 BALER FEED CONVEYOR INSPECTION | 2019-09-02 | 2019-11-25 | 84 | [12 empty] | 1 | [11 empty] | 1 | [11 empty] | 1 | [11 empty] | 1
2 | LINE 2 BALER FEED CONVEYOR | 3957200 | 0828-ELE-DD-84-LINE 2 BALER FEED CONV MOTOR CHECK | 2019-07-22 | 2019-10-14 | 84 | [6 empty] | 1 | [11 empty] | 1 | [11 empty] | 1 | [11 empty] | 1 | [11 empty] | 1
2 | CORE TRANSFER CONVEYOR 1 | 3957201 | 0828-MEC-DD-84-CORE TRANSFER CONVEYORS GEARBOX OIL CHECK | 2019-09-02 | 2019-11-25 | 84 | [12 empty] | 1 | [11 empty] | 1 | [11 empty] | 1 | [11 empty] | 1
2 | CORE ASRS INFEED CONVEYOR | 3957202 | 0828-MEC-DD-84-CORE ASRS INFEED CONVEYOR INSPECTION | 2019-09-02 | 2019-11-25 | 84 | [12 empty] | 1 | [11 empty] | 1 | [11 empty] | 1 | [11 empty] | 1
2 | CORE ASRS DISCHARGE CONVEYOR 1 | 3957203 | 0828-MEC-DD-84-CORE ASRS DISCHARGE CONV 1 INSPECTION | 2019-09-02 | 2019-11-25 | 84 | [12 empty] | 1 | [11 empty] | 1 | [11 empty] | 1 | [11 empty] | 1
2 | CORE HOLDING CONVEYOR | 3957204 | 0828-MEC-DD-84-CORE HOLDING CONVEYOR INSPECTION | 2019-09-02 | 2019-11-25 | 84 | [12 empty] | 1 | [11 empty] | 1 | [11 empty] | 1 | [11 empty] | 1
2 | CORE ASRS GANTRY CRANE ASSY | 3957205 | 0828-MEC-DD-84-CORE ASRS CRANE INSPECTION AND CLEAN | 2019-09-02 | 2019-11-25 | 84 | [12 empty] | 1 | [11 empty] | 1 | [11 empty] | 1 | [11 empty] | 1
2 | CORE ASRS GANTRY CRANE ASSY | 3957206 | 0828-ELE-DD-84-CORE ASRS CRANE INSPECTION | 2019-09-02 | 2019-11-25 | 84 | [12 empty] | 1 | [11 empty] | 1 | [11 empty] | 1 | [11 empty] | 1
2 | WIRE COILER | 3957207 | 0828-MEC-DD-84-WIRE COILER INSPECTION | 2019-09-02 | 2019-11-25 | 84 | [12 empty] | 1 | [11 empty] | 1 | [11 empty] | 1 | [11 empty] | 1
2 | WIRE COILER | 3957208 | 0828-ELE-DD-84-WIRE COILER INSPECTION | 2019-09-02 | 2019-11-25 | 84 | [12 empty] | 1 | [11 empty] | 1 | [11 empty] | 1 | [11 empty] | 1
2 | PULPER FEED BATCH CONVEYOR | 3957209 | 0828-MEC-DD-84-PULPER FEED BATCH CONVEYOR INSPECTION | 2019-09-02 | 2019-11-25 | 84 | [12 empty] | 1 | [11 empty] | 1 | [11 empty] | 1 | [11 empty] | 1
2 | PULPER FEED BATCH CONVEYOR | 3957210 | 0828-ELE-DD-84-PULPER FEED BATCH CONVEYOR INSPECTION | 2019-09-02 | 2019-11-25 | 84 | [12 empty] | 1 | [11 empty] | 1 | [11 empty] | 1 | [11 empty] | 1
2 | BROKE AND CORE HANDLING ELECTRICAL AND CONTROL SYSTEMS | 3957211 | 0828-ELE-DD-84-BROKE AND CORE JUNCTION BOXES INSPECTION | 2019-09-02 | 2019-11-25 | 84 | [12 empty] | 1 | [11 empty] | 1 | [11 empty] | 1 | [11 empty] | 1
2 | CORE HOLDING CONVEYOR | 3957212 | 0828-ELE-DD-84-CORE HOLDING CONVEYOR INSPECTION | 2019-09-02 | 2019-11-25 | 84 | [12 empty] | 1 | [11 empty] | 1 | [11 empty] | 1 | [11 empty] | 1
2 | MANUAL CORE INSPECTION SYSTEM | 3957213 | 0828-ELE-DD-84-CORE INSPECTION SYSTEMS CHECK | 2019-09-02 | 2019-11-25 | 84 | [12 empty] | 1 | [11 empty] | 1 | [11 empty] | 1 | [11 empty] | 1
2 | CORE TABLE FEED SYSTEM | 3957214 | 0828-MEC-DD-84-CORE TABLE FEED INSPECTION | 2019-09-02 | 2019-11-25 | 84 | [12 empty] | 1 | [11 empty] | 1 | [11 empty] | 1 | [11 empty] | 1
2 | CORE TABLE FEED SYSTEM | 3957215 | 0828-ELE-DD-84-CORE TABLE FEED CHECK | 2019-09-02 | 2019-11-25 | 84 | [12 empty] | 1 | [11 empty] | 1 | [11 empty] | 1 | [11 empty] | 1
2 | CORE ASRS DISCHARGE CONVEYOR 2 | 3957216 | 0828-MEC-DD-84-CORE ASRS DISCHARGE CONV 2 INSPECTION | 2019-09-02 | 2019-11-25 | 84 | [12 empty] | 1 | [11 empty] | 1 | [11 empty] | 1 | [11 empty] | 1
2 | WIRE COILER BALER | 3957217 | 0820-MEC-IRD-84-WIRE COLIER INSPECTION AND SERVICE | 2019-09-02 | 2019-11-25 | 84 | [12 empty] | 1 | [11 empty] | 1 | [11 empty] | 1 | [11 empty] | 1
2 | MILL EFFLUENT TREATMENT SYSTEM | 3957218 | 0045-MEC-IRD-84-MILL EFFLUENT PUMPS DRIVE INSPECTION | 2019-09-02 | 2019-11-25 | 84 | [12 empty] | 1 | [11 empty] | 1 | [11 empty] | 1 | [11 empty] | 1
2 | COMPRESSED AIR | 3957219 | 0050-UFO-IRD-84-COMPRESSORS INSPECTION | 2019-07-22 | 2019-10-14 | 84 | [6 empty] | 1 | [11 empty] | 1 | [11 empty] | 1 | [11 empty] | 1 | [11 empty] | 1
2 | SLUDGE TREATMENT SYSTEM | 3957220 | 0045-MEC-IRD-84-SLUDGE CONV GEARBOX DRIVE INSPECTION | 2019-09-02 | 2019-11-25 | 84 | [12 empty] | 1 | [11 empty] | 1 | [11 empty] | 1 | [11 empty] | 1
2 | DESSICANT AIR DRYER 1 | 3957221 | 0050-UFO-DD-84-AIR DRYER 1 FILTER INSPECTION AND CLEAN | 2019-07-22 | 2019-10-14 | 84 | [6 empty] | 1 | [11 empty] | 1 | [11 empty] | 1 | [11 empty] | 1 | [11 empty] | 1
2 | DESSICANT AIR DRYER 2 | 3957222 | 0050-UFO-DD-84-AIR DRYER 2 FILTER INSPECTION AND CLEAN | 2019-09-02 | 2019-11-25 | 84 | [12 empty] | 1 | [11 empty] | 1 | [11 empty] | 1 | [11 empty] | 1
2 | DESSICANT AIR DRYER 3 | 3957223 | 0050-UFO-DD-84-AIR DRYER 3 FILTER INSPECTION AND CLEAN | 2019-09-02 | 2019-11-25 | 84 | [12 empty] | 1 | [11 empty] | 1 | [11 empty] | 1 | [11 empty] | 1
2 | COOLING TOWER 1 | 3957224 | 0836-MEC-DD-84-COOLING TOWER 1 BASIN AND FAN INSPECTION | 2019-09-02 | 2019-11-25 | 84 | [12 empty] | 1 | [11 empty] | 1 | [11 empty] | 1 | [11 empty] | 1
2 | COOLING TOWER 1 | 3957225 | 0836-ELE-DD-84-COOLING TOWER 1 MOTOR INSPECTION | 2019-09-02 | 2019-11-25 | 84 | [12 empty] | 1 | [11 empty] | 1 | [11 empty] | 1 | [11 empty] | 1
2 | COOLING TOWER 2 | 3957226 | 0836-MEC-DD-84-COOLING TOWER 2 BASIN AND FAN INSPECTION | 2019-09-02 | 2019-11-25 | 84 | [12 empty] | 1 | [11 empty] | 1 | [11 empty] | 1 | [11 empty] | 1
2 | COOLING TOWER 2 | 3957227 | 0836-ELE-DD-84-COOLING TOWER 2 MOTOR INSPECTION | 2019-09-02 | 2019-11-25 | 84 | [12 empty] | 1 | [11 empty] | 1 | [11 empty] | 1 | [11 empty] | 1
2 | SLUDGE TREATMENT SYSTEM | 3957228 | 0045-ELE-DD-84-SLUDGE CONV MOTORS INSPECTION | 2019-09-02 | 2019-11-25 | 84 | [12 empty] | 1 | [11 empty] | 1 | [11 empty] | 1 | [11 empty] | 1
2 | M8 | 3957229 | 0800-MEC-IRD-90-M8 PUMPS COUPLING STROBOSCOPE INSPECT 2 | 2019-09-04 | 2019-12-03 | 90 | [26 empty] | 1
2 | FLOCCULATION TANK 1 | 3957230 | 0045-UFO-QI-126-FLOCC TANK 1 GEARBOX INSPECTION | 2019-09-16 | 2020-01-20 | 126 | [20 empty] | 1 | [17 empty] | 1
2 | FLOCCULATION TANK 2 | 3957231 | 0045-UFO-QI-126-FLOCC TANK 2 GEARBOX INSPECTION | 2019-09-09 | 2020-01-13 | 126 | [19 empty] | 1 | [17 empty] | 1
2 | SLUDGE TREATMENT SYSTEM | 3957232 | 0045-UFO-IRD-126-PRETHICKENERS GEARBOXES INSPECTION | 2019-08-26 | 2019-12-30 | 126 | [17 empty] | 1 | [17 empty] | 1 | [17 empty] | 1
2 | BALE STAGE CONVEYOR 1 | 3957259 | 0820-MEC-DD-168-BALE STAGE CONV 1 CHAIN CLEAN AND INSPECT | 2019-06-10 | 2019-11-25 | 168 | [12 empty] | 1 | [23 empty] | 1
2 | REJECT BALE CONVEYOR | 3957260 | 0820-MEC-DD-168-REJECT BALE CONV CHAIN CLEAN AND INSPECT | 2019-06-10 | 2019-11-25 | 168 | [12 empty] | 1 | [23 empty] | 1
2 | BALE STAGE CONVEYOR 2 | 3957261 | 0820-MEC-DD-168-BALE STAGE CONV 2 CHAIN CLEAN AND INSPECT | 2019-06-10 | 2019-11-25 | 168 | [12 empty] | 1 | [23 empty] | 1
2 | BALE STAGE CONVEYOR 3 | 3957262 | 0820-MEC-DD-168-BALE STAGE CONV 3 CHAIN CLEAN AND INSPECT | 2019-06-10 | 2019-11-25 | 168 | [12 empty] | 1 | [23 empty] | 1
2 | PULPER 1 TRANSFER CONVEYOR | 3957263 | 0820-MEC-DD-168-PULPER 1 TRANS CONV CHAIN CLEAN AND INSPECT | 2019-06-10 | 2019-11-25 | 168 | [12 empty] | 1 | [23 empty] | 1
2 | PULPER 2 TRANSFER CONVEYOR | 3957264 | 0820-MEC-DD-168-PULPER 2 TRANS CONV CHAIN CLEAN AND INSPECT | 2019-06-10 | 2019-11-25 | 168 | [12 empty] | 1 | [23 empty] | 1
2 | WIRE COILER BALER | 3957265 | 0820-MEC-DD-168-WIRE COLIER RAM LINER GAP CHECK | 2019-06-10 | 2019-11-25 | 168 | [12 empty] | 1 | [23 empty] | 1
2 | LINE 1 BALER | 3957267 | 0828-MEC-DD-168-LINE 1 BALER SEMIANNUAL INSPECTION | 2019-06-10 | 2019-11-25 | 168 | [12 empty] | 1 | [23 empty] | 1
2 | AUTO CORE INSPECTION SYSTEM | 3957269 | 0828-MEC-DD-168-AUTO CORE INSPECTION SEMIANNUAL | 2019-06-10 | 2019-11-25 | 168 | [12 empty] | 1 | [23 empty] | 1
2 | CORE CLEANING SYSTEM | 3957270 | 0828-MEC-DD-168-CORE CLEANING SYSTEM SEMIANNUAL INSPECTION | 2019-06-10 | 2019-11-25 | 168 | [12 empty] | 1 | [23 empty] | 1
2 | SPENT ROLL CONVEYOR 1 | 3957272 | 0828-MEC-DD-168-SPENT ROLL CONV 1 SEMIANNUAL INSPECTION | 2019-06-10 | 2019-11-25 | 168 | [12 empty] | 1 | [23 empty] | 1
2 | SPENT ROLL CONVEYOR 2 | 3957273 | 0828-MEC-DD-168-SPENT ROLL CONV 2 SEMIANNUAL INSPECTION | 2019-06-10 | 2019-11-25 | 168 | [12 empty] | 1 | [23 empty] | 1
2 | BALER FEED SHUTTLE CONVEYOR | 3957277 | 0828-MEC-DD-168-BALER FEED SHUTTLE CONV CHAIN INSPECT | 2019-06-10 | 2019-11-25 | 168 | [12 empty] | 1 | [23 empty] | 1
2 | CORE TRANSFER CONVEYOR 1 | 3957278 | 0828-MEC-DD-168-CORE TRANSFER CONVEYORS SEMIANNUAL INSPECT | 2019-06-10 | 2019-11-25 | 168 | [12 empty] | 1 | [23 empty] | 1
2 | CORE ASRS DISCHARGE CONVEYOR 1 | 3957279 | 0828-MEC-DD-168-CORE DISCHARGE CONV 1 SEMIANNUAL INSPECTION | 2019-06-10 | 2019-11-25 | 168 | [12 empty] | 1 | [23 empty] | 1
2 | CORE HOLDING CONVEYOR | 3957280 | 0828-MEC-DD-168-CORE HOLDING CONVEYOR SEMIANNUAL INSPECTION | 2019-06-10 | 2019-11-25 | 168 | [12 empty] | 1 | [23 empty] | 1
2 | CORE ASRS GANTRY CRANE ASSY | 3957281 | 0828-MEC-DD-168-CORE ASRS SEMIANNUAL INSPECTION | 2019-06-10 | 2019-11-25 | 168 | [12 empty] | 1 | [23 empty] | 1
2 | WIRE COILER | 3957282 | 0828-MEC-DD-168-WIRE COILER SEMIANNUAL INSPECTION | 2019-06-10 | 2019-11-25 | 168 | [12 empty] | 1 | [23 empty] | 1
2 | PULPER FEED BATCH CONVEYOR | 3957283 | 0828-MEC-DD-168-PULPER FEED BATCH CONV SEMIANNUAL INSPECT | 2019-06-10 | 2019-11-25 | 168 | [12 empty] | 1 | [23 empty] | 1
2 | BALE HANDLING INSTRUMENTATION AND CONTROL PANELS | 3957252 | 0820-ELE-DD-168-CONTROL PANELS INSPECTION | 2019-07-22 | 2020-01-06 | 168 | [18 empty] | 1 | [23 empty] | 1
2 | CORE TABLE FEED SYSTEM | 3957284 | 0828-MEC-DD-168-CORE TABLE FEED SEMIANNUAL INSPECTION | 2019-06-10 | 2019-11-25 | 168 | [12 empty] | 1 | [23 empty] | 1
2 | CORE ASRS DISCHARGE CONVEYOR 2 | 3957285 | 0828-MEC-DD-168-CORE DISCHARGE CONV 2 SEMIANNUAL INSPECTION | 2019-06-10 | 2019-11-25 | 168 | [12 empty] | 1 | [23 empty] | 1
2 | AIR COMPRESSOR 1 | 3957292 | 0050-MEC-DD-168-COMPRESSOR 1 SEMIANUAL SERVICE | 2019-06-10 | 2019-11-25 | 168 | [12 empty] | 1 | [23 empty] | 1
2 | BIN DISTRIBUTION CONVEYOR 2 | 4660010 | 0045-MEC-DD-168-BIN DIST CONV2 GEARBOX DRIVE ADJUST | 2019-06-10 | 2019-11-25 | 168 | [12 empty] | 1 | [23 empty] | 1
2 | DUMP CHEST 1 PUMP | 4660018 | 0822-MEC-DD-168-DUMP CHEST 1 SEMIANNUAL PUMP INSPECTION | 2019-06-10 | 2019-11-25 | 168 | [12 empty] | 1 | [23 empty] | 1
2 | DUMP CHEST 1 AGITATOR | 3957233 | 0822-MEC-DD-168-DUMP CHEST 1 AGITATOR DRIVE INSPECTION | 2019-07-22 | 2020-01-06 | 168 | [18 empty] | 1 | [23 empty] | 1
2 | DUMP CHEST 2 AGITATOR | 3957234 | 0824-MEC-DD-168-DUMP CHEST 2 AGITATOR DRIVE INSPECTION | 2019-07-22 | 2020-01-06 | 168 | [18 empty] | 1 | [23 empty] | 1
2 | BROKE DUMP CHEST AGITATOR | 3957235 | 0826-MEC-DD-168-BROKE DUMP CHEST AGIT DRIVE INSPECT | 2019-07-22 | 2020-01-06 | 168 | [18 empty] | 1 | [23 empty] | 1
2 | DEFLAKED BROKE CHEST AGITATOR | 3957236 | 0826-MEC-DD-168-DEFLAKED BROKE CHEST AGIT DRIVE INSPECT | 2019-07-22 | 2020-01-06 | 168 | [18 empty] | 1 | [23 empty] | 1
2 | BROKE ACCEPTS TANK AGITATOR | 3957237 | 0826-MEC-DD-168-BROKE ACCEPTS TANK AGIT DRIVE INSPECTION | 2019-07-22 | 2020-01-06 | 168 | [18 empty] | 1 | [23 empty] | 1
2 | BROKE REJECTS TANK AGITATOR | 3957238 | 0826-MEC-DD-168-BROKE REJECTS TANK AGIT DRIVE INSPECTION | 2019-07-22 | 2020-01-06 | 168 | [18 empty] | 1 | [23 empty] | 1
2 | TAD BLEND CHEST AGITATOR | 3957239 | 0830-MEC-DD-168-TAD BLEND CHEST AGIT DRIVE INSPECT | 2019-07-22 | 2020-01-06 | 168 | [18 empty] | 1 | [23 empty] | 1
2 | TAD MACHINE CHEST AGITATOR | 3957240 | 0830-MEC-DD-168-TAD MACHINE CHEST AGIT DRIVE INSPECT | 2019-07-22 | 2020-01-06 | 168 | [18 empty] | 1 | [23 empty] | 1
2 | BROKE AND CORE HANDLING ELECTRICAL AND CONTROL SYSTEMS | 3957266 | 0828-ELE-DD-168-BROKE AND CORE SEMIANNUAL DEVICE INSPECTION | 2019-06-10 | 2019-11-25 | 168 | [12 empty] | 1 | [23 empty] | 1
2 | CORE BLEND CHEST AGITATOR | 3957241 | 0830-MEC-DD-168-CORE BLEND CHEST AGIT DRIVE INSPECT | 2019-07-22 | 2020-01-06 | 168 | [18 empty] | 1 | [23 empty] | 1
2 | CORE MACHINE CHEST AGITATOR | 3957242 | 0830-MEC-DD-168-CORE MACHINE CHEST AGIT DRIVE INSPECT | 2019-07-22 | 2020-01-06 | 168 | [18 empty] | 1 | [23 empty] | 1
2 | YANKEE BLEND CHEST AGITATOR | 3957243 | 0830-MEC-DD-168-YANKEE BLEND CHEST AGIT DRIVE INSPECT | 2019-07-22 | 2020-01-06 | 168 | [18 empty] | 1 | [23 empty] | 1
2 | YANKEE MACHINE CHEST AGITATOR | 3957244 | 0830-MEC-DD-168-YANKEE MACHINE CHEST AGIT DRIVE INSPECT | 2019-07-22 | 2020-01-06 | 168 | [18 empty] | 1 | [23 empty] | 1
2 | BIN TIPPER | 3957271 | 0828-ELE-DD-168-BIN TIPPER LOAD CELL CALIBRATION CHECK | 2019-06-10 | 2019-11-25 | 168 | [12 empty] | 1 | [23 empty] | 1
2 | BOW SCREEN RECOVERED FIBER TANK AGITATOR | 3957245 | 0832-MEC-DD-168-BOW SCRN RECOV FIBER TANK AGIT DRIVE INSPECT | 2019-07-22 | 2020-01-06 | 168 | [18 empty] | 1 | [23 empty] | 1
2 | DAF RECOVERED FIBER TANK AGITATOR | 3957246 | 0832-MEC-DD-168-DAF RECOVERED FIBER TANK AGIT DRIVE INSPECT | 2019-07-22 | 2020-01-06 | 168 | [18 empty] | 1 | [23 empty] | 1
2 | EXCESS WHITE WATER TANK AGITATOR | 3957247 | 0832-MEC-DD-168-EXCESS WW TANK AGITATOR DRIVE INSPECTION | 2019-07-22 | 2020-01-06 | 168 | [18 empty] | 1 | [23 empty] | 1
2 | WIRE PIT AGITATOR | 3957248 | 0832-MEC-DD-168-WIRE PIT AGIT DRIVE INSPECTION | 2019-07-22 | 2020-01-06 | 168 | [18 empty] | 1 | [23 empty] | 1
2 | TAD TRAY WATER TANK AGITATOR | 3957249 | 0833-MEC-DD-168-TAD TRAY WATER TANK AGITATOR DRIVE INSPECTION | 2019-07-22 | 2020-01-06 | 168 | [18 empty] | 1 | [23 empty] | 1
2 | CLARIFIED TAD TRAY WATER TANK AGITATOR | 3957250 | 0833-MEC-DD-168-CLARIFIED TAD TRAY TANK AGIT DRIVE INSPECT | 2019-07-22 | 2020-01-06 | 168 | [18 empty] | 1 | [23 empty] | 1
2 | ETP DAF SLUDGE BUFFER TANK AGITATOR | 3957251 | 0045-MEC-DD-168-DAF SLUDGE BUFFER TANK AGIT DRIVE INSPECT | 2019-07-22 | 2020-01-06 | 168 | [18 empty] | 1 | [23 empty] | 1
2 | STACK INFEED CONVEYOR 1 | 3957253 | 0820-MEC-DD-168-STACK INFEED CONV 1 CHAIN CLEAN AND INSPECT | 2019-07-22 | 2020-01-06 | 168 | [18 empty] | 1 | [23 empty] | 1
2 | STACK INFEED CONVEYOR 2 | 3957254 | 0820-MEC-DD-168-STACK INFEED CONV 2 CHAIN CLEAN AND INSPECT | 2019-07-22 | 2020-01-06 | 168 | [18 empty] | 1 | [23 empty] | 1
2 | STACK INFEED CONVEYOR 3 | 3957255 | 0820-MEC-DD-168-STACK INFEED CONV 3 CHAIN CLEAN AND INSPECT | 2019-07-22 | 2020-01-06 | 168 | [18 empty] | 1 | [23 empty] | 1
2 | DEWIRING FEED CONVEYOR | 3957256 | 0820-MEC-DD-168-DEWIRING FEED CONV CHAIN CLEAN AND INSPECT | 2019-07-22 | 2020-01-06 | 168 | [18 empty] | 1 | [23 empty] | 1
2 | METAL DETECTOR CONVEYOR | 3957257 | 0820-MEC-DD-168-METAL DETECTOR CONVEYOR INSPECTION | 2019-07-22 | 2020-01-06 | 168 | [18 empty] | 1 | [23 empty] | 1
2 | SHUTTLE CONVEYOR AND CART | 3957258 | 0820-MEC-DD-168-SHUTTLE CONV CHAIN CLEAN AND INSPECT | 2019-07-22 | 2020-01-06 | 168 | [18 empty] | 1 | [23 empty] | 1
2 | LINE 2 BALER | 3957268 | 0828-MEC-DD-168-LINE 2 BALER SEMIANNUAL INSPECTION | 2019-07-22 | 2020-01-06 | 168 | [18 empty] | 1 | [23 empty] | 1
2 | SCREW PRESS 1 | 3957286 | 0045-UFO-DD-168-SCREW PRESS 1 SEMIANNUAL INSPECTION | 2019-06-10 | 2019-11-25 | 168 | [12 empty] | 1 | [23 empty] | 1
2 | SCREW PRESS 2 | 3957287 | 0045-UFO-DD-168-SCREW PRESS 2 SEMIANNUAL INSPECTION | 2019-09-02 | 2020-02-17 | 168 | [24 empty] | 1 | [23 empty] | 1
2 | AIR COMPRESSOR 2 | 3957297 | 0050-MEC-DD-168-COMPRESSOR 2 SEMIANUAL SERVICE | 2019-07-22 | 2020-01-06 | 168 | [18 empty] | 1 | [23 empty] | 1
2 | SPENT ROLL CONVEYOR 3 | 3957274 | 0828-MEC-DD-168-SPENT ROLL CONV 3 SEMIANNUAL INSPECTION | 2019-09-02 | 2020-02-17 | 168 | [24 empty] | 1 | [23 empty] | 1
2 | ETP DAF 1 SYSTEM | 3957290 | 0045-UFO-QI-168-ETP DAF GEARBOXES INSPECTION | 2019-07-22 | 2020-01-06 | 168 | [18 empty] | 1 | [23 empty] | 1
2 | SPENT ROLL CONVEYOR 4 | 3957275 | 0828-MEC-DD-168-SPENT ROLL CONV 4 SEMIANNUAL INSPECTION | 2019-09-02 | 2020-02-17 | 168 | [24 empty] | 1 | [23 empty] | 1
2 | SPENT ROLL CONVEYOR 5 | 3957276 | 0828-MEC-DD-168-SPENT ROLL CONV 5 SEMIANNUAL INSPECTION | 2019-09-02 | 2020-02-17 | 168 | [24 empty] | 1 | [23 empty] | 1
2 | AIR COMPRESSOR 1 | 3957293 | 0050-ELE-DD-168-COMPRESSOR 1 ELECTRIC SEMIANNUAL SERVICE | 2019-06-10 | 2019-11-25 | 168 | [12 empty] | 1 | [23 empty] | 1
2 | DESSICANT AIR DRYER 1 | 3957294 | 0050-UFO-DD-168-AIR DRYER 1 FILTER CHANGE | 2019-06-10 | 2019-11-25 | 168 | [12 empty] | 1 | [23 empty] | 1
2 | DESSICANT AIR DRYER 1 | 3957295 | 0050-ELE-DD-168-AIR DRYER 1 CHECK PRESSURE SWITCH VALVE | 2019-06-10 | 2019-11-25 | 168 | [12 empty] | 1 | [23 empty] | 1
2 | LINE 1 BALER | 3957296 | 0828-MEC-IRD-168-LINE 1 BALER SEMIANNUAL INSPECTION | 2019-08-26 | 2020-02-10 | 168 | [23 empty] | 1 | [23 empty] | 1
2 | PRE THICKENER 1 | 3957288 | 0045-MEC-DD-168-PRETHICKENER 1 INSPECTION AND SERVICE | 2019-09-02 | 2020-02-17 | 168 | [24 empty] | 1 | [23 empty] | 1
2 | AIR COMPRESSOR 2 | 3957298 | 0050-ELE-DD-168-COMPRESSOR 2 ELECTRIC SEMIANNUAL SERVICE | 2019-07-22 | 2020-01-06 | 168 | [18 empty] | 1 | [23 empty] | 1
2 | PRE THICKENER 2 | 3957289 | 0045-MEC-DD-168-PRETHICKENER 2 INSPECTION AND SERVICE | 2019-09-02 | 2020-02-17 | 168 | [24 empty] | 1 | [23 empty] | 1
2 | DESSICANT AIR DRYER 2 | 4660001 | 0050-ELE-DD-168-AIR DRYER 2 CHECK PRESSURE SWITCH VALVE | 2019-07-22 | 2020-01-06 | 168 | [18 empty] | 1 | [23 empty] | 1
2 | DESSICANT AIR DRYER 2 | 4660000 | 0050-UFO-DD-168-AIR DRYER 2 FILTER CHANGE | 2019-09-02 | 2020-02-17 | 168 | [24 empty] | 1 | [23 empty] | 1
2 | AIR COMPRESSOR 3 | 3957300 | 0050-ELE-DD-168-COMPRESSOR 3 ELECTRIC SEMIANNUAL SERVICE | 2019-09-02 | 2020-02-17 | 168 | [24 empty] | 1 | [23 empty] | 1
2 | DESSICANT AIR DRYER 3 | 4660002 | 0050-UFO-DD-168-AIR DRYER 3 FILTER CHANGE | 2019-07-22 | 2020-01-06 | 168 | [18 empty] | 1 | [23 empty] | 1
2 | DESSICANT AIR DRYER 3 | 4660003 | 0050-ELE-DD-168-AIR DRYER 3 CHECK PRESSURE SWITCH VALVE | 2019-09-02 | 2020-02-17 | 168 | [24 empty] | 1 | [23 empty] | 1
2 | LINE 2 BALER | 4660004 | 0828-MEC-IRD-168-LINE 2 BALER SEMIANNUAL INSPECTION | 2019-08-26 | 2020-02-10 | 168 | [23 empty] | 1 | [23 empty] | 1
2 | BIN TIPPER DISCHARGE CONVEYOR | 4660005 | 0828-MEC-IRD-168-BIN TIPPER DSCHRG CONV SEMIANNUAL INSPECT | 2019-08-12 | 2020-01-27 | 168 | [21 empty] | 1 | [23 empty] | 1
2 | TIPPER AND GUILLOTINE HYDRAULIC POWER UNIT | 4660006 | 0828-MEC-IRD-168-TIPPER GUILLOTINE HPU SEMIANNUAL | 2019-08-19 | 2020-02-03 | 168 | [22 empty] | 1 | [23 empty] | 1
2 | ETP DAF 1 RECIRCULATION PUMP | 3957291 | 0045-MEC-DD-168-ETP DAF RECIRC PUMP DRIVE INSPECTION | 2019-09-02 | 2020-02-17 | 168 | [24 empty] | 1 | [23 empty] | 1
2 | SLUDGE TREATMENT SYSTEM | 4660008 | 0045-ELE-DD-168-SLUDGE CONV ZERO SPEED SWITCH TEST | 2019-09-02 | 2020-02-17 | 168 | [24 empty] | 1 | [23 empty] | 1
2 | AIR COMPRESSOR 3 | 3957299 | 0050-MEC-DD-168-COMPRESSOR 3 SEMIANUAL SERVICE | 2019-09-02 | 2020-02-17 | 168 | [24 empty] | 1 | [23 empty] | 1
2 | SCREW PRESS DISCHARGE COLLECTION CONVEYOR | 4660007 | 0045-MEC-DD-168-SCREW PRESS DISCHARGE CONV DRIVE ADJUST | 2019-09-02 | 2020-02-17 | 168 | [24 empty] | 1 | [23 empty] | 1
2 | SPENT AND CULL ROLL LIFT TABLES HYDRAULIC POWER UNIT | 4660011 | 0828-MEC-IRD-168-LIFT TABLES HPU SEMIANNUAL INSPECTION | 2019-08-19 | 2020-02-03 | 168 | [22 empty] | 1 | [23 empty] | 1
2 | LINE 1 BALER FEED CONVEYOR | 4660012 | 0828-MEC-IRD-168-BALER FEED CONVEYORS DRIVES INSPECTION | 2019-08-12 | 2020-01-27 | 168 | [21 empty] | 1 | [23 empty] | 1
2 | BIN DISTRIBUTION CONVEYOR 1 | 4660009 | 0045-MEC-DD-168-BIN DIST CONV1 GEARBOX DRIVE ADJUST | 2019-09-02 | 2020-02-17 | 168 | [24 empty] | 1 | [23 empty] | 1
2 | COMPRESSED AIR | 4660014 | 0050-UFO-IRD-168-AIR DRYERS OPERATIONAL CHECK | 2019-08-26 | 2020-02-10 | 168 | [23 empty] | 1 | [23 empty] | 1
2 | WARM FRESH WATER CHEMICAL DILUTION PUMP | 4660013 | 0880-MEC-DD-168-WFW DILUTION SEMIANNUAL PUMP INSPECTION | 2019-09-02 | 2020-02-17 | 168 | [24 empty] | 1 | [23 empty] | 1
2 | DAF RECIRCULATION PUMP | 4660015 | 0832-MEC-DD-168-DAF RECIRC. SEMIANNUAL PUMP INSPECTION | 2019-09-02 | 2020-02-17 | 168 | [24 empty] | 1 | [23 empty] | 1
2 | LIQUID RING WATER PUMP | 4660016 | 0836-MEC-DD-168-LIQ RING WATER SEMIANNUAL PUMP INSPECTION | 2019-09-02 | 2020-02-17 | 168 | [24 empty] | 1 | [23 empty] | 1
2 | EXCESS WHITE WATER PUMP | 4660017 | 0832-MEC-DD-168-EXCESS WW SEMIANNUAL PUMP INSPECTION | 2019-09-02 | 2020-02-17 | 168 | [24 empty] | 1 | [23 empty] | 1
2 | DUMP CHEST 2 PUMP | 4660019 | 0822-MEC-DD-168-DUMP CHEST 2 SEMIANNUAL PUMP INSPECTION | 2019-09-02 | 2020-02-17 | 168 | [24 empty] | 1 | [23 empty] | 1
2 | VACUUM PIT PUMP | 4660020 | 0836-MEC-DD-168-VACUUM PIT SEMIANNUAL PUMP INSPECTION | 2019-09-02 | 2020-02-17 | 168 | [24 empty] | 1 | [23 empty] | 1
2 | BROKE TO ETP PUMP | 4660021 | 0826-MEC-DD-168-BROKE TO ETP SEMIANNUAL PUMP INSPECTION | 2019-09-02 | 2020-02-17 | 168 | [24 empty] | 1 | [23 empty] | 1
2 | UTM PULPER PUMP | 4660022 | 0826-MEC-DD-168-UTM PULPER SEMIANNUAL PUMP INSPECTION | 2019-09-02 | 2020-02-17 | 168 | [24 empty] | 1 | [23 empty] | 1
2 | DILUTION PUMP | 4660023 | 0830-MEC-DD-168-DILUTION SEMIANNUAL PUMP INSPECTION | 2019-09-02 | 2020-02-17 | 168 | [24 empty] | 1 | [23 empty] | 1
2 | YANKEE FAN PUMP | 4660024 | 0830-MEC-DD-168-YANKEE FAN SEMIANNUAL PUMP INSPECTION | 2019-09-02 | 2020-02-17 | 168 | [24 empty] | 1 | [23 empty] | 1
2 | CORE FAN PUMP | 4660025 | 0830-MEC-DD-168-CORE FAN SEMIANNUAL PUMP INSPECTION | 2019-09-02 | 2020-02-17 | 168 | [24 empty] | 1 | [23 empty] | 1
2 | TAD FAN PUMP | 4660026 | 0830-MEC-DD-168-TAD FAN SEMIANNUAL PUMP INSPECTION | 2019-09-02 | 2020-02-17 | 168 | [24 empty] | 1 | [23 empty] | 1
2 | COMPRESSED AIR | 4660027 | 0050-ELE-IRD-168-DEMAND EXPANDERS INSTRUMENT CHECK | 2019-09-02 | 2020-02-17 | 168 | [24 empty] | 1 | [23 empty] | 1
2 | EFFLUENT TREATMENT PLANT SYSTEM | 4660028 | 0045-MEC-IRD-180-ETP PUMPS COUPLING STROBOSCOPE INSPECT | 2019-09-06 | 2020-03-04 | 180 | [52 empty] | 1
2 | M8 | 4660029 | 0800-MEC-IRD-180-M8 PUMPS COUPLING STROBOSCOPE INSPECT 3 | 2019-09-06 | 2020-03-04 | 180 | [52 empty] | 1
2 | COMPRESSED AIR | 4660030 | 0050-REL-IRD-182-COMPRESSORS TAKE COOLANT SAMPLE | 2019-09-09 | 2020-03-09 | 182 | [27 empty] | 1 | [25 empty] | 1
2 | LINE 1 BALER | 4660031 | 0828-MEC-DD-252-LINE 1 BALER BREATHER REPLACEMENT | 2019-09-02 | 2020-05-11 | 252 | [36 empty] | 1
2 | LINE 2 BALER | 4660032 | 0828-MEC-DD-252-LINE 2 BALER BREATHER REPLACEMENT | 2019-09-02 | 2020-05-11 | 252 | [36 empty] | 1
2 | DUMP CHEST 1 AGITATOR | 4660033 | 0822-MEC-DD-336-DUMP CHEST 1 AGITATOR ANNUAL SERVICE | 2019-06-10 | 2020-05-11 | 336 | [36 empty] | 1
2 | BROKE DUMP CHEST AGITATOR | 4660035 | 0826-MEC-DD-336-BROKE DUMP CHEST AGIT ANNUAL SERVICE | 2019-06-10 | 2020-05-11 | 336 | [36 empty] | 1
2 | DEFLAKED BROKE CHEST AGITATOR | 4660036 | 0826-MEC-DD-336-DEFLAKED BROKE CHEST AGIT ANNUAL SERVICE | 2019-06-10 | 2020-05-11 | 336 | [36 empty] | 1
2 | BROKE ACCEPTS TANK AGITATOR | 4660037 | 0826-MEC-DD-336-BROKE ACCEPTS TANK AGIT ANNUAL SERVICE | 2019-06-10 | 2020-05-11 | 336 | [36 empty] | 1
2 | BROKE REJECTS TANK AGITATOR | 4660038 | 0826-MEC-DD-336-BROKE REJECTS TANK AGIT ANNUAL SERVICE | 2019-06-10 | 2020-05-11 | 336 | [36 empty] | 1
2 | TAD BLEND CHEST AGITATOR | 4660039 | 0830-MEC-DD-336-TAD BLEND CHEST AGIT ANNUAL SERVICE | 2019-06-10 | 2020-05-11 | 336 | [36 empty] | 1
2 | CORE BLEND CHEST AGITATOR | 4660041 | 0830-MEC-DD-336-CORE BLEND CHEST AGIT ANNUAL SERVICE | 2019-06-10 | 2020-05-11 | 336 | [36 empty] | 1
2 | YANKEE BLEND CHEST AGITATOR | 4660043 | 0830-MEC-DD-336-YANKEE BLEND CHEST AGIT ANNUAL SERVICE | 2019-06-10 | 2020-05-11 | 336 | [36 empty] | 1
2 | SCREW PRESS 1 | 4660063 | 0045-MEC-DD-336-SCREW PRESS 1 ALIGNMENT AND INSPECTION | 2019-06-10 | 2020-05-11 | 336 | [36 empty] | 1
2 | DESSICANT AIR DRYER 1 | 4660071 | 0050-MEC-DD-336-AIR DRYER 1 ANNUAL INSPECTION | 2019-06-10 | 2020-05-11 | 336 | [36 empty] | 1
2 | COOLING TOWER 1 | 4660082 | 0836-MEC-DD-336-COOLING TOWER1 HOT WATER BASIN CLEAN FLUSH | 2019-06-10 | 2020-05-11 | 336 | [36 empty] | 1
2 | WASTEWATER COLLECTION SUMP PUMP 1 | 4660085 | 0045-MEC-DD-336-WASTE WATER SUMP PUMP 1 ANNUAL SERVICE | 2019-06-10 | 2020-05-11 | 336 | [36 empty] | 1
2 | DUMP CHEST 2 AGITATOR | 4660034 | 0824-MEC-DD-336-DUMP CHEST 2 AGITATOR ANNUAL SERVICE | 2019-07-22 | 2020-06-22 | 336 | [42 empty] | 1
2 | TAD MACHINE CHEST AGITATOR | 4660040 | 0830-MEC-DD-336-TAD MACHINE CHEST AGIT ANNUAL SERVICE | 2019-07-22 | 2020-06-22 | 336 | [42 empty] | 1
2 | CORE MACHINE CHEST AGITATOR | 4660042 | 0830-MEC-DD-336-CORE MACHINE CHEST AGIT ANNUAL SERVICE | 2019-07-22 | 2020-06-22 | 336 | [42 empty] | 1
2 | YANKEE MACHINE CHEST AGITATOR | 4660044 | 0830-MEC-DD-336-YANKEE MACHINE CHEST AGIT ANNUAL SERVICE | 2019-07-22 | 2020-06-22 | 336 | [42 empty] | 1
2 | BOW SCREEN RECOVERED FIBER TANK AGITATOR | 4660045 | 0832-MEC-DD-336-BOW SCRN RECOV FIBER TANK AGIT ANNUAL SERVICE | 2019-07-22 | 2020-06-22 | 336 | [42 empty] | 1
2 | DAF RECOVERED FIBER TANK AGITATOR | 4660046 | 0832-MEC-DD-336-DAF RECOVERED FIBER TANK AGIT ANNUAL SERVICE | 2019-07-22 | 2020-06-22 | 336 | [42 empty] | 1
2 | EXCESS WHITE WATER TANK AGITATOR | 4660047 | 0832-MEC-DD-336-EXCESS WW TANK AGITATOR ANNUAL SERVICE | 2019-07-22 | 2020-06-22 | 336 | [42 empty] | 1
2 | WIRE PIT AGITATOR | 4660048 | 0832-MEC-DD-336-WIRE PIT AGIT ANNUAL SERVICE | 2019-07-22 | 2020-06-22 | 336 | [42 empty] | 1
2 | ROBOT DESTACKER | 4660053 | 0820-ELE-DD-336-ROBOT ARM CABLES INSPECTION | 2019-06-10 | 2020-05-11 | 336 | [36 empty] | 1
2 | TAD TRAY WATER TANK AGITATOR | 4660049 | 0833-MEC-DD-336-TAD TRAY WATER TANK AGITATOR ANNUAL SERVICE | 2019-07-22 | 2020-06-22 | 336 | [42 empty] | 1
2 | METAL DETECTOR CONVEYOR | 4660055 | 0820-ELE-DD-336-METAL DETECTOR MOISTURE INHIBITOR INSPECTION | 2019-06-10 | 2020-05-11 | 336 | [36 empty] | 1
2 | CLARIFIED TAD TRAY WATER TANK AGITATOR | 4660050 | 0833-MEC-DD-336-CLARIFIED TAD TRAY TANK AGIT ANNUAL SERVICE | 2019-07-22 | 2020-06-22 | 336 | [42 empty] | 1
2 | TIPPER AND GUILLOTINE HYDRAULIC POWER UNIT | 4660057 | 0828-ELE-DD-336-BROKE AND CORE HPU CHECK VALVE INSPECTION | 2019-06-10 | 2020-05-11 | 336 | [36 empty] | 1
2 | BROKE AND CORE HANDLING ELECTRICAL AND CONTROL SYSTEMS | 4660058 | 0828-ELE-DD-336-BROKE AND CORE ELECTRIC CONNECTIONS CHECK | 2019-06-10 | 2020-05-11 | 336 | [36 empty] | 1
2 | ETP DAF SLUDGE BUFFER TANK AGITATOR | 4660051 | 0045-MEC-DD-336-DAF SLUDGE BUFFER TNK AGIT ANNUAL SERVICE | 2019-07-22 | 2020-06-22 | 336 | [42 empty] | 1
2 | WASTEWATER COLLECTION SUMP AGITATOR | 4660052 | 0045-MEC-DD-336-WASTE WATER SUMP AGITATOR ANNUAL SERVICE | 2019-07-22 | 2020-06-22 | 336 | [42 empty] | 1
2 | CORE TRANSFER CONVEYOR 1 | 4660059 | 0828-MEC-DD-336-CORE TRANSFER CONV CHAIN GUIDES INSPECTION | 2019-07-22 | 2020-06-22 | 336 | [42 empty] | 1
2 | CORE ASRS GANTRY CRANE ASSY | 4660060 | 0828-MEC-DD-336-CORE ASRS MOTOR COUPLINGS INSPECTION | 2019-07-22 | 2020-06-22 | 336 | [42 empty] | 1
2 | DESSICANT AIR DRYER 2 | 4660078 | 0050-MEC-DD-336-AIR DRYER 2 ANNUAL INSPECTION | 2019-07-22 | 2020-06-22 | 336 | [42 empty] | 1
2 | ROBOT DESTACKER | 4660054 | 0820-MEC-DD-336-ROBOT ARM ANNUAL INSPECTION | 2019-09-02 | 2020-08-03 | 336 | [48 empty] | 1
2 | ETP DAF 1 SYSTEM | 4660065 | 0045-CON-DD-336-ETP DAF 1 INTERNAL INSPECTION AND CLEAN | 2019-09-02 | 2020-08-03 | 336 | [48 empty] | 1
2 | ETP DAF 1 AIR PNEUMATIC CONTROL BOX | 4660066 | 0045-ELE-DD-336-ETP DAF 1 INSTRUM CHECK AND CALIBRATION | 2019-07-22 | 2020-06-22 | 336 | [42 empty] | 1
2 | SLUDGE TANK | 4660067 | 0045-CON-DD-336-SLUDGE TANK NOZZLE INSPECTION AND CLEAN | 2019-09-02 | 2020-08-03 | 336 | [48 empty] | 1
2 | CORE CLEANING SYSTEM | 4660056 | 0828-MEC-DD-336-CORE CLEANING SYSTEM ANNUAL INSPECTION | 2019-09-02 | 2020-08-03 | 336 | [48 empty] | 1
2 | AIR COMPRESSOR 1 | 4660069 | 0050-ELE-DD-336-COMPRESSOR 1 INSTRUMENT AND VALVE SERVICE | 2019-07-22 | 2020-06-22 | 336 | [42 empty] | 1
2 | AIR COMPRESSOR 1 | 4660070 | 0050-CON-DD-336-COMPRESSOR 1 SURGE TEST | 2019-06-10 | 2020-05-11 | 336 | [36 empty] | 1
2 | WIRE COILER | 4660061 | 0828-MEC-DD-336-WIRE COILER MOTOR COUPLINGS INSPECTION | 2019-09-02 | 2020-08-03 | 336 | [48 empty] | 1
2 | DESSICANT AIR DRYER 1 | 4660072 | 0050-ELE-DD-336-AIR DRYER 1 ELECTRIC ANNUAL SERVICE | 2019-07-22 | 2020-06-22 | 336 | [42 empty] | 1
2 | COMPRESSED AIR | 4660073 | 0050-ELE-DD-336-COMPRESSED AIR SYSTEM ANNUAL INSTRUMENT CHECK | 2019-07-22 | 2020-06-22 | 336 | [42 empty] | 1
2 | AIR COMPRESSOR 2 | 4660074 | 0050-ELE-DD-336-COMPRESSOR 2 INSTRUMENT AND VALVE SERVICE | 2019-09-02 | 2020-08-03 | 336 | [48 empty] | 1
2 | AIR COMPRESSOR 2 | 4660075 | 0050-CON-DD-336-COMPRESSOR 2 SURGE TEST | 2019-07-22 | 2020-06-22 | 336 | [42 empty] | 1
2 | AIR COMPRESSOR 3 | 4660076 | 0050-ELE-DD-336-COMPRESSOR 3 INSTRUMENT AND VALVE SERVICE | 2019-09-02 | 2020-08-03 | 336 | [48 empty] | 1
2 | AIR COMPRESSOR 3 | 4660077 | 0050-CON-DD-336-COMPRESSOR 3 SURGE TEST | 2019-09-02 | 2020-08-03 | 336 | [48 empty] | 1
2 | PULPER FEED BATCH CONVEYOR | 4660062 | 0828-MEC-DD-336-PULPER FEED BATCH CONV COUPLING INSPECT | 2019-09-02 | 2020-08-03 | 336 | [48 empty] | 1
2 | DESSICANT AIR DRYER 2 | 4660079 | 0050-ELE-DD-336-AIR DRYER 2 ELECTRIC ANNUAL SERVICE | 2019-09-02 | 2020-08-03 | 336 | [48 empty] | 1
2 | SCREW PRESS 2 | 4660064 | 0045-MEC-DD-336-SCREW PRESS 2 ALIGNMENT AND INSPECTION | 2019-09-02 | 2020-08-03 | 336 | [48 empty] | 1
2 | DESSICANT AIR DRYER 3 | 4660081 | 0050-ELE-DD-336-AIR DRYER 3 ELECTRIC ANNUAL SERVICE | 2019-09-02 | 2020-08-03 | 336 | [48 empty] | 1
2 | EQUALIZATION TANK | 4660068 | 0045-MEC-DD-336-EQUALIZATION TANK NOZZLE INSPECTION | 2019-09-02 | 2020-08-03 | 336 | [48 empty] | 1
2 | COOLING TOWER 1 | 4660083 | 0836-ELE-DD-336-COOLING TOWER MAKE UP VALVE INSPECTION | 2019-06-10 | 2020-05-11 | 336 | [36 empty] | 1
2 | DESSICANT AIR DRYER 3 | 4660080 | 0050-MEC-DD-336-AIR DRYER 3 ANNUAL INSPECTION | 2019-09-02 | 2020-08-03 | 336 | [48 empty] | 1
2 | COOLING TOWER 2 | 4660084 | 0836-MEC-DD-336-COOLING TOWER2 HOT WATER BASIN CLEAN FLUSH | 2019-09-02 | 2020-08-03 | 336 | [48 empty] | 1
2 | WASTEWATER COLLECTION SUMP PUMP 2 | 4660086 | 0045-MEC-DD-336-WASTE WATER SUMP PUMP 2 ANNUAL SERVICE | 2019-09-02 | 2020-08-03 | 336 | [48 empty] | 1
2 | CORE CLEANING SYSTEM | 4660087 | 0828-MEC-DD-364-CORE CLEANING SYSTEM CARRIAGE CHANGE | 2019-08-05 | 2020-08-03 | 364 | [48 empty] | 1
2 | DAF RECOVERED FIBER PUMP | 4660088 | 0832-MEC-DD-364-DAF REC FIBER ANNUAL PUMP INSPECTION | 2019-08-05 | 2020-08-03 | 364 | [48 empty] | 1
2 | CWW MED PRESS SHOWER PUMP | 4660089 | 0834-MEC-DD-364-CWW MP SHOWER ANNUAL PUMP INSPECTION | 2019-08-05 | 2020-08-03 | 364 | [48 empty] | 1
2 | HOSE STATION BOOSTER PUMP | 4660090 | 0880-MEC-DD-364-HOSE STATION ANNUAL PUMP INSPECTION | 2019-08-05 | 2020-08-03 | 364 | [48 empty] | 1
2 | TAD FABRIC FLOODED NIP SHOWER PUMP | 4660091 | 0833-MEC-DD-364-TAD FABRIC FLOODED NIP SHWR PUMP INSPECT | 2019-08-05 | 2020-08-03 | 364 | [48 empty] | 1
2 | BOW SCREEN RECOVERED FIBER PUMP | 4660092 | 0832-MEC-DD-364-BOW SCREEN REC FIBER ANNUAL PUMP INSPECTION | 2019-08-05 | 2020-08-03 | 364 | [48 empty] | 1
2 | CONSISTENCY CONTROL PUMP | 4660093 | 0832-MEC-DD-364-CONSISTENCY CONTROL ANNUAL PUMP INSPECTION | 2019-08-05 | 2020-08-03 | 364 | [48 empty] | 1
2 | TAD TRAY WATER PUMP | 4660094 | 0833-MEC-DD-364-TAD TRAY WATER ANNUAL PUMP INSPECTION | 2019-08-05 | 2020-08-03 | 364 | [48 empty] | 1
2 | BROKE DUMP CHEST PUMP 1 | 4660095 | 0826-MEC-DD-364-BROKE DUMP CHEST 1 ANNUAL PUMP INSPECTION | 2019-08-05 | 2020-08-03 | 364 | [48 empty] | 1
2 | BROKE DUMP CHEST PUMP 2 | 4660096 | 0826-MEC-DD-364-BROKE DUMP CHEST 2 ANNUAL PUMP INSPECTION | 2019-08-05 | 2020-08-03 | 364 | [48 empty] | 1
2 | BROKE REJECTS TANK PUMP | 4660097 | 0826-MEC-DD-364-BROKE REJECTS ANNUAL PUMP INSPECTION | 2019-08-05 | 2020-08-03 | 364 | [48 empty] | 1
2 | BROKE ACCEPTS TANK PUMP | 4660098 | 0826-MEC-DD-364-BROKE ACCEPTS ANNUAL PUMP INSPECTION | 2019-08-05 | 2020-08-03 | 364 | [48 empty] | 1
2 | YANKEE BLEND CHEST PUMP | 4660099 | 0830-MEC-DD-364-YANKEE BLEND CHEST ANNUAL PUMP INSPECTION | 2019-06-24 | 2020-06-22 | 364 | [42 empty] | 1
2 | CORE BLEND CHEST PUMP | 4660100 | 0830-MEC-DD-364-CORE BLEND CHEST ANNUAL PUMP INSPECTION | 2019-06-24 | 2020-06-22 | 364 | [42 empty] | 1
2 | TAD BLEND CHEST PUMP | 4660101 | 0830-MEC-DD-364-TAD BLEND CHEST ANNUAL PUMP INSPECTION | 2019-06-24 | 2020-06-22 | 364 | [42 empty] | 1
2 | YANKEE MACHINE CHEST PUMP | 4660102 | 0830-MEC-DD-364-YANKEE MACHINE CHEST ANNUAL PUMP INSPECTION | 2019-06-24 | 2020-06-22 | 364 | [42 empty] | 1
2 | CORE MACHINE CHEST PUMP | 4660103 | 0830-MEC-DD-364-CORE MACHINE CHEST ANNUAL PUMP INSPECTION | 2019-06-24 | 2020-06-22 | 364 | [42 empty] | 1
2 | TAD MACHINE CHEST PUMP | 4660104 | 0830-MEC-DD-364-TAD MACHINE CHEST ANNUAL PUMP INSPECTION | 2019-06-24 | 2020-06-22 | 364 | [42 empty] | 1
2 | DEFLAKED BROKE CHEST PUMP 1 | 4660105 | 0826-MEC-DD-364-DFLKD BROKE 1 ANNUAL PUMP INSPECTION | 2019-06-24 | 2020-06-22 | 364 | [42 empty] | 1
2 | DEFLAKED BROKE CHEST PUMP 2 | 4660106 | 0826-MEC-DD-364-DFLKD BROKE 2 ANNUAL PUMP INSPECTION | 2019-06-24 | 2020-06-22 | 364 | [42 empty] | 1
2 | DAF FEED PUMP | 4660107 | 0832-MEC-DD-364-DAF FEED ANNUAL PUMP INSPECTION | 2019-06-24 | 2020-06-22 | 364 | [42 empty] | 1
2 | VACUUM SYSTEM SEAL PIT PUMP | 4660108 | 0836-MEC-DD-364-VACUUM SEAL PIT ANNUAL PUMP INSPECTION | 2019-06-24 | 2020-06-22 | 364 | [42 empty] | 1
2 | CLARIFIED TAD TRAY WATER PUMP | 4660109 | 0833-MEC-DD-364-CLARIFIED TAD TRAY ANNUAL PUMP INSPECTION | 2019-06-24 | 2020-06-22 | 364 | [42 empty] | 1
2 | UTM AND BROKE PULPER FILL PUMP | 4660110 | 0832-MEC-DD-364-UTM BROKE PLPR FILL ANNUAL PUMP INSPECTION | 2019-06-24 | 2020-06-22 | 364 | [42 empty] | 1
2 | CLARIFIED WHITE WATER PUMP | 4660111 | 0834-MEC-DD-364-CWW ANNUAL PUMP INSPECTION | 2019-06-24 | 2020-06-22 | 364 | [42 empty] | 1
2 | BROKE PULPER DUMP PUMP | 4660112 | 0828-MEC-DD-364-BROKE PLPR DUMP ANNUAL PUMP INSPECTION | 2019-06-24 | 2020-06-22 | 364 | [42 empty] | 1
2 | DUMP PUMP | 4660113 | 0821-MEC-DD-364-BALE PULPER 1 ANNUAL PUMP INSPECTION | 2019-05-13 | 2020-05-11 | 364 | [36 empty] | 1
2 | DUMP PUMP | 4660114 | 0821-MEC-DD-364-BALE PULPER 2 ANNUAL PUMP INSPECTION | 2019-05-13 | 2020-05-11 | 364 | [36 empty] | 1
2 | WIRE PIT PUMP | 4660115 | 0832-MEC-DD-364-WIRE PIT ANNUAL PUMP INSPECTION | 2019-05-13 | 2020-05-11 | 364 | [36 empty] | 1
2 | BALE PULPER FILL PUMP | 4660116 | 0832-MEC-DD-364-BALE PULPER FILL ANNUAL PUMP INSPECTION | 2019-05-13 | 2020-05-11 | 364 | [36 empty] | 1
2 | TAD FABRIC HI PRESS FAN SHOWER PUMP | 4660117 | 0833-MEC-DD-364-TAD FABRIC HP FAN SHWR ANNUAL PUMP INSPECT | 2019-05-13 | 2020-05-11 | 364 | [36 empty] | 1
2 | WARM FRESH WATER HIGH PRESSURE SHOWER PUMP | 4660118 | 0880-MEC-DD-364-WFW HP SHOWER ANNUAL PUMP INSPECTION | 2019-05-13 | 2020-05-11 | 364 | [36 empty] | 1
2 | EDGE TRIM AND TAIL SQUIRT SHOWER PUMP | 4660119 | 0880-MEC-DD-364-EDGE TRIM SHWR ANNUAL PUMP INSPECTION | 2019-05-13 | 2020-05-11 | 364 | [36 empty] | 1
2 | RECYCLE WATER PUMP 1 | 4660120 | 0045-MEC-DD-364-RECYCLE WATER 1 ANNUAL PUMP INSPECTION | 2019-05-13 | 2020-05-11 | 364 | [36 empty] | 1
2 | RECYCLE WATER PUMP 2 | 4660121 | 0045-MEC-DD-364-RECYCLE WATER 2 ANNUAL PUMP INSPECTION | 2019-05-13 | 2020-05-11 | 364 | [36 empty] | 1
2 | CWW MISC SHOWER PUMP | 4660122 | 0834-MEC-DD-364-CWW MISC SHWR ANNUAL PUMP INSPECTION | 2019-05-13 | 2020-05-11 | 364 | [36 empty] | 1
2 | WARM FRESH WATER MAKEUP PUMP | 4660123 | 0880-MEC-DD-364-WFW MAKEUP ANNUAL PUMP INSPECTION | 2019-05-13 | 2020-05-11 | 364 | [36 empty] | 1
2 | WARM FRESH WATER LOW PRESSURE SHOWER PUMP | 4660124 | 0880-MEC-DD-364-WFW LP SHOWER ANNUAL PUMP INSPECTION | 2019-05-13 | 2020-05-11 | 364 | [36 empty] | 1
2 | DB TAD SEAL PIT PUMP | 4660125 | 0836-MEC-DD-364-DB TAD SEAL PIT ANNUAL PUMP INSPECTION | 2019-09-16 | 2020-09-14 | 364 | [54 empty] | 1
2 | ATMOSPHERIC CONDT RECEIVER PUMP 1 | 4660126 | 0844-MEC-DD-364-CONDT RECEIVER ANNUAL PUMP INSPECTION | 2019-09-16 | 2020-09-14 | 364 | [54 empty] | 1
2 | SEAL WATER PUMP 1 | 4660127 | 0880-MEC-DD-364-SEAL WATER 1 ANNUAL PUMP INSPECTION | 2019-09-16 | 2020-09-14 | 364 | [54 empty] | 1
2 | SEAL WATER PUMP 2 | 4660128 | 0880-MEC-DD-364-SEAL WATER 2 ANNUAL PUMP INSPECTION | 2019-09-16 | 2020-09-14 | 364 | [54 empty] | 1
2 | CFW PROCESS PUMP 1 | 4660129 | 0880-MEC-DD-364-CFW PROCESS 1 ANNUAL PUMP INSPECTION | 2019-09-16 | 2020-09-14 | 364 | [54 empty] | 1
2 | CFW PROCESS PUMP 2 | 4660130 | 0880-MEC-DD-364-CFW PROCESS 2 ANNUAL PUMP INSPECTION | 2019-09-16 | 2020-09-14 | 364 | [54 empty] | 1
2 | CWW HI PRESS SHOWER PUMP 1 | 4660131 | 0834-MEC-DD-364-CWW HP SHOWER ANNUAL PUMP INSPECTION | 2019-09-16 | 2020-09-14 | 364 | [54 empty] | 1
2 | EQUALIZATION TANK DISCH PUMP 1 | 4660132 | 0045-MEC-DD-364-EQUALIZATION TANK ANNUAL PUMP INSPECTION | 2019-09-16 | 2020-09-14 | 364 | [54 empty] | 1
2 | ETP DAF SLUDGE PUMP 1 | 4660133 | 0045-MEC-DD-364-ETP DAF SLUDGE 1 ANNUAL PUMP INSPECTION | 2019-09-16 | 2020-09-14 | 364 | [54 empty] | 1
2 | ETP DAF SLUDGE PUMP 2 | 4660134 | 0045-MEC-DD-364-ETP DAF SLUDGE 2 ANNUAL PUMP INSPECTION | 2019-09-16 | 2020-09-14 | 364 | [54 empty] | 1
2 | SLUDGE PUMP 1 | 4660135 | 0045-MEC-DD-364-SLUDGE 1 ANNUAL PUMP INSPECTION | 2019-09-16 | 2020-09-14 | 364 | [54 empty] | 1
2 | SLUDGE PUMP 2 | 4660136 | 0045-MEC-DD-364-SLUDGE 2 ANNUAL PUMP INSPECTION | 2019-09-16 | 2020-09-14 | 364 | [54 empty] | 1
2 | ROBOT DESTACKER | 4660137 | 0820-ELE-DD-546-ROBOT ARM MECH UNIT BATTERY CHANGE | 2019-09-09 | 2021-03-08 | 546
2 | FLOCCULATION TANK 1 | 4660138 | 0045-UFO-DD-672-FLOCC TANK 1 GEARBOX INSPECTION | 2019-09-09 | 2021-07-12 | 672
2 | FLOCCULATION TANK 2 | 4660139 | 0045-UFO-DD-672-FLOCC TANK 2 GEARBOX INSPECTION | 2019-09-09 | 2021-07-12 | 672
2 | PRE THICKENER 1 | 4660140 | 0045-UFO-DD-672-PRETHICKENER 1 GEARBOX AND SHOWER INSPECTION | 2019-09-09 | 2021-07-12 | 672
2 | PRE THICKENER 2 | 4660141 | 0045-UFO-DD-672-PRETHICKENER 2 GEARBOX AND SHOWER INSPECTION | 2019-09-09 | 2021-07-12 | 672
2 | ETP DAF 1 RECIRCULATION PUMP | 4660142 | 0045-MEC-DD-672-ETP DAF PUMP SEALS AND INJECTOR REPLACEMENT | 2019-09-09 | 2021-07-12 | 672
2 | DESSICANT AIR DRYER 1 | 4660143 | 0050-ELE-DD-728-AIR DRYER 1 INSTRUMENTATION REPLACEMENT | 2019-08-29 | 2021-08-26 | 728
2 | DESSICANT AIR DRYER 2 | 4660144 | 0050-ELE-DD-728-AIR DRYER 2 INSTRUMENTATION REPLACEMENT | 2019-08-29 | 2021-08-26 | 728
2 | DESSICANT AIR DRYER 3 | 4660145 | 0050-ELE-DD-728-AIR DRYER 3 INSTRUMENTATION REPLACEMENT | 2019-08-29 | 2021-08-26 | 728
2 | RECYCLE WATER PUMP 1 | 4660146 | 0045-MEC-DD-728-RECYCLE WATER 1 BIENNIAL PUMP INSPECTION | 2019-08-29 | 2021-08-26 | 728
2 | M8 | 4660147 | 0800-MEC-IRD-728-M8 PUMPS EXTERNAL SURFACE INSPECTION | 2019-08-29 | 2021-08-26 | 728
2 | RECYCLE WATER PUMP 2 | 4660148 | 0045-MEC-DD-728-RECYCLE WATER 2 BIENNIAL PUMP INSPECTION | 2019-08-29 | 2021-08-26 | 728
2 | EFFLUENT TREATMENT PLANT SYSTEM | 4660149 | 0045-UFO-IRD-728-ETP PUMPS EXTERNAL SURFACE INSPECTION | 2019-08-29 | 2021-08-26 | 728
2 | CWW MISC SHOWER PUMP | 4660150 | 0834-MEC-DD-728-CWW MISC SHWR BIENNIAL PUMP INSPECTION | 2019-08-29 | 2021-08-26 | 728
2 | WARM FRESH WATER MAKEUP PUMP | 4660151 | 0880-MEC-DD-728-WFW MAKEUP BIENNIAL PUMP INSPECTION | 2019-08-29 | 2021-08-26 | 728
2 | WARM FRESH WATER LOW PRESSURE SHOWER PUMP | 4660152 | 0880-MEC-DD-728-WFW LP SHOWER BIENNIAL PUMP INSPECTION | 2019-08-29 | 2021-08-26 | 728
2 | DB TAD SEAL PIT PUMP | 4660153 | 0836-MEC-DD-728-DB TAD SEAL PIT BIENNIAL PUMP INSPECTION | 2019-08-29 | 2021-08-26 | 728
2 | ATMOSPHERIC CONDT RECEIVER PUMP 1 | 4660154 | 0844-MEC-DD-728-CONDT RECEIVER BIENNIAL PUMP INSPECTION | 2019-09-09 | 2021-09-06 | 728
2 | SEAL WATER PUMP 1 | 4660155 | 0880-MEC-DD-728-SEAL WATER 1 BIENNIAL PUMP INSPECTION | 2019-09-09 | 2021-09-06 | 728
2 | SEAL WATER PUMP 2 | 4660156 | 0880-MEC-DD-728-SEAL WATER 2 BIENNIAL PUMP INSPECTION | 2019-09-09 | 2021-09-06 | 728
2 | CFW PROCESS PUMP 1 | 4660157 | 0880-MEC-DD-728-CFW PROCESS 1 BIENNIAL PUMP INSPECTION | 2019-09-09 | 2021-09-06 | 728
2 | CFW PROCESS PUMP 2 | 4660158 | 0880-MEC-DD-728-CFW PROCESS 2 BIENNIAL PUMP INSPECTION | 2019-09-09 | 2021-09-06 | 728
2 | CWW HI PRESS SHOWER PUMP 1 | 4660159 | 0834-MEC-DD-728-CWW HP SHOWER BIENNIAL PUMP INSPECTION | 2019-09-09 | 2021-09-06 | 728
2 | EQUALIZATION TANK DISCH PUMP 1 | 4660160 | 0045-MEC-DD-728-EQUALIZATION TANK BIENNIAL PUMP INSPECTION | 2019-09-09 | 2021-09-06 | 728
2 | ETP DAF SLUDGE PUMP 1 | 4660161 | 0045-MEC-DD-728-ETP DAF SLUDGE 1 BIENNIAL PUMP INSPECTION | 2019-09-09 | 2021-09-06 | 728
2 | ETP DAF SLUDGE PUMP 2 | 4660162 | 0045-MEC-DD-728-ETP DAF SLUDGE 2 BIENNIAL PUMP INSPECTION | 2019-09-09 | 2021-09-06 | 728
2 | SLUDGE PUMP 1 | 4660163 | 0045-MEC-DD-728-SLUDGE 1 BIENNIAL PUMP INSPECTION | 2019-09-09 | 2021-09-06 | 728
2 | SLUDGE PUMP 2 | 4660164 | 0045-MEC-DD-728-SLUDGE 2 BIENNIAL PUMP INSPECTION | 2019-09-09 | 2021-09-06 | 728
2 | FLOCCULATION TANK 1 | 4660165 | 0045-MEC-DD-1050-FLOCC TANK 1 GEARBOX SEALS CHANGE | 2019-09-09 | 2022-07-25 | 1050
2 | FLOCCULATION TANK 2 | 4660166 | 0045-MEC-DD-1050-FLOCC TANK 2 GEARBOX SEALS CHANGE | 2019-09-09 | 2022-07-25 | 1050
2 | PRE THICKENER 1 | 4660167 | 0045-MEC-DD-1050-PRETHICKENER1 COUPLING FLEX ELEMENT CHANGE | 2019-09-09 | 2022-07-25 | 1050
2 | PRE THICKENER 1 | 4660168 | 0045-MEC-DD-1050-PRETHICKENER1 GEARBOX OIL SEALS CHANGE | 2019-09-09 | 2022-07-25 | 1050
2 | PRE THICKENER 2 | 4660169 | 0045-MEC-DD-1050-PRETHICKENER2 GEARBOX OIL SEALS CHANGE | 2019-09-09 | 2022-07-25 | 1050
2 | PRE THICKENER 2 | 4660170 | 0045-MEC-DD-1050-PRETHICKENER2 COUPLING FLEX ELEMENT CHANGE | 2019-09-09 | 2022-07-25 | 1050
2 | SCREW PRESS 1 | 4660171 | 0045-MEC-DD-1092-SCREW PRESS 1 OIL SEALS REPLACEMENT | 2019-09-09 | 2022-09-05 | 1092
2 | SCREW PRESS 1 | 4660172 | 0045-MEC-DD-1092-SCREW PRESS 1 COUPLING REPLACEMENT | 2019-09-09 | 2022-09-05 | 1092
2 | SCREW PRESS 2 | 4660173 | 0045-MEC-DD-1092-SCREW PRESS 2 OIL SEALS REPLACEMENT | 2019-09-09 | 2022-09-05 | 1092
2 | SCREW PRESS 2 | 4660174 | 0045-MEC-DD-1092-SCREW PRESS 2 COUPLING REPLACEMENT | 2019-09-09 | 2022-09-05 | 1092
2 | AIR COMPRESSOR 1 | 4660175 | 0050-CON-DD-1463-COMPRESSOR 1 MAJOR SERVICE BY OEM | 2019-09-09 | 2023-09-11 | 1463
2 | AIR COMPRESSOR 2 | 4660176 | 0050-CON-DD-1463-COMPRESSOR 2 MAJOR SERVICE BY OEM | 2019-09-09 | 2023-09-11 | 1463
2 | AIR COMPRESSOR 3 | 4660177 | 0050-CON-DD-1463-COMPRESSOR 3 MAJOR SERVICE BY OEM | 2019-09-09 | 2023-09-11 | 1463
2 | BALE HANDLING ROBOT CONTROL PANELS | 4660178 | 0820-ELE-DD-1470-ROBOT ARM CONTROLLER BATTERY CHANGE | 2019-09-09 | 2023-09-18 | 1470
2 | ROBOT DESTACKER | 4660179 | 0820-ELE-DD-1470-ROBOT ARM MECH UNIT CABLE CHANGE | 2019-09-09 | 2023-09-18 | 1470
2 | DESSICANT AIR DRYER 1 | 4660180 | 0050-MEC-DD-1827-AIR DRYER 1 DESSICANT REPLACEMENT | 2019-09-09 | 2024-09-09 | 1827
2 | DESSICANT AIR DRYER 2 | 4660181 | 0050-MEC-DD-1827-AIR DRYER 2 DESSICANT REPLACEMENT | 2019-09-09 | 2024-09-09 | 1827
2 | DESSICANT AIR DRYER 3 | 4660182 | 0050-MEC-DD-1827-AIR DRYER 3 DESSICANT REPLACEMENT | 2019-09-09 | 2024-09-09 | 1827
3 | HEADBOX | 4660183 | 0870-MEC-DD-42-HEADBOX SHUTDOWN MECHANICAL INSPECTION | 2019-11-11 | 2019-12-23 | 42 | [16 empty] | 1 | [5 empty] | 1 | [5 empty] | 1 | [5 empty] | 1 | [5 empty] | 1 | [5 empty] | 1 | [5 empty] | 1
3 | HEADBOX | 4660184 | 0870-MEC-DD-84-HEADBOX QUARTERLY MECH INSPECTION | 2019-09-02 | 2019-11-25 | 84 | [12 empty] | 1 | [11 empty] | 1 | [11 empty] | 1 | [11 empty] | 1
3 | HEADBOX | 4660185 | 0870-MEC-IRD-28-HEADBOX MONTHLY MECHANICAL INSPECTION | 2019-11-04 | 2019-12-02 | 28 | [13 empty] | 1 |  |  |  | 1 |  |  |  | 1 |  |  |  | 1 |  |  |  | 1 |  |  |  | 1 |  |  |  | 1 |  |  |  | 1 |  |  |  | 1 |  |  |  | 1 |  |  |  | 1
3 | HYDRAULIC UNIT 001 | 4660186 | 0870-OPE-QI-1-HYD UNIT 0001 DAILY HYD UNIT 0001 INSPECTION | 2019-11-04 | 2019-11-05 | 1 | [10 empty] | 1 | 1 | 1 | 1 | 1 | 1 | 1 | 1 | 1 | 1 | 1 | 1 | 1 | 1 | 1 | 1 | 1 | 1 | 1 | 1 | 1 | 1 | 1 | 1 | 1 | 1 | 1 | 1 | 1 | 1 | 1 | 1 | 1 | 1 | 1 | 1 | 1 | 1 | 1 | 1 | 1 | 1 | 1 | 1 | 1 | 1
3 | HYDRAULIC SYSTEM | 4660187 | 0870-MEC-DD-42-HYD UNITS TANKS SHUTDOWN CLEANING | 2019-11-11 | 2019-12-23 | 42 | [16 empty] | 1 | [5 empty] | 1 | [5 empty] | 1 | [5 empty] | 1 | [5 empty] | 1 | [5 empty] | 1 | [5 empty] | 1
3 | HYDRAULIC SYSTEM | 4660188 | 0870-MEC-DD-42-HYDRAULIC UNITS SHUTDOWN PIPING CXNS INSP | 2019-11-11 | 2019-12-23 | 42 | [16 empty] | 1 | [5 empty] | 1 | [5 empty] | 1 | [5 empty] | 1 | [5 empty] | 1 | [5 empty] | 1 | [5 empty] | 1
3 | HYDRAULIC SYSTEM | 4660189 | 0870-LUB-IRD-168-HYD UNITS TANKS SEMI-ANNUAL OIL ANALYSIS | 2019-09-02 | 2020-02-17 | 168 | [24 empty] | 1 | [23 empty] | 1
3 | HYDRAULIC SYSTEM | 4660190 | 0870-MEC-DD-168-HYD UNIT FLTRS SEMI-ANNUAL FILTER REPLACEMENT | 2019-08-12 | 2020-01-27 | 168 | [21 empty] | 1 | [23 empty] | 1
3 | HYDRAULIC SYSTEM | 4660191 | 0870-MEC-DD-168-HYD UNITS SEMI-ANNUAL MECHANICAL INSP | 2019-08-12 | 2020-01-27 | 168 | [21 empty] | 1 | [23 empty] | 1
3 | HYDRAULIC SYSTEM | 4660192 | 0870-MEC-IRD-84-HYD UNIT CPLGS QUARTERLY COUPLINGS INSPECTION | 2019-09-02 | 2019-11-25 | 84 | [12 empty] | 1 | [11 empty] | 1 | [11 empty] | 1 | [11 empty] | 1
3 | HYDRAULIC SYSTEM | 4660193 | 0870-MEC-DD-336-HYD UNIT CPLGS ANNUAL MECHANICAL INSPECTION | 2019-08-12 | 2020-07-13 | 336 | [45 empty] | 1
3 | HYDRAULIC SYSTEM | 4660194 | 0870-E&I-DD-336-HYD UNIT INST ANNUAL ELECTRICAL INSPECTION | 2019-08-12 | 2020-07-13 | 336 | [45 empty] | 1
3 | HYDRAULIC SYSTEM | 4660195 | 0870-E&I-DD-84-HYDRAULIC UNITS QUARTERLY ELECTRICAL INSP | 2019-09-02 | 2019-11-25 | 84 | [12 empty] | 1 | [11 empty] | 1 | [11 empty] | 1 | [11 empty] | 1
3 | HYDRAULIC SYSTEM | 4660196 | 0870-MEC-DD-336-HYD UNIT LVL GAUGE CLEANING | 2019-08-12 | 2020-07-13 | 336 | [45 empty] | 1
3 | HYDRAULIC UNIT 001 CIRCULATION PUMP | 4660197 | 0870-MEC-IRD-28-HYD UNIT PUMPS MONTHLY MECHANICAL INSPECTION | 2019-11-04 | 2019-12-02 | 28 | [13 empty] | 1 |  |  |  | 1 |  |  |  | 1 |  |  |  | 1 |  |  |  | 1 |  |  |  | 1 |  |  |  | 1 |  |  |  | 1 |  |  |  | 1 |  |  |  | 1 |  |  |  | 1
3 | HYDRAULIC SYSTEM | 4660198 | 0870-MEC-IRD-168-HYD UNIT MTRS SEMI-ANNUAL MECHANICAL INSP | 2019-09-09 | 2020-02-24 | 168 | [25 empty] | 1 | [23 empty] | 1
3 | HYDRAULIC SYSTEM | 4660199 | 0870-EXT-IRD-28-HYD UNIT MTRS MONTHLY VIBRATION ANALYSIS | 2019-11-04 | 2019-12-02 | 28 | [13 empty] | 1 |  |  |  | 1 |  |  |  | 1 |  |  |  | 1 |  |  |  | 1 |  |  |  | 1 |  |  |  | 1 |  |  |  | 1 |  |  |  | 1 |  |  |  | 1 |  |  |  | 1
3 | HYDRAULIC SYSTEM | 4660200 | 0870-MEC-IRD-28-HYD UNIT PUMPS MONTHLY INSPECTION | 2019-11-04 | 2019-12-02 | 28 | [13 empty] | 1 |  |  |  | 1 |  |  |  | 1 |  |  |  | 1 |  |  |  | 1 |  |  |  | 1 |  |  |  | 1 |  |  |  | 1 |  |  |  | 1 |  |  |  | 1 |  |  |  | 1
3 | HYDRAULIC SYSTEM | 4660201 | 0870-E&I-DD-42-HYD UNIT PMP ST SPARE SHUTDWN LIMIT SWTCH INSP | 2019-11-11 | 2019-12-23 | 42 | [16 empty] | 1 | [5 empty] | 1 | [5 empty] | 1 | [5 empty] | 1 | [5 empty] | 1 | [5 empty] | 1 | [5 empty] | 1
3 | HYDRAULIC UNIT 002 | 4660202 | 0870-OPE-QI-1-HYD UNIT 0002 DAILY HYD UNIT 0002 INSPECTION | 2019-11-04 | 2019-11-05 | 1 | [10 empty] | 1 | 1 | 1 | 1 | 1 | 1 | 1 | 1 | 1 | 1 | 1 | 1 | 1 | 1 | 1 | 1 | 1 | 1 | 1 | 1 | 1 | 1 | 1 | 1 | 1 | 1 | 1 | 1 | 1 | 1 | 1 | 1 | 1 | 1 | 1 | 1 | 1 | 1 | 1 | 1 | 1 | 1 | 1 | 1 | 1 | 1
3 | HYDRAULIC SYSTEM | 4660203 | 0870-MEC-DD-42-HYDRAULIC UNITS SHUTDOWN INSPECTION | 2019-11-11 | 2019-12-23 | 42 | [16 empty] | 1 | [5 empty] | 1 | [5 empty] | 1 | [5 empty] | 1 | [5 empty] | 1 | [5 empty] | 1 | [5 empty] | 1
3 | HYDRAULIC SYSTEM | 4660204 | 0870-E&I-IRD-168-HYD UNIT LVL XMTR SEMI-ANNUAL ELECT INSP | 2019-09-16 | 2020-03-02 | 168 | [26 empty] | 1 | [23 empty] | 1
3 | STEAMBOX | 4660205 | 0844-MEC-DD-126-STEAMBOX MECHANICAL INSPECTION | 2019-09-02 | 2020-01-06 | 126 | [18 empty] | 1 | [17 empty] | 1 | [17 empty] | 1
3 | STEAM BOX SYSTEM | 4660206 | 0844-MEC-DD-336-STEAMBOX ANNUAL MECHANICAL INSPECTION | 2019-09-16 | 2020-08-17 | 336 | [50 empty] | 1
3 | STEAMBOX | 4660207 | 0844-MEC-DD-42-STEAMBOX SLIDE BRACKETS SHUTDOWN CLEANING | 2019-11-11 | 2019-12-23 | 42 | [16 empty] | 1 | [5 empty] | 1 | [5 empty] | 1 | [5 empty] | 1 | [5 empty] | 1 | [5 empty] | 1 | [5 empty] | 1
3 | STEAMBOX | 4660208 | 0844-LUB-DD-42-STEAMBOX SLIDE BRACKETS SHUTDOWN LUBE | 2019-11-18 | 2019-12-30 | 42 | [17 empty] | 1 | [5 empty] | 1 | [5 empty] | 1 | [5 empty] | 1 | [5 empty] | 1 | [5 empty] | 1 | [5 empty] | 1
3 | STEAM BOX SYSTEM | 4660209 | 0844-MEC-IRD-84-STEAMBOX QUARTERLY MECHANICAL INSP | 2019-09-09 | 2019-12-02 | 84 | [13 empty] | 1 | [11 empty] | 1 | [11 empty] | 1 | [11 empty] | 1
3 | STEAMBOX | 4660210 | 0844-MEC-IRD-126-STEAMBOX OPERATIONAL INSPECTION | 2019-09-02 | 2020-01-06 | 126 | [18 empty] | 1 | [17 empty] | 1 | [17 empty] | 1
3 | STEAMBOX | 4660211 | 0844-E&I-IRD-28-STEAMBOX MONTHLY SWITCH INSPECTION | 2019-11-11 | 2019-12-09 | 28 | [14 empty] | 1 |  |  |  | 1 |  |  |  | 1 |  |  |  | 1 |  |  |  | 1 |  |  |  | 1 |  |  |  | 1 |  |  |  | 1 |  |  |  | 1 |  |  |  | 1 |  |  |  | 1
3 | STEAM BOX SYSTEM | 4660212 | 0844-E&I-DD-336-STEAMBOX ANNUAL ELECTRICAL INSPECTION | 2019-09-16 | 2020-08-17 | 336 | [50 empty] | 1
3 | STEAMBOX | 4660213 | 0844-MEC-DD-42-STEAMBOX SHUTDOWN FILTER INSPECTION | 2019-11-18 | 2019-12-30 | 42 | [17 empty] | 1 | [5 empty] | 1 | [5 empty] | 1 | [5 empty] | 1 | [5 empty] | 1 | [5 empty] | 1 | [5 empty] | 1
3 | STEAMBOX | 4660214 | 0844-MEC-IRD-56-STEAMBOX 56-DAY PRESSURE GAUGE INSP | 2019-11-04 | 2019-12-30 | 56 | [17 empty] | 1 | [7 empty] | 1 | [7 empty] | 1 | [7 empty] | 1 | [7 empty] | 1
3 | STEAM BOX DESUPERHEATER | 4660215 | 0844-MEC-DD-42- STEAMBOX DESUPERHEATER FILTER INSP | 2019-11-18 | 2019-12-30 | 42 | [17 empty] | 1 | [5 empty] | 1 | [5 empty] | 1 | [5 empty] | 1 | [5 empty] | 1 | [5 empty] | 1 | [5 empty] | 1
3 | BELOW SHEET DEFLECTOR | 4660216 | 0864-OPE-DD-42- BLOW SHEET DEFLECTOR SHUTDWN GENERAL INSP | 2019-11-18 | 2019-12-30 | 42 | [17 empty] | 1 | [5 empty] | 1 | [5 empty] | 1 | [5 empty] | 1 | [5 empty] | 1 | [5 empty] | 1 | [5 empty] | 1
3 | BELOW SHEET DEFLECTOR | 4660217 | 0864-MEC-IRD-84-BELOW SHEET DEFLECTOR DAMPERS INSP | 2019-09-16 | 2019-12-09 | 84 | [14 empty] | 1 | [11 empty] | 1 | [11 empty] | 1 | [11 empty] | 1
3 | BELOW SHEET DEFLECTOR | 4660218 | 0864-MEC-IRD-84-BELOW SHEET DEFLECTOR QUARTERLY MECH INSP | 2019-09-23 | 2019-12-16 | 84 | [15 empty] | 1 | [11 empty] | 1 | [11 empty] | 1 | [11 empty] | 1
3 | BELOW SHEET DEFLECTOR | 4660219 | 0864-E&I-DD-84-BELOW SHEET DEFLECTOR QUARTERLY ELECT INSP | 2019-09-02 | 2019-11-25 | 84 | [12 empty] | 1 | [11 empty] | 1 | [11 empty] | 1 | [11 empty] | 1
3 | ADVANTAGE WET DUST SYSTEM | 4660220 | 0864-MEC-DD-84-DRAIN MODULE QUARTERLY MECHANICAL INSP | 2019-09-02 | 2019-11-25 | 84 | [12 empty] | 1 | [11 empty] | 1 | [11 empty] | 1 | [11 empty] | 1
3 | ADVANTAGE WET DUST SYSTEM | 4660221 | 0864-OPE-DD-42-DRAIN MODULE SHUTDOWN INSPECTION | 2019-11-18 | 2019-12-30 | 42 | [17 empty] | 1 | [5 empty] | 1 | [5 empty] | 1 | [5 empty] | 1 | [5 empty] | 1 | [5 empty] | 1 | [5 empty] | 1
3 | ADVANTAGE WET DUST SYSTEM | 4660222 | 0864-MEC-DD-84-IN-LINE VENTURI QUARTERLY MECHANICAL INSP | 2019-09-02 | 2019-11-25 | 84 | [12 empty] | 1 | [11 empty] | 1 | [11 empty] | 1 | [11 empty] | 1
3 | ADVANTAGE WET DUST SYSTEM | 4660223 | 0864-MEC-IRD-56-IN-LINE VNTURI 56-DAY MECHANICAL INSP | 2019-11-04 | 2019-12-30 | 56 | [17 empty] | 1 | [7 empty] | 1 | [7 empty] | 1 | [7 empty] | 1 | [7 empty] | 1
3 | ADVANTAGE WET DUST SYSTEM | 4660224 | 0864-OP-DD-42-IN-LINE VENTURI SHUTDOWN INSPECTION | 2019-11-18 | 2019-12-30 | 42 | [17 empty] | 1 | [5 empty] | 1 | [5 empty] | 1 | [5 empty] | 1 | [5 empty] | 1 | [5 empty] | 1 | [5 empty] | 1
3 | GLUE CONTAINMENT DROPLET SEPARATOR | 4660225 | 0860-MEC-DD-84-DROP SEPARATOR QUARTERLY MECHANICAL INSP | 2019-09-02 | 2019-11-25 | 84 | [12 empty] | 1 | [11 empty] | 1 | [11 empty] | 1 | [11 empty] | 1
3 | GLUE CONTAINMENT DROPLET SEPARATOR | 4660226 | 0860-MEC-IRD-56-DROP SEPARATOR 56-DAY MECHANICAL INSP | 2019-11-04 | 2019-12-30 | 56 | [17 empty] | 1 | [7 empty] | 1 | [7 empty] | 1 | [7 empty] | 1 | [7 empty] | 1
3 | GLUE CONTAINMENT SPRAY CHAMBER | 4660227 | 0860-MEC-IRD-56-GLUE CONTAIN SPRAY CHAMBER 56-DAY MECH INSP | 2019-11-04 | 2019-12-30 | 56 | [17 empty] | 1 | [7 empty] | 1 | [7 empty] | 1 | [7 empty] | 1 | [7 empty] | 1
3 | GLUE CONTAINMENT SPRAY CHAMBER | 4660228 | 0860-MEC-DD-84-GLUE CONTAIN SPRAY CHAMBER 84-DAY MECH INSP | 2019-10-14 | 2020-01-06 | 84 | [18 empty] | 1 | [11 empty] | 1 | [11 empty] | 1 | [11 empty] | 1
3 | ADVANTAGE RUN BLOW BOX 1 | 4660229 | 0864-MEC-DD-84-RUN BLOW BOX QUARTERLY MECHANICAL INSP | 2019-10-14 | 2020-01-06 | 84 | [18 empty] | 1 | [11 empty] | 1 | [11 empty] | 1 | [11 empty] | 1
3 | ADVANTAGE RUN BLOW BOX 1 | 4660230 | 0864-MEC-IRD-84-RUN BLOW BOX QUARTERLY MECHANICAL INSP | 2019-09-30 | 2019-12-23 | 84 | [16 empty] | 1 | [11 empty] | 1 | [11 empty] | 1 | [11 empty] | 1
3 | ADVANTAGE RUN BLOW BOX 1 | 4660231 | 0864-MEC-DD-42-RUN BLOW BOX SHUTDOWN INSPECTION | 2019-11-25 | 2020-01-06 | 42 | [18 empty] | 1 | [5 empty] | 1 | [5 empty] | 1 | [5 empty] | 1 | [5 empty] | 1 | [5 empty] | 1 | [5 empty] | 1
3 | TAD SECTION | 4660232 | 0870-LUB-DD-126-TAD EXHAUST DUCT DRIVE GEARBOX LUBE | 2019-09-02 | 2020-01-06 | 126 | [18 empty] | 1 | [17 empty] | 1 | [17 empty] | 1
3 | TAD SECTION | 4660233 | 0870-MEC-IRD-126-TAD EXHAUST DUCT DRIVE BEARINGS INSP | 2019-09-16 | 2020-01-20 | 126 | [20 empty] | 1 | [17 empty] | 1
3 | TAD SECTION | 4660234 | 0870-MEC-IRD-126-TAD EXHAUST DUCT DRIVE MECHANICAL INSP | 2019-09-30 | 2020-02-03 | 126 | [22 empty] | 1 | [17 empty] | 1
3 | TAD SECTION | 4660235 | 0870-MEC-DD-126-TAD EXHAUST DUCT DRIVE MECHANICAL INSP | 2019-09-02 | 2020-01-06 | 126 | [18 empty] | 1 | [17 empty] | 1 | [17 empty] | 1
3 | TAD SECTION | 4660236 | 0870-LUB-DD-1008/1680-TAD EXH DUCT DRIVE GEARBOOX LUBE | 2019-07-08 | 2024-02-12 | 1680
3 | TAD SECTION | 4660237 | 0870-LUB-DD-1008/1680-TAD EXH DUCT DRIVE REPLACE OIL SEAL | 2019-09-02 | 2024-04-08 | 1680
3 | TAD SECTION | 4660238 | 0870-MEC-DD-672-TAD EXHAUST DUCT DRIVE GEARBOX MECH INSP | 2019-07-08 | 2021-05-10 | 672
3 | TAD SECTION | 4660239 | 0870-MEC-DD-420-TAD EXHAUST DUCT DRIVE GB ADPT MECH INSP | 2019-07-08 | 2020-08-31 | 420 | [52 empty] | 1
3 | TAD SECTION | 4660240 | 0870-LUB-DD-1008-TAD EXHAUST DUCT DRIVE GEARBOX LUBE | 2019-07-08 | 2022-04-11 | 1008
3 | TAD SECTION | 4660241 | 0870-LUB-DD-1008-TAD EXHAUST DUCT DRIVE REPLACE SEAL/GEAR | 2019-09-02 | 2022-06-06 | 1008
3 | TAD SECTION | 4660242 | 0870-MEC-DD-1008-TAD EXHAUST DUCT DRIVE REPLACE SEAL/GEAR | 2019-10-14 | 2022-07-18 | 1008
3 | TAD SECTION | 4660243 | 0870-LUB-IRD-28-TAD EXHAUST DUCT DRIVE BEARINGS LUBE | 2019-11-11 | 2019-12-09 | 28 | [14 empty] | 1 |  |  |  | 1 |  |  |  | 1 |  |  |  | 1 |  |  |  | 1 |  |  |  | 1 |  |  |  | 1 |  |  |  | 1 |  |  |  | 1 |  |  |  | 1 |  |  |  | 1
3 | TAD SECTION | 4660244 | 0870-OPE-QI-1-TAD BURNER DAILY INSPECTION | 2019-11-04 | 2019-11-05 | 1 | [10 empty] | 1 | 1 | 1 | 1 | 1 | 1 | 1 | 1 | 1 | 1 | 1 | 1 | 1 | 1 | 1 | 1 | 1 | 1 | 1 | 1 | 1 | 1 | 1 | 1 | 1 | 1 | 1 | 1 | 1 | 1 | 1 | 1 | 1 | 1 | 1 | 1 | 1 | 1 | 1 | 1 | 1 | 1 | 1 | 1 | 1 | 1
3 | TAD SECTION | 4660245 | 0870-MEC-DD-42-TAD BURNER SHUTDOWN MECHANICAL INSP | 2019-11-25 | 2020-01-06 | 42 | [18 empty] | 1 | [5 empty] | 1 | [5 empty] | 1 | [5 empty] | 1 | [5 empty] | 1 | [5 empty] | 1 | [5 empty] | 1
3 | TAD SECTION | 4660246 | 0870-MEC-DD-336-TAD BURNER THERMOCOUPLES REPLACEMENT | 2019-09-16 | 2020-08-17 | 336 | [50 empty] | 1
3 | TAD SECTION | 4660247 | 0870-MEC-IRD-28-TAD BURNER MONTHLY MECHANICAL INSPECTION | 2019-11-11 | 2019-12-09 | 28 | [14 empty] | 1 |  |  |  | 1 |  |  |  | 1 |  |  |  | 1 |  |  |  | 1 |  |  |  | 1 |  |  |  | 1 |  |  |  | 1 |  |  |  | 1 |  |  |  | 1 |  |  |  | 1
3 | TAD SECTION | 4660248 | 0870-MEC-IRD-42-TAD BURNER SHUTDOWN MECHANICAL INSPECTION | 2019-11-25 | 2020-01-06 | 42 | [18 empty] | 1 | [5 empty] | 1 | [5 empty] | 1 | [5 empty] | 1 | [5 empty] | 1 | [5 empty] | 1 | [5 empty] | 1
3 | TAD SECTION | 4660249 | 0870-MEC-DD-42-TAD BURNER SHUTDOWN IGNITERS INSPECTION | 2019-11-25 | 2020-01-06 | 42 | [18 empty] | 1 | [5 empty] | 1 | [5 empty] | 1 | [5 empty] | 1 | [5 empty] | 1 | [5 empty] | 1 | [5 empty] | 1
3 | TAD SECTION | 4660250 | 0870-E&I-DD-336-TAD BURNER ANNUAL ELECTRICAL INSPECTION | 2019-09-16 | 2020-08-17 | 336 | [50 empty] | 1
3 | TAD SECTION | 4660251 | 0870-MEC-IRD-84-TAD BURNER QUARTERLY DAMPERS INSPECTION | 2019-10-07 | 2019-12-30 | 84 | [17 empty] | 1 | [11 empty] | 1 | [11 empty] | 1 | [11 empty] | 1
3 | TAD SECTION | 4660252 | 0870-MEC-IRD-84-TAD BURNER QUARTERLY ACTUATOR INSPECTION | 2019-10-14 | 2020-01-06 | 84 | [18 empty] | 1 | [11 empty] | 1 | [11 empty] | 1 | [11 empty] | 1
3 | TAD SECTION | 4660253 | 0870-E&I-IRD-84-TAD BURNER SAFETY EQUIPEMENT INSPECTION | 2019-10-21 | 2020-01-13 | 84 | [19 empty] | 1 | [11 empty] | 1 | [11 empty] | 1
3 | TAD SECTION | 4660254 | 0870-EXT-IRD-336-TAD BURNER ANNUAL EXTERNAL INSPECTION | 2019-09-02 | 2020-08-03 | 336 | [48 empty] | 1
3 | TAD SECTION | 4660255 | 0870-MEC-DD-84-TAD BURNER QUARTERLY MECHANICAL INSP | 2019-10-14 | 2020-01-06 | 84 | [18 empty] | 1 | [11 empty] | 1 | [11 empty] | 1 | [11 empty] | 1
3 | TAD SECTION | 4660256 | 0870-MEC-IRD-84-TAD BURNER QUARTERLY BURNER INSPECTION | 2019-10-28 | 2020-01-20 | 84 | [20 empty] | 1 | [11 empty] | 1 | [11 empty] | 1
3 | TAD SECTION | 4660257 | 0870-MEC-DD-336-TAD BURNER ANNUAL ELECTRICAL INSPECTION | 2019-10-21 | 2020-09-21 | 336
3 | TAD SECTION | 4660258 | 0870-MEC-IRD-336-TAD BURNER ANNUAL MECHANICAL INSPECTION | 2019-10-07 | 2020-09-07 | 336 | [53 empty] | 1
3 | TAD SECTION | 4660259 | 0870-MEC-DD-168- TAD AIR SEMI-ANNUAL SILENCER INSP | 2019-08-12 | 2020-01-27 | 168 | [21 empty] | 1 | [23 empty] | 1
3 | TAD SECTION | 4660260 | 0870-MEC-DD-42-TAD AIR SHUTDOWN FILTER INSPECTION | 2019-11-25 | 2020-01-06 | 42 | [18 empty] | 1 | [5 empty] | 1 | [5 empty] | 1 | [5 empty] | 1 | [5 empty] | 1 | [5 empty] | 1 | [5 empty] | 1
3 | TAD SECTION | 4660261 | 0870-E&I-DD-336-TAD BRNR FUEL TRAIN ANNUAL ELECTRICAL INSP | 2019-10-21 | 2020-09-21 | 336
3 | TAD SECTION | 4660262 | 0870-EXT-IRD-336-TAD BRNR FUEL TRAIN ANNUAL EXTERNAL INSP | 2019-11-04 | 2020-10-05 | 336
3 | TAD SECTION | 4660263 | 0870-E&I-QI-28-TAD BRNR FUEL TRAIN MONTHLY ELECTRICAL INSP | 2019-11-11 | 2019-12-09 | 28 | [14 empty] | 1 |  |  |  | 1 |  |  |  | 1 |  |  |  | 1 |  |  |  | 1 |  |  |  | 1 |  |  |  | 1 |  |  |  | 1 |  |  |  | 1 |  |  |  | 1 |  |  |  | 1
3 | TAD SECTION | 4660264 | 0870-E&I-IRD-28-TAD BRNR FUEL TRAIN MONTHLY ELECTRICAL INSP | 2019-11-11 | 2019-12-09 | 28 | [14 empty] | 1 |  |  |  | 1 |  |  |  | 1 |  |  |  | 1 |  |  |  | 1 |  |  |  | 1 |  |  |  | 1 |  |  |  | 1 |  |  |  | 1 |  |  |  | 1 |  |  |  | 1
3 | THERMOCOMPRESSOR | 4660265 | 0844-MEC-DD-168-THRMOCOMPRESOR SEMI-ANNUAL INSPECTION | 2019-08-12 | 2020-01-27 | 168 | [21 empty] | 1 | [23 empty] | 1
3 | ROLL HANDLING & WRAPPING | 4660266 | 0854-MEC-IRD-84-PARENT ROLL QUARTERLY MECHANICAL INSP | 2019-11-04 | 2020-01-27 | 84 | [21 empty] | 1 | [11 empty] | 1 | [11 empty] | 1
3 | ROLL HANDLING & WRAPPING | 4660267 | 0854-LUB-IRD-168-PARENT ROLL SEMI-ANNUAL BEARINGS LUBE | 2019-09-23 | 2020-03-09 | 168 | [27 empty] | 1 | [23 empty] | 1
3 | ROLL HANDLING & WRAPPING | 4660268 | 0854-MEC-IRD-168-PARENT ROLL QUARTERLY MECHANICAL INSP | 2019-09-30 | 2020-03-16 | 168 | [28 empty] | 1 | [23 empty] | 1
3 | ROLL HANDLING & WRAPPING | 4660269 | 0854-MEC-DD-168-PARENT ROLL SEMI-ANNUAL MECHANICAL INSP | 2019-08-12 | 2020-01-27 | 168 | [21 empty] | 1 | [23 empty] | 1
3 | ROLL HANDLING & WRAPPING | 4660270 | 0854-LUB-DD-168-PARENT ROLL SEMI ANNUAL LUBRICATION | 2019-09-02 | 2020-02-17 | 168 | [24 empty] | 1 | [23 empty] | 1
3 | ROLL HANDLING & WRAPPING | 4660271 | 0854-MEC-DD-84-PARENT ROLL QUARTERLY MECHANICAL INSP | 2019-10-14 | 2020-01-06 | 84 | [18 empty] | 1 | [11 empty] | 1 | [11 empty] | 1 | [11 empty] | 1
3 | ROLL HANDLING & WRAPPING | 4660272 | 0854-MEC-DD-42-PARENT ROLL SHUTDOWN PHOTOCELL INSPECTION | 2019-12-02 | 2020-01-13 | 42 | [19 empty] | 1 | [5 empty] | 1 | [5 empty] | 1 | [5 empty] | 1 | [5 empty] | 1 | [5 empty] | 1
3 | ROLL HANDLING & WRAPPING | 4660273 | 0854-MEC-DD-42-PARENT ROLL MTR SHUTDOWN MOTORS CLEANING | 2019-12-02 | 2020-01-13 | 42 | [19 empty] | 1 | [5 empty] | 1 | [5 empty] | 1 | [5 empty] | 1 | [5 empty] | 1 | [5 empty] | 1
3 | ROLL HANDLING & WRAPPING | 4660274 | 0854-MEC-IRD-168-PARENT ROLL ANNUAL MOTORS INSPECTION | 2019-10-07 | 2020-03-23 | 168 | [29 empty] | 1 | [23 empty] | 1
3 | ROLL HANDLING & WRAPPING | 4660275 | 0854-MEC-IRD-28-PARENT ROLL CONV BELT INSP & MEASUREMENT | 2019-11-11 | 2019-12-09 | 28 | [14 empty] | 1 |  |  |  | 1 |  |  |  | 1 |  |  |  | 1 |  |  |  | 1 |  |  |  | 1 |  |  |  | 1 |  |  |  | 1 |  |  |  | 1 |  |  |  | 1 |  |  |  | 1
3 | ROLL HANDLING & WRAPPING | 4660276 | 0854-MEC-DD-42-PARENT ROLL SHUTDOWN CONVEYOR BELT INSP | 2019-12-02 | 2020-01-13 | 42 | [19 empty] | 1 | [5 empty] | 1 | [5 empty] | 1 | [5 empty] | 1 | [5 empty] | 1 | [5 empty] | 1
3 | ROLL HANDLING & WRAPPING | 4660277 | 0854-OPE-QI-7-PARENT ROLL WEEKLY CONVEYOR INSPECTION | 2019-11-04 | 2019-11-11 | 7 | [10 empty] | 1 | 1 | 1 | 1 | 1 | 1 | 1 | 1 | 1 | 1 | 1 | 1 | 1 | 1 | 1 | 1 | 1 | 1 | 1 | 1 | 1 | 1 | 1 | 1 | 1 | 1 | 1 | 1 | 1 | 1 | 1 | 1 | 1 | 1 | 1 | 1 | 1 | 1 | 1 | 1 | 1 | 1 | 1 | 1 | 1
3 | ROLL HANDLING & WRAPPING | 4660278 | 0854-MEC-IRD-7-PARENT ROLL WEEKLY CYLINDER INSPECTION | 2019-11-04 | 2019-11-11 | 7 | [10 empty] | 1 | 1 | 1 | 1 | 1 | 1 | 1 | 1 | 1 | 1 | 1 | 1 | 1 | 1 | 1 | 1 | 1 | 1 | 1 | 1 | 1 | 1 | 1 | 1 | 1 | 1 | 1 | 1 | 1 | 1 | 1 | 1 | 1 | 1 | 1 | 1 | 1 | 1 | 1 | 1 | 1 | 1 | 1 | 1 | 1
3 | ROLL HANDLING & WRAPPING | 4660279 | 0854-LUB-DD-168-PARENT ROLL SEMI-ANNUAL STRETCH SCREW INSP | 2019-09-02 | 2020-02-17 | 168 | [24 empty] | 1 | [23 empty] | 1
3 | ROLL HANDLING & WRAPPING | 4660280 | 0854-E&I-DD-336-PARENT ROLL ANNUAL ELECTRICAL INSPECTION | 2019-10-21 | 2020-09-21 | 336
3 | ROLL HANDLING & WRAPPING | 4660281 | 0854-LUB-DD-1008/1680-PARENT ROLL GEARBOX LUBRICATION | 2019-10-14 | 2024-05-20 | 1680
3 | PARENT ROLL TURNTABLE CONVEYOR | 4660282 | 0854-OPE-IRD-7-PARENT ROLL WEEKLY WHEELS INSPECTION | 2019-11-04 | 2019-11-11 | 7 | [10 empty] | 1 | 1 | 1 | 1 | 1 | 1 | 1 | 1 | 1 | 1 | 1 | 1 | 1 | 1 | 1 | 1 | 1 | 1 | 1 | 1 | 1 | 1 | 1 | 1 | 1 | 1 | 1 | 1 | 1 | 1 | 1 | 1 | 1 | 1 | 1 | 1 | 1 | 1 | 1 | 1 | 1 | 1 | 1 | 1 | 1
3 | ROLL HANDLING & WRAPPING | 4660283 | 0854-E&I-DD-168-PARENT ROLL SEMI-ANNUAL ELECTRICAL INSP | 2019-09-02 | 2020-02-17 | 168 | [24 empty] | 1 | [23 empty] | 1
3 | PARENT ROLL UPENDER | 4660284 | 0854-MEC-DD-336-PARENT ROLL UPENDER ANNUAL MECH INSP | 2019-11-25 | 2020-10-26 | 336
3 | Water Jet Turn-Up Glue Unit Positioner | 4660285 | 0870-OPE-QI-1-WATER UNIT POSITIONER DAILY INSPECTION | 2019-11-04 | 2019-11-05 | 1 | [10 empty] | 1 | 1 | 1 | 1 | 1 | 1 | 1 | 1 | 1 | 1 | 1 | 1 | 1 | 1 | 1 | 1 | 1 | 1 | 1 | 1 | 1 | 1 | 1 | 1 | 1 | 1 | 1 | 1 | 1 | 1 | 1 | 1 | 1 | 1 | 1 | 1 | 1 | 1 | 1 | 1 | 1 | 1 | 1 | 1 | 1 | 1
3 | Water Jet Turn-Up Glue Unit Positioner | 4660286 | 0870-MEC-DD-126-WATER UNIT POSITIONER 4-MONTH MECH INSP | 2019-09-23 | 2020-01-27 | 126 | [21 empty] | 1 | [17 empty] | 1
3 | Water Jet Turn-Up Glue Unit Positioner | 4660287 | 0870-E&I-DD-168-WATER UNIT POSITIONER VALVE INSPECTION | 2019-09-02 | 2020-02-17 | 168 | [24 empty] | 1 | [23 empty] | 1
3 | Water Jet Turn-Up Glue Unit Positioner | 4660288 | 0870-E&I-IRD-168-WATER UNIT POSITIONER VALVE PRESS TEST | 2019-10-14 | 2020-03-30 | 168 | [30 empty] | 1 | [23 empty] | 1
3 | Water Jet Turn-Up Glue Unit Positioner | 4660289 | 0870-MEC-DD-42-WATER UNIT POSITIONER MOTOR CLEANING | 2019-12-02 | 2020-01-13 | 42 | [19 empty] | 1 | [5 empty] | 1 | [5 empty] | 1 | [5 empty] | 1 | [5 empty] | 1 | [5 empty] | 1
3 | Water Jet Turn-Up Glue Unit Positioner | 4660290 | 0870-E&I-DD-126-WATER UNIT POSITIONER 4-MONTH MOTOR INSP | 2019-09-23 | 2020-01-27 | 126 | [21 empty] | 1 | [17 empty] | 1
3 | Water Jet Turn-Up Glue Unit Positioner | 4660291 | 0870-MEC-IRD-168-WATER UNIT POSITIONER 6-MONTH MOTOR INSP | 2019-10-21 | 2020-04-06 | 168 | [31 empty] | 1
3 | Water Jet Turn-Up Glue Unit Positioner | 4660292 | 0870-MEC-IRD-28-WATER UNIT POSITIONER MONTHLY PUMP INSP | 2019-11-11 | 2019-12-09 | 28 | [14 empty] | 1 |  |  |  | 1 |  |  |  | 1 |  |  |  | 1 |  |  |  | 1 |  |  |  | 1 |  |  |  | 1 |  |  |  | 1 |  |  |  | 1 |  |  |  | 1 |  |  |  | 1
3 | Water Jet Turn-Up Glue Unit Positioner | 4660293 | 0870-EXT-IRD-28-WATER UNIT POSITIONER PUMP VIBE ANALYSIS | 2019-11-11 | 2019-12-09 | 28 | [14 empty] | 1 |  |  |  | 1 |  |  |  | 1 |  |  |  | 1 |  |  |  | 1 |  |  |  | 1 |  |  |  | 1 |  |  |  | 1 |  |  |  | 1 |  |  |  | 1 |  |  |  | 1
3 | Water Jet Turn-Up Glue Unit Positioner | 4660294 | 0870-OPE-IRD-7-WATER UNIT POSITIONER WEEKLY INSP | 2019-11-04 | 2019-11-11 | 7 | [10 empty] | 1 | 1 | 1 | 1 | 1 | 1 | 1 | 1 | 1 | 1 | 1 | 1 | 1 | 1 | 1 | 1 | 1 | 1 | 1 | 1 | 1 | 1 | 1 | 1 | 1 | 1 | 1 | 1 | 1 | 1 | 1 | 1 | 1 | 1 | 1 | 1 | 1 | 1 | 1 | 1 | 1 | 1 | 1 | 1 | 1
3 | Water Jet Turn-Up Glue Unit Positioner | 4660295 | 0870-MEC-DD-168- WATER UNIT POSITIONER VALVE SEAL REPLACE | 2019-09-23 | 2020-03-09 | 168 | [27 empty] | 1 | [23 empty] | 1
3 | WATER JET TURN UP | 4660296 | 0870-MEC-DD-168-WATER JET TURN UP 4-MONTH SERVOMOTOR CLEANING | 2019-09-23 | 2020-03-09 | 168 | [27 empty] | 1 | [23 empty] | 1
3 | WATER JET TURN UP | 4660297 | 0870-MEC-IRD-84-WATER JET TURN UP 3-MONTH SERVOMOTOR BRG INSP | 2019-11-11 | 2020-02-03 | 84 | [22 empty] | 1 | [11 empty] | 1 | [11 empty] | 1
3 | WATER JET TURN UP | 4660298 | 0870-MEC-DD-168-WATER JET TURN UP SEMI-ANNUAL MECHANICAL INSP | 2019-09-23 | 2020-03-09 | 168 | [27 empty] | 1 | [23 empty] | 1
3 | WATER JET TURN UP | 4660299 | 0870-E&I-DD-168-WATER JET TURN UP SEMI-ANNUAL ELECTRICAL INSP | 2019-09-23 | 2020-03-09 | 168 | [27 empty] | 1 | [23 empty] | 1
3 | WATER JET TURN UP | 4660300 | 0870-E&I-IRD-168-H20 JET TURN UP SEMI-ANNUAL SERVOMOTOR INSP | 2019-10-28 | 2020-04-13 | 168 | [32 empty] | 1
3 | WATER JET TURN UP | 4660301 | 0870-E&I-IRD-28-WATER JET TURN UP MONTHLY SERVOMOTOR INSP | 2019-11-11 | 2019-12-09 | 28 | [14 empty] | 1 |  |  |  | 1 |  |  |  | 1 |  |  |  | 1 |  |  |  | 1 |  |  |  | 1 |  |  |  | 1 |  |  |  | 1 |  |  |  | 1 |  |  |  | 1 |  |  |  | 1
3 | CORE SHAFT | 4660302 | 0870-E&I-DD-42-CORE SHAFT SHUTDOWN VALVE INSPECTION | 2019-12-02 | 2020-01-13 | 42 | [19 empty] | 1 | [5 empty] | 1 | [5 empty] | 1 | [5 empty] | 1 | [5 empty] | 1 | [5 empty] | 1
3 | CORE SHAFT | 4660303 | 0870-E&I-DD-336-CORE SHAFT ANNUAL VALVES INSPECTION | 2019-11-25 | 2020-10-26 | 336
3 | CORE SHAFT | 4660304 | 0870-MEC-DD-42-CORE SHAFT SHUTDOWN FILTER INSPECTION | 2019-11-04 | 2019-12-16 | 42 | [15 empty] | 1 | [5 empty] | 1 | [5 empty] | 1 | [5 empty] | 1 | [5 empty] | 1 | [5 empty] | 1 | [5 empty] | 1
3 | CORE SHAFT | 4660305 | 0870-LUB-IRD-28-CORE SHAFT MONTHLY BEARING LUBRICATION | 2019-11-18 | 2019-12-16 | 28 | [15 empty] | 1 |  |  |  | 1 |  |  |  | 1 |  |  |  | 1 |  |  |  | 1 |  |  |  | 1 |  |  |  | 1 |  |  |  | 1 |  |  |  | 1 |  |  |  | 1
3 | CORE SHAFT | 4660306 | 0870-MEC-IRD-84-CORE SHAFT QUARTERLY MECHANICAL INSP | 2019-11-18 | 2020-02-10 | 84 | [23 empty] | 1 | [11 empty] | 1 | [11 empty] | 1
3 | CORE SHAFT | 4660307 | 0870-MEC-DD-84-CORE SHAFT QUARTERLY SHAFT INSPECTION | 2019-10-14 | 2020-01-06 | 84 | [18 empty] | 1 | [11 empty] | 1 | [11 empty] | 1 | [11 empty] | 1
3 | CORE SHAFT | 4660308 | 0870-MEC-DD-168-CORE SHAFT SEMI ANNUAL MECHANICAL INSP | 2019-10-14 | 2020-03-30 | 168 | [30 empty] | 1 | [23 empty] | 1
3 | CORE SHAFT | 4660309 | 0870-MEC-IRD-168-CORE SHAFT SEMI ANNUAL AIR TUBES INSP | 2019-11-04 | 2020-04-20 | 168 | [33 empty] | 1
3 | CORE SHAFT | 4660310 | 0870-OPE-DD-42-CORE SHAFT SHUTDOWN SLOT INSPECTION | 2019-11-04 | 2019-12-16 | 42 | [15 empty] | 1 | [5 empty] | 1 | [5 empty] | 1 | [5 empty] | 1 | [5 empty] | 1 | [5 empty] | 1 | [5 empty] | 1
3 | CORE SHAFT | 4660311 | 0870-MEC-IRD-28-CORE SHAFT MONTHLY CLAMPING LUG SCRW INSP | 2019-11-18 | 2019-12-16 | 28 | [15 empty] | 1 |  |  |  | 1 |  |  |  | 1 |  |  |  | 1 |  |  |  | 1 |  |  |  | 1 |  |  |  | 1 |  |  |  | 1 |  |  |  | 1 |  |  |  | 1
3 | SHAFT PULLER DRIVE | 4660312 | 0870-LUB-DD-126-SHAFT PULLER 4-MONTH LUBRICATION | 2019-10-14 | 2020-02-17 | 126 | [24 empty] | 1 | [17 empty] | 1
3 | SHAFT PULLER DRIVE | 4660313 | 0870-MEC-IRD-126-SHAFT PULLER 4-MONTH MECHANICAL INSPECTION | 2019-10-14 | 2020-02-17 | 126 | [24 empty] | 1 | [17 empty] | 1
3 | SHAFT PULLER DRIVE | 4660314 | 0870-MEC-QI-126-SHAFT PULLER 4-MONTH QUICK INSPECTION | 2019-09-02 | 2020-01-06 | 126 | [18 empty] | 1 | [17 empty] | 1 | [17 empty] | 1
3 | SHAFT PULLER DRIVE | 4660315 | 0870-LUB-DD-1008/1680-SHAFT PULLER GEARBOX LUBE | 2019-11-25 | 2024-07-01 | 1680
3 | SHAFT PULLER DRIVE | 4660316 | 0870-LUB-DD-1008/1680-SHAFT PULLER OIL SEAL REPLACEMENT | 2020-01-06 | 2024-08-12 | 1680
3 | SHAFT PULLER DRIVE | 4660317 | 0870-MEC-QI-672-SHAFT PULLER TWO YEAR SHAFT PULLER INSP | 2019-09-02 | 2021-07-05 | 672
3 | SHAFT PULLER DRIVE | 4660318 | 0870-MEC-DD-420-SHAFT PULLER GEARBOX ADAPTER INSPECTION | 2019-09-02 | 2020-10-26 | 420
3 | SHAFT PULLER DRIVE | 4660319 | 0870-LUB-DD-420-SHAFT PULLER FIFTEEN-WEEK LUBRICATION | 2019-10-28 | 2020-12-21 | 420
3 | SHAFT PULLER ASSEMBLY | 4660320 | 0870-MEC-DD-336-SHAFT PULLER ANNUAL INSPECTION | 2019-11-25 | 2020-10-26 | 336
3 | SHAFT PULLER ASSEMBLY | 4660321 | 0870-OPE-IRD-7-SHAFT PULLER WEEKLY INSPECTION | 2019-11-04 | 2019-11-11 | 7 | [10 empty] | 1 | 1 | 1 | 1 | 1 | 1 | 1 | 1 | 1 | 1 | 1 | 1 | 1 | 1 | 1 | 1 | 1 | 1 | 1 | 1 | 1 | 1 | 1 | 1 | 1 | 1 | 1 | 1 | 1 | 1 | 1 | 1 | 1 | 1 | 1 | 1 | 1 | 1 | 1 | 1 | 1 | 1 | 1 | 1 | 1
3 | SHAFT PULLER DRIVE | 4660322 | 0870-MEC-DD-42-SHAFT PULLER SHUTDOWN MOTOR CLEANING | 2019-11-04 | 2019-12-16 | 42 | [15 empty] | 1 | [5 empty] | 1 | [5 empty] | 1 | [5 empty] | 1 | [5 empty] | 1 | [5 empty] | 1 | [5 empty] | 1
3 | SHAFT PULLER DRIVE | 4660323 | 0870-MEC-IRD-168-SHAFT PULLER SEMI-ANNUAL MOTOR INSPECTION | 2019-11-11 | 2020-04-27 | 168 | [34 empty] | 1
3 | SHAFT PULLER ASSEMBLY | 4660324 | 0870-LUB-IRD-168-SHAFT PULLER BEARINGS LUBRICATION | 2019-11-18 | 2020-05-04 | 168 | [35 empty] | 1
3 | SHAFT PULLER ASSEMBLY | 4660325 | 0870-MEC-IRD-336-SHAFT PULLER ANNUAL BEARINGS INSPECTION | 2019-12-02 | 2020-11-02 | 336
3 | SHAFT PULLER ASSEMBLY | 4660326 | 0870-MEC-QI-28-SHAFT PULLER MONTHLY INSPECTION | 2019-11-18 | 2019-12-16 | 28 | [15 empty] | 1 |  |  |  | 1 |  |  |  | 1 |  |  |  | 1 |  |  |  | 1 |  |  |  | 1 |  |  |  | 1 |  |  |  | 1 |  |  |  | 1 |  |  |  | 1
3 | CORE PUSHER ASSEMBLY | 4660327 | 0870-MEC-DD-336-CORE LOADER ANNUAL LINEAR SYSTEM INSP | 2019-07-08 | 2020-06-08 | 336 | [40 empty] | 1
3 | CORE PUSHER ASSEMBLY | 4660328 | 0870-MEC-QI-28-CORE LOADER MONTHLY MECHANICAL INSPECTION | 2019-11-18 | 2019-12-16 | 28 | [15 empty] | 1 |  |  |  | 1 |  |  |  | 1 |  |  |  | 1 |  |  |  | 1 |  |  |  | 1 |  |  |  | 1 |  |  |  | 1 |  |  |  | 1 |  |  |  | 1
3 | CORE PUSHER ASSEMBLY | 4660329 | 0870-LUB-DD-168-CORE LOADER SEMI-ANNUAL LUBRICATION | 2019-10-14 | 2020-03-30 | 168 | [30 empty] | 1 | [23 empty] | 1
3 | CORE PUSHER ASSEMBLY | 4660330 | 0870-MEC-DD-126-CORE LOADER 4-MONTH INSPECTION | 2019-10-14 | 2020-02-17 | 126 | [24 empty] | 1 | [17 empty] | 1
3 | CORE PUSHER ASSEMBLY | 4660331 | 0870-MEC-DD-420-CORE LOADER FIFTEEN-WEEK CLEANING & INSP | 2019-12-23 | 2021-02-15 | 420
3 | CORE PUSHER ASSEMBLY | 4660332 | 0870-MEC-DD-672-CORE LOADER BI-ANNUAL GEARBOX INSPECTION | 2019-10-14 | 2021-08-16 | 672
3 | CENTER WIND ASSIST | 4660333 | 0870-MEC-DD-84-CENTER WIND ASSIST QUARTERLY MECH INSP | 2019-10-14 | 2020-01-06 | 84 | [18 empty] | 1 | [11 empty] | 1 | [11 empty] | 1 | [11 empty] | 1
3 | CENTER WIND ASSIST | 4660334 | 0870-MEC-DD-168-CENTER WIND ASSIST SEMI-ANNUAL MECH INSP | 2019-10-14 | 2020-03-30 | 168 | [30 empty] | 1 | [23 empty] | 1
3 | CENTER WIND ASSIST | 4660335 | 0870-MEC-IRD-28-CENTER WIND ASSIST MONTHLY MECHANCAL INSP | 2019-11-18 | 2019-12-16 | 28 | [15 empty] | 1 |  |  |  | 1 |  |  |  | 1 |  |  |  | 1 |  |  |  | 1 |  |  |  | 1 |  |  |  | 1 |  |  |  | 1 |  |  |  | 1 |  |  |  | 1
3 | CENTER WIND ASSIST | 4660336 | 0870-LUB-IRD-28-CENTER WIND ASSIST MONTHLY BEARING LUBE | 2019-11-18 | 2019-12-16 | 28 | [15 empty] | 1 |  |  |  | 1 |  |  |  | 1 |  |  |  | 1 |  |  |  | 1 |  |  |  | 1 |  |  |  | 1 |  |  |  | 1 |  |  |  | 1 |  |  |  | 1
3 | CENTER WIND ASSIST | 4660337 | 0870-MEC-IRD-84-CENTER WIND ASSIST QUARTERLY MECH INSP | 2019-11-25 | 2020-02-17 | 84 | [24 empty] | 1 | [11 empty] | 1 | [11 empty] | 1
3 | CENTER WIND ASSIST | 4660338 | 0870-MEC-DD-42-CENTER WIND ASSIST SHUTDOWN MOTOR CLEANING | 2019-11-04 | 2019-12-16 | 42 | [15 empty] | 1 | [5 empty] | 1 | [5 empty] | 1 | [5 empty] | 1 | [5 empty] | 1 | [5 empty] | 1 | [5 empty] | 1
3 | CENTER WIND ASSIST | 4660339 | 0870-E&I-DD-84-CENTER WIND ASSIST QUARTERLY ELECT INSP | 2019-10-14 | 2020-01-06 | 84 | [18 empty] | 1 | [11 empty] | 1 | [11 empty] | 1 | [11 empty] | 1
3 | CENTER WIND ASSIST | 4660340 | 0870-MEC-IRD-168-CENTER WIND ASSIST SEMI-ANNUAL MOTOR INSP | 2019-11-25 | 2020-05-11 | 168 | [36 empty] | 1
3 | CENTER WIND ASSIST | 4660341 | 0870-E&I-IRD-28-CENTER WIND ASSIST MONTHLY MOTOR ELEC INSP | 2019-11-18 | 2019-12-16 | 28 | [15 empty] | 1 |  |  |  | 1 |  |  |  | 1 |  |  |  | 1 |  |  |  | 1 |  |  |  | 1 |  |  |  | 1 |  |  |  | 1 |  |  |  | 1 |  |  |  | 1
3 | CENTER WIND ASSIST | 4660342 | 0870-EXT-IRD-28-CENTER WIND ASSIST MONTHLY MOTOR VIBE | 2019-11-18 | 2019-12-16 | 28 | [15 empty] | 1 |  |  |  | 1 |  |  |  | 1 |  |  |  | 1 |  |  |  | 1 |  |  |  | 1 |  |  |  | 1 |  |  |  | 1 |  |  |  | 1 |  |  |  | 1
3 | WATER SHOWER ASSEMBLY | 4660343 | 0870-OPE-IRD-1-INNER WIRE DAILY INSPECTION | 2019-11-04 | 2019-11-05 | 1 | [10 empty] | 1 | 1 | 1 | 1 | 1 | 1 | 1 | 1 | 1 | 1 | 1 | 1 | 1 | 1 | 1 | 1 | 1 | 1 | 1 | 1 | 1 | 1 | 1 | 1 | 1 | 1 | 1 | 1 | 1 | 1 | 1 | 1 | 1 | 1 | 1 | 1 | 1 | 1 | 1 | 1 | 1 | 1 | 1 | 1 | 1 | 1
3 | WATER SHOWER ASSEMBLY | 4660344 | 0870-OPE-DD-42-INNER WIRE SHUTDOWN SHOWER/NOZZLES INSP | 2019-11-04 | 2019-12-16 | 42 | [15 empty] | 1 | [5 empty] | 1 | [5 empty] | 1 | [5 empty] | 1 | [5 empty] | 1 | [5 empty] | 1 | [5 empty] | 1
3 | WATER SHOWER ASSEMBLY | 4660345 | 0870-E&I-DD-336-INNER WIRE ANNUALLY ELECTRICAL INSPECTION | 2019-07-08 | 2020-06-08 | 336 | [40 empty] | 1
3 | WATER SHOWER ASSEMBLY | 4660346 | 0870-MEC-DD-168-INNER WIRE SEMI-ANNUAL MECHANICAL INSP | 2019-10-14 | 2020-03-30 | 168 | [30 empty] | 1 | [23 empty] | 1
3 | WATER SHOWER ASSEMBLY | 4660347 | 0870-OPE-IRD-7-INNER WIRE WEEKLY INSPECTION | 2019-11-04 | 2019-11-11 | 7 | [10 empty] | 1 | 1 | 1 | 1 | 1 | 1 | 1 | 1 | 1 | 1 | 1 | 1 | 1 | 1 | 1 | 1 | 1 | 1 | 1 | 1 | 1 | 1 | 1 | 1 | 1 | 1 | 1 | 1 | 1 | 1 | 1 | 1 | 1 | 1 | 1 | 1 | 1 | 1 | 1 | 1 | 1 | 1 | 1 | 1 | 1
3 | HEADBOX AND FORMING SECTION DEVICES | 4660348 | FIELD DEV 1-E&I-DD-336 HEADBX & FORMR FIELD INST INSP | 2019-10-14 | 2020-09-14 | 336 | [54 empty] | 1
3 | TAD SECTION DEVICES | 4660349 | FIELD DEV 2-E&I-DD-336 TAD & PRESS FIELD INSTRUMENT INSP | 2019-09-02 | 2020-08-03 | 336 | [48 empty] | 1
3 | YANKEE SECTION DEVICES | 4660350 | FIELD DEV 3-E&I-DD-336 YANKEE FIELD INSTRUMENTATION INSP | 2019-08-12 | 2020-07-13 | 336 | [45 empty] | 1
3 | CALENDER SECTION INSTRUMENTATION AND DEVICES | 4660351 | FIELD DEV 4-E&I-DD-336 CALENDAR FIELD INSTRUMENT INSP | 2019-07-08 | 2020-06-08 | 336 | [40 empty] | 1
3 | REEL SECTION DEVICES | 4660352 | FIELD DEV 6-E&I-DD-336 REEL FIELD INSTRUMENTATION INSP | 2019-11-18 | 2020-10-19 | 336
3 | ROLL HANDLING DEVICES | 4660353 | FIELD DEV 7-E&I-DD-336 ROLL HANDLING FIELD INSTRUMENT INSP | 2019-06-03 | 2020-05-04 | 336 | [35 empty] | 1
3 | CONVEYORS DEVICES | 4660354 | FIELD DEV 5-E&I-DD-336 CONVEYORS FIELD INSTUMENT INSP | 2019-12-02 | 2020-11-02 | 336
3 | E STOP DEVICES | 4660355 | FIELD DEV 8-E&I-DD-336 E STOP INSTRUMENTATION INSPECTION | 2020-01-06 | 2020-12-07 | 336
3 | TAD SECTION DEVICES | 4660356 | FIELD DEV 9-E&I-DD-336 FIREFLY MACHINE SUPERVISION INST INSP | 2019-05-06 | 2020-04-06 | 336 | [31 empty] | 1
3 | HYDRAULIC POWER PACK MOTOR | 4660357 | 0820-EXT-IRD-56-BALE HANDLING SYSTEM MOTORS IR THERMOGRAPHY | 2019-11-11 | 2020-01-06 | 56 | [18 empty] | 1 | [7 empty] | 1 | [7 empty] | 1 | [7 empty] | 1 | [7 empty] | 1
3 | PULP DISSOLVING SYSTEM | 4660358 | 0821-EXT-IRD-28-BALE PULPER SYSTEM MOTORS IR THERMOGRAPHY | 2019-11-18 | 2019-12-16 | 28 | [15 empty] | 1 |  |  |  | 1 |  |  |  | 1 |  |  |  | 1 |  |  |  | 1 |  |  |  | 1 |  |  |  | 1 |  |  |  | 1 |  |  |  | 1 |  |  |  | 1
3 | PULP DISSOLVING SYSTEM | 4660359 | 0821-EXT-IRD-56-BALE PULPER MOTORS THERMOGRAPHY INSPECTION | 2019-11-11 | 2020-01-06 | 56 | [18 empty] | 1 | [7 empty] | 1 | [7 empty] | 1 | [7 empty] | 1 | [7 empty] | 1